No | 057781 | Printer/Graphic Recorders | 862120 - M3176C USB Recorder | US41022788 | Philips Healthcare | H6 - Surgical Progressive Care Unit (PCU) | Akron | Akron City Campus | H Tower | 6th Floor | 2019-07-03 | Low
No | 058627 | Printer/Graphic Recorders | 862120 - M3176C USB Recorder | US41026305 | Philips Healthcare | H2 - Labor and Delivery Unit (L&D) | Akron | Akron City Campus | H Tower | 2nd Floor | 2020-06-26 | Low
No | 058773 | Printer/Graphic Recorders | 862120 - M3176C USB Recorder | US41026306 | Philips Healthcare | Sameday Surgery Center | Akron | Akron City Campus | H Tower | 1st Floor | 2020-03-16 | Low
No | 061290 | Printer/Graphic Recorders | 862120 - M3176C USB Recorder | US92610169 | Philips Healthcare | Health Tech Mgmt | Akron | Akron City Campus | H Tower | Basement | 2021-12-08 | Low
No | 020934 | Printer/Graphic Recorders | BTP-L560M - Printer | 1609A70875 | Alere | Family Medicine Center | Akron | Akron City Campus | 55 Arch | 3rd Floor | 2017-02-20 | Low
No | 020935 | Printer/Graphic Recorders | BTP-L560M - Printer | 1511A72905 | Alere | Family Medicine Center | Akron | Akron City Campus | 55 Arch | 3rd Floor | 2017-02-20 | Low
No | 020954 | Printer/Graphic Recorders | BTP-L560M - Printer | 1511A71020 | Alere | Family Medicine Center | Akron | Akron City Campus | 55 Arch | 3rd Floor | 2017-02-20 | Low
No | 020955 | Printer/Graphic Recorders | BTP-L560M - Printer | 1604A72544 | Alere | Center for Senior Health | Akron | Akron City Campus | 75 Arch | Ground Floor | 2017-02-20 | Low
No | 062241 | Printer/Graphic Recorders | BTP-L560M - Printer | 1711A70550 | Alere | Cuyahoga Falls Primary Care | Akron | Cuyahoga Falls Campus | Cuyahoga Falls Primary Care | Ground Floor | 2022-08-12 | Low
No | 070155 | Printer/Graphic Recorders | BTP-L560M - Printer | 2012A709870 | Alere | Family Practice Center - SB | Barberton | Barberton Campus | Summa Barberton Hospital | 1st Floor | 2023-08-17 14:57 | Low
No | CE3631 | Printer/Graphic Recorders | GENERIC - | IC807149 | GE Healthcare | Communication Disorders - SB | Barberton | Barberton Campus | Summa Barberton Hospital | 5th Floor | 2009-04-01 | Low
No | 036950 | Printer/Graphic Recorders | M1116A | 4227A35283 | Philips Healthcare | Intensive Care Unit (ICU) - SB | Barberton | Barberton Campus | Summa Barberton Hospital | 2nd Floor | 2009-04-01 | Low
No | 017858 | Printer/Graphic Recorders | M1116B | 4227A24201 | Philips Healthcare | Anesthesia | Akron | Akron City Campus | Akron City Hospital | 1st Floor | 2003-09-18 | Low
No | 029637 | Printer/Graphic Recorders | M1116B | 4227A85285 | Philips Healthcare | Emergency Department (ED) - ACH | Akron | Akron City Campus | Akron City Hospital | Ground Floor | 2012-11-12 | Low
No | 029638 | Printer/Graphic Recorders | M1116B | 4227A85286 | Philips Healthcare | Emergency Department (ED) - ACH | Akron | Akron City Campus | Akron City Hospital | Ground Floor | 2012-11-12 | Low
No | 029639 | Printer/Graphic Recorders | M1116B | 4227A85284 | Philips Healthcare | Emergency Department (ED) - ACH | Akron | Akron City Campus | Akron City Hospital | Ground Floor | 2012-11-12 | Low
No | 029640 | Printer/Graphic Recorders | M1116B | 4227A85287 | Philips Healthcare | Emergency Department (ED) - ACH | Akron | Akron City Campus | Akron City Hospital | Ground Floor | 2012-11-12 | Low
No | 032829 | Printer/Graphic Recorders | M1116B | 4227A90724 | Philips Healthcare | Anesthesia | Akron | Akron City Campus | Akron City Hospital | 1st Floor | 2014-05-06 | Low
No | 032830 | Printer/Graphic Recorders | M1116B | 4227A90722 | Philips Healthcare | Anesthesia | Akron | Akron City Campus | Akron City Hospital | 1st Floor | 2014-05-06 | Low
No | 032831 | Printer/Graphic Recorders | M1116B | 4227A90710 | Philips Healthcare | Anesthesia | Akron | Akron City Campus | Akron City Hospital | 1st Floor | 2014-05-06 | Low
No | 032832 | Printer/Graphic Recorders | M1116B | 4227A90723 | Philips Healthcare | Anesthesia | Akron | Akron City Campus | Akron City Hospital | 1st Floor | 2014-05-06 | Low
No | 032833 | Printer/Graphic Recorders | M1116B | 4227A90711 | Philips Healthcare | Anesthesia | Akron | Akron City Campus | Akron City Hospital | 1st Floor | 2014-05-06 | Low
No | 032835 | Printer/Graphic Recorders | M1116B | 4227A90713 | Philips Healthcare | Anesthesia | Akron | Akron City Campus | Akron City Hospital | 1st Floor | 2014-05-06 | Low
No | 032836 | Printer/Graphic Recorders | M1116B | 4227A90718 | Philips Healthcare | Anesthesia | Akron | Akron City Campus | Akron City Hospital | 1st Floor | 2014-05-06 | Low
No | 032838 | Printer/Graphic Recorders | M1116B | 4227A90704 | Philips Healthcare | Anesthesia | Akron | Akron City Campus | Akron City Hospital | 1st Floor | 2014-05-06 | Low
No | 032839 | Printer/Graphic Recorders | M1116B | 4227A90706 | Philips Healthcare | Anesthesia | Akron | Akron City Campus | Akron City Hospital | 1st Floor | 2014-05-06 | Low
No | 032840 | Printer/Graphic Recorders | M1116B | 4227A90716 | Philips Healthcare | Anesthesia | Akron | Akron City Campus | Akron City Hospital | 1st Floor | 2014-05-06 | Low
No | 032841 | Printer/Graphic Recorders | M1116B | 4227A90712 | Philips Healthcare | Anesthesia | Akron | Akron City Campus | Akron City Hospital | 1st Floor | 2014-05-06 | Low
No | 032843 | Printer/Graphic Recorders | M1116B | 4227A90705 | Philips Healthcare | Anesthesia | Akron | Akron City Campus | Akron City Hospital | 1st Floor | 2014-05-06 | Low
No | 032844 | Printer/Graphic Recorders | M1116B | 4227A90715 | Philips Healthcare | Anesthesia | Akron | Akron City Campus | Akron City Hospital | 1st Floor | 2014-05-06 | Low
No | 032845 | Printer/Graphic Recorders | M1116B | 4227A90717 | Philips Healthcare | Anesthesia | Akron | Akron City Campus | Akron City Hospital | 1st Floor | 2014-05-06 | Low
No | 032846 | Printer/Graphic Recorders | M1116B | 4227A90719 | Philips Healthcare | Anesthesia | Akron | Akron City Campus | Akron City Hospital | 1st Floor | 2014-05-06 | Low
No | 032847 | Printer/Graphic Recorders | M1116B | 4227A90708 | Philips Healthcare | Anesthesia | Akron | Akron City Campus | Akron City Hospital | 1st Floor | 2014-05-06 | Low
No | 032848 | Printer/Graphic Recorders | M1116B | 4227A90707 | Philips Healthcare | Anesthesia | Akron | Akron City Campus | Akron City Hospital | 1st Floor | 2014-05-06 | Low
No | 032849 | Printer/Graphic Recorders | M1116B | 4227A90703 | Philips Healthcare | Health Tech Mgmt | Akron | Akron City Campus | H Tower | Basement | 2014-05-06 | Low
No | 035357 | Printer/Graphic Recorders | M1116B | US51316586 | Philips Healthcare | Anesthesia | Akron | Akron City Campus | Akron City Hospital | 1st Floor | 2014-05-06 | Low
No | 036912 | Printer/Graphic Recorders | M1116B | 3213A04467 | Philips Healthcare | Intensive Care Unit (ICU) - SB | Barberton | Barberton Campus | Summa Barberton Hospital | 2nd Floor | 2009-04-01 | Low
No | 036913 | Printer/Graphic Recorders | M1116B | 3530A36407 | Philips Healthcare | Acuity Adaptable Unit (AAU) - SB | Barberton | Barberton Campus | Summa Barberton Hospital | 2nd Floor | 2013-06-14 | Low
No | 036926 | Printer/Graphic Recorders | M1116B | 3428A28020 | Philips Healthcare | Intensive Care Unit (ICU) - SB | Barberton | Barberton Campus | Summa Barberton Hospital | 2nd Floor | 2009-04-01 | Low
No | 036927 | Printer/Graphic Recorders | M1116B | 3428A28068 | Philips Healthcare | Intensive Care Unit (ICU) - SB | Barberton | Barberton Campus | Summa Barberton Hospital | 2nd Floor | 2009-04-01 | Low
No | 036928 | Printer/Graphic Recorders | M1116B | M1116B | Philips Healthcare | Intensive Care Unit (ICU) - SB | Barberton | Barberton Campus | Summa Barberton Hospital | 2nd Floor | 2009-04-01 | Low
No | 037005 | Printer/Graphic Recorders | M1116B | 3213A04515 | Philips Healthcare | Acuity Adaptable Unit (AAU) - SB | Barberton | Barberton Campus | Summa Barberton Hospital | 2nd Floor | 2009-04-01 | Low
No | 037014 | Printer/Graphic Recorders | M1116B | 4227A39413 | Philips Healthcare | Acuity Adaptable Unit (AAU) - SB | Barberton | Barberton Campus | Summa Barberton Hospital | 2nd Floor | 2009-04-01 | Low
No | 037636 | Printer/Graphic Recorders | M1116B | 3308A13451 | Philips Healthcare | Sameday Surgery Center - SW | Barberton | Wadsworth Campus | Wadsworth-Rittman Medical Center | 1st Floor | 2009-04-01 | Low
No | 037639 | Printer/Graphic Recorders | M1116B | 3220A06225 | Philips Healthcare | Sameday Surgery Center - SW | Barberton | Wadsworth Campus | Wadsworth-Rittman Medical Center | 1st Floor | 2009-04-01 | Low
No | 037658 | Printer/Graphic Recorders | M1116B | 4227A55759 | Philips Healthcare | Medina ASC | Barberton | Medina Campus | Medina Medical Center | 1st Floor | 2009-04-01 | Low
No | 037661 | Printer/Graphic Recorders | M1116B | 3428A28016 | Philips Healthcare | Health Tech Mgmt - SB | Barberton | Barberton Campus | Summa Barberton Hospital | 5th Floor | 2009-04-01 | Low
No | 037664 | Printer/Graphic Recorders | M1116B | 4227A38288 | Philips Healthcare | Health Tech Mgmt - SB | Barberton | Barberton Campus | Summa Barberton Hospital | 5th Floor | 2009-04-01 | Low
No | 038405 | Printer/Graphic Recorders | M1116B | 4227A60807 | Philips Healthcare | Sameday Surgery Center - SB | Barberton | Barberton Campus | Summa Barberton Hospital | 2nd Floor | 2009-04-01 | Low
No | 038420 | Printer/Graphic Recorders | M1116B | 4227A39414 | Philips Healthcare | Sameday Surgery Center - SB | Barberton | Barberton Campus | Summa Barberton Hospital | 2nd Floor | 2009-04-01 | Low
No | 038905 | Printer/Graphic Recorders | M1116B | 3308A13450 | Philips Healthcare | Health Tech Mgmt - SB | Barberton | Barberton Campus | Summa Barberton Hospital | 5th Floor | 2009-04-01 | Low
No | 039118 | Printer/Graphic Recorders | M1116B | 4227A53063 | Philips Healthcare | Anesthesia - SB | Barberton | Barberton Campus | Summa Barberton Hospital | 2nd Floor | 2009-04-01 | Low
No | 054917 | Printer/Graphic Recorders | M1116B | 4011A98084 | Philips Healthcare | Anesthesia | Akron | Akron City Campus | Akron City Hospital | 1st Floor | 2018-11-21 | Low
No | 061456 | Printer/Graphic Recorders | M1116B | 3703A51085 | Philips Healthcare | Health Tech Mgmt - SB | Barberton | Barberton Campus | Summa Barberton Hospital | 5th Floor | 2009-04-01 | Low
No | 070948 | Printer/Graphic Recorders | M1116B | 3428A28015 | Philips Healthcare | Medina ASC | Barberton | Medina Campus | Medina Medical Center | 1st Floor | 2009-04-01 | Low
No | 037692 | Printer/Graphic Recorders | M1116C | US51314643 | Philips Healthcare | Acuity Adaptable Unit (AAU) - SB | Barberton | Barberton Campus | Summa Barberton Hospital | 2nd Floor | 2015-09-07 | Low
No | 038246 | Printer/Graphic Recorders | M1116C | US51316725 | Philips Healthcare | Emergency Department (ED) - Wadsworth | Barberton | Wadsworth Campus | Wadsworth Emergency Bldg | Ground Floor | 2016-02-23 | Low
No | 038247 | Printer/Graphic Recorders | M1116C | US51316738 | Philips Healthcare | Emergency Department (ED) - Wadsworth | Barberton | Wadsworth Campus | Wadsworth Emergency Bldg | Ground Floor | 2016-02-23 | Low
No | 051003 | Printer/Graphic Recorders | M1116C | US61125735 | Philips Healthcare | Angiography | Akron | Akron City Campus | Akron City Hospital | 2nd Floor | 2018-06-08 | Low
No | 051004 | Printer/Graphic Recorders | M1116C | US61125730 | Philips Healthcare | Angiography | Akron | Akron City Campus | Akron City Hospital | 2nd Floor | 2018-06-08 | Low
No | 051005 | Printer/Graphic Recorders | M1116C | US61125726 | Philips Healthcare | Angiography | Akron | Akron City Campus | Akron City Hospital | 2nd Floor | 2018-06-08 | Low
No | 051006 | Printer/Graphic Recorders | M1116C | US61125724 | Philips Healthcare | Angiography | Akron | Akron City Campus | Akron City Hospital | 2nd Floor | 2018-06-08 | Low
No | 051007 | Printer/Graphic Recorders | M1116C | US61125734 | Philips Healthcare | Angiography | Akron | Akron City Campus | Akron City Hospital | 2nd Floor | 2018-06-08 | Low
No | 051008 | Printer/Graphic Recorders | M1116C | US61125738 | Philips Healthcare | Angiography | Akron | Akron City Campus | Akron City Hospital | 2nd Floor | 2018-06-08 | Low
No | 054374 | Printer/Graphic Recorders | M1116C | US61122485 | Philips Healthcare | Anesthesia | Akron | Akron City Campus | Akron City Hospital | 1st Floor | 2017-08-21 | Low
No | 055278 | Printer/Graphic Recorders | M1116C | US61119403 | Philips Healthcare | Anesthesia | Akron | Akron City Campus | Akron City Hospital | 1st Floor | 2016-09-20 | Low
No | 055282 | Printer/Graphic Recorders | M1116C | US61119623 | Philips Healthcare | Anesthesia | Akron | Akron City Campus | Akron City Hospital | 1st Floor | 2016-10-13 | Low
No | 055298 | Printer/Graphic Recorders | M1116C | US61119128 | Philips Healthcare | Anesthesia | Akron | Akron City Campus | Akron City Hospital | 1st Floor | 2016-11-29 | Low
No | 055299 | Printer/Graphic Recorders | M1116C | US61119130 | Philips Healthcare | Anesthesia | Akron | Akron City Campus | Akron City Hospital | 1st Floor | 2016-11-29 | Low
No | 055300 | Printer/Graphic Recorders | M1116C | US61119046 | Philips Healthcare | Anesthesia | Akron | Akron City Campus | Akron City Hospital | 1st Floor | 2016-11-29 | Low
No | 055305 | Printer/Graphic Recorders | M1116C | US61119047 | Philips Healthcare | Anesthesia | Akron | Akron City Campus | Akron City Hospital | 1st Floor | 2016-11-29 | Low
No | 057885 | Printer/Graphic Recorders | M1116C | US61129741 | Philips Healthcare | Anesthesia | Akron | Akron City Campus | Akron City Hospital | 1st Floor | 2019-07-21 | Low
No | 057886 | Printer/Graphic Recorders | M1116C | US61129668 | Philips Healthcare | Anesthesia | Akron | Akron City Campus | Akron City Hospital | 1st Floor | 2019-07-21 | Low
No | 057887 | Printer/Graphic Recorders | M1116C | US61129738 | Philips Healthcare | Anesthesia | Akron | Akron City Campus | Akron City Hospital | 1st Floor | 2019-07-21 | Low
No | 057888 | Printer/Graphic Recorders | M1116C | US61129740 | Philips Healthcare | Anesthesia | Akron | Akron City Campus | Akron City Hospital | 1st Floor | 2019-07-21 | Low
No | 057889 | Printer/Graphic Recorders | M1116C | US61129687 | Philips Healthcare | Anesthesia | Akron | Akron City Campus | Akron City Hospital | 1st Floor | 2019-07-21 | Low
No | 057890 | Printer/Graphic Recorders | M1116C | US61129670 | Philips Healthcare | Anesthesia | Akron | Akron City Campus | Akron City Hospital | 1st Floor | 2019-07-21 | Low
No | 060461 | Printer/Graphic Recorders | M1116C | US611315.33 | Philips Healthcare | Anesthesia | Akron | Akron City Campus | Akron City Hospital | 1st Floor | 2021-05-07 | Low
No | 060462 | Printer/Graphic Recorders | M1116C | US61131548 | Philips Healthcare | Anesthesia | Akron | Akron City Campus | Akron City Hospital | 1st Floor | 2021-05-07 | Low
No | 061166 | Printer/Graphic Recorders | M1116C | US61136076 | Philips Healthcare | Anesthesia | Akron | Akron City Campus | Akron City Hospital | 1st Floor | 2021-11-04 | Low
No | 061238 | Printer/Graphic Recorders | M1116C | US61137396 | Philips Healthcare | Angiography | Akron | Akron City Campus | Akron City Hospital | 2nd Floor | 2022-01-12 | Low
No | 061239 | Printer/Graphic Recorders | M1116C | US61137398 | Philips Healthcare | Angiography | Akron | Akron City Campus | Akron City Hospital | 2nd Floor | 2022-01-12 | Low
No | 061240 | Printer/Graphic Recorders | M1116C | US61137403 | Philips Healthcare | Angiography | Akron | Akron City Campus | Akron City Hospital | 2nd Floor | 2022-01-12 | Low
No | 062517 | Printer/Graphic Recorders | M1116C | US61138685 | Philips Healthcare | Interventional Psychiatry | Akron | Akron City Campus | Akron City Hospital | 2nd Floor | 2023-01-20 10:43 | Low
No | 070375 | Printer/Graphic Recorders | M1116C | US61139995 | Philips Healthcare | Anesthesia - SW | Barberton | Wadsworth Campus | Wadsworth-Rittman Medical Center | 1st Floor | 2024-03-01 | Low
No | 070382 | Printer/Graphic Recorders | M1116C | US61139597 | Philips Healthcare | Anesthesia - SW | Barberton | Wadsworth Campus | Wadsworth-Rittman Medical Center | 1st Floor | 2024-03-01 | Low
No | 070389 | Printer/Graphic Recorders | M1116C | US61139591 | Philips Healthcare | Anesthesia - SW | Barberton | Wadsworth Campus | Wadsworth-Rittman Medical Center | 1st Floor | 2024-03-01 | Low
No | 070396 | Printer/Graphic Recorders | M1116C | US61139774 | Philips Healthcare | Anesthesia - SW | Barberton | Wadsworth Campus | Wadsworth-Rittman Medical Center | 1st Floor | 2024-03-01 | Low
No | 023245 | Printer/Graphic Recorders | MAP9819-065 - I-Stat Printer | 261214971 | Abbott Laboratories | Respiratory Care | Akron | Akron City Campus | Akron City Hospital | 6th Floor | 2007-01-30 | Low
No | 023247 | Printer/Graphic Recorders | MAP9819-065 - I-Stat Printer | 261214973 | Abbott Laboratories | Respiratory Care | Akron | Akron City Campus | Akron City Hospital | 6th Floor | 2007-01-30 | Low
No | 023249 | Printer/Graphic Recorders | MAP9819-065 - I-Stat Printer | 261214974 | Abbott Laboratories | Respiratory Care | Akron | Akron City Campus | Akron City Hospital | 6th Floor | 2007-01-30 | Low
No | 023254 | Printer/Graphic Recorders | MAP9819-065 - I-Stat Printer | 261214975 | Abbott Laboratories | Respiratory Care | Akron | Akron City Campus | Akron City Hospital | 6th Floor | 2007-01-30 | Low
No | 023255 | Printer/Graphic Recorders | MAP9819-065 - I-Stat Printer | 261214970 | Abbott Laboratories | Respiratory Care | Akron | Akron City Campus | Akron City Hospital | 6th Floor | 2007-01-30 | Low
No | 029696 | Printer/Graphic Recorders | MD6VR - Chart Recorder | 09191402 | D.E. Hokanson, Inc. | SCI - Noninvasive Vascular | Akron | Akron City Campus | Akron City Hospital | Ground Floor | 2014-10-23 | Low
No | 017378 | Printer/Graphic Recorders | XE50P - Recorder, Chart | 993680 | Gsi Lumonics | SCI - Cardio & Pulm Rehab | Akron | Akron City Campus | 95 Arch | Ground Floor | 2003-07-07 | Low
No | 101-17138 | Printers | 1012 - Printer | Unknown | Hewlett Packard | Sameday Surgery Center - SW | Barberton | Wadsworth Campus | Wadsworth-Rittman Medical Center | 1st Floor | 2010-03-05 | Low
No | 024779 | Printers | 1320 Q5927A - Laserjet | CNBC4BT19N | Hewlett Packard | SCI - Noninvasive Cardio Service | Akron | Akron City Campus | Akron City Hospital | Ground Floor | 2008-12-08 | Low
No | 053361 | Printers | 2300L - Printer, Laserjet | TH546410G4 | Hewlett Packard | LAB Microbiology | Akron | Akron City Campus | ACH Admin Building | 2nd Floor | 2018-07-09 | Low
No | CE5583 | Printers | 2600 FX - | MY61N3W12G | Hewlett Packard | Operating Room - SB | Barberton | Barberton Campus | Summa Barberton Hospital | 2nd Floor | 2009-04-01 | Low
No | 004260 | Printers | 3630A - Printer, Ink Jet | 3040A13523 | Hewlett Packard | Sleep Lab - White Pond | Barberton | White Pond Campus | Summa Health Neuroscience Services | 2nd Floor | 1991-05-01 | Low
No | 004261 | Printers | 3630A - Printer, Ink Jet | 3040A32864 | Hewlett Packard | Sleep Lab - White Pond | Barberton | White Pond Campus | Summa Health Neuroscience Services | 2nd Floor | 1991-05-01 | Low
No | 016331 | Printers | 40038-115 - Thermal Printer | 120-12500 | Printrex | Ophthalmology Clinic | Akron | Akron City Campus | 75 Arch | 4th Floor | 2000-10-10 | Low
No | 020784 | Printers | 445882 - Hp Laserjet 1300, Q1334A | CNCK123078 | Becton Dickinson (BD) | LAB Microbiology | Akron | Akron City Campus | ACH Admin Building | 2nd Floor | 2005-02-04 | Low
No | 015643 | Printers | 46OODN | JPCKC34977 | Hewlett Packard | Endoscopy - Outpatient | Akron | Akron City Campus | 95 Arch | Ground Floor | 2003-06-18 | Low
No | CE1310 | Printers | 5112 24 - | 000319 | Instromedixs Inc. | SCI - Cardiac Rehab - SB | Barberton | Barberton Campus | Summa Barberton Hospital | Ground Floor | 2009-04-01 | Low
No | 020462 | Printers | 5650 - Hp Colordeskjet | MY59M5D2BT | Hewlett Packard | Respiratory Care | Akron | Akron City Campus | Akron City Hospital | 6th Floor | 2006-03-07 | Low
No | 022069 | Printers | 5650 - Hp Colordeskjet | MS705P03K | Hewlett Packard | Respiratory Care | Akron | Akron City Campus | Akron City Hospital | 6th Floor | 2006-03-07 | Low
No | 023994 | Printers | 5650 - Hp Colordeskjet | MY74N1ROQD | Hewlett Packard | Respiratory Care | Akron | Akron City Campus | Akron City Hospital | 6th Floor | 2008-01-29 | Low
No | 035925 | Printers | 8100 - Officejet Pro | CN591V0F6 | Hewlett Packard | IMG Medina Imaging | Barberton | Medina Campus | Medina Medical Center | 1st Floor | 2016-01-27 | Low
No | 053315 | Printers | C1760NW | 890E2887 | Dell Computer | Endoscopy - Outpatient | Akron | Akron City Campus | 95 Arch | Ground Floor | 2016-10-19 | Low
No | 001974 | Printers | C2001A - Printer, Laserjet | USTC145954 | Hewlett Packard | SCI-Cardiac Cath Lab Svcs | Akron | Akron City Campus | Akron City Hospital | 1st Floor | 1996-07-01 | Low
No | 016287 | Printers | C2001A - Printer, Laserjet | JPBX003573 | Hewlett Packard | LAB Special Proced Tox | Akron | Akron City Campus | ACH Admin Building | 2nd Floor | 2000-07-21 | Low
No | 017236 | Printers | C2001A - Printer, Laserjet | JPBD012631 | Hewlett Packard | SCI-Cardiac Cath Lab Svcs | Akron | Akron City Campus | Akron City Hospital | 1st Floor | 2003-01-15 | Low
No | 024762 | Printers | C2001A - Printer, Laserjet | JPBG087992 | Hewlett Packard | SCI - Noninvasive Cardio Service | Akron | Akron City Campus | Akron City Hospital | Ground Floor | 1994-03-15 | Low
No | 016584 | Printers | C2106A - Printer, Ink Jet | US3431305T | Hewlett Packard | Ophthalmology Clinic | Akron | Akron City Campus | 75 Arch | 4th Floor | 2001-02-23 | Low
No | 016277 | Printers | C3916A - Printer, Laserjet | USLB010227 | Hewlett Packard | LAB Special Proced Tox | Akron | Akron City Campus | ACH Admin Building | 2nd Floor | 2000-07-21 | Low
No | 023521 | Printers | C3941A - Laserjet 5L Printer | USCB695476 | Hewlett Packard | H2 - Labor and Delivery Unit (L&D) | Akron | Akron City Campus | H Tower | 2nd Floor | 2006-11-07 | Low
No | 017181 | Printers | C3990A - Printer, Laserjet 6L | USHB937814 | Hewlett Packard | Center for Corporate Health | Akron | Cuyahoga Falls Campus | Cuyahoga Falls Medical Center | Ground Floor | 2002-10-17 | Low
No | 016802 | Printers | C4170A - Laserjet 2100 | USGZ158487 | Hewlett Packard | T3 - Medical Intensive Care Unit (MICU) | Akron | Akron City Campus | Critical Care Tower | 3rd Floor | 2001-04-05 | Low
No | 004730 | Printers | C4213A - Printer, Laserjet | USBD072950 | Hewlett Packard | Sleep Lab - White Pond | Barberton | White Pond Campus | Summa Health Neuroscience Services | 2nd Floor | 1998-01-06 | Low
No | 019243 | Printers | C4224A - Laserjet | USGN033681 | Hewlett Packard | Ophthalmology Clinic | Akron | Akron City Campus | 75 Arch | 4th Floor | 2002-10-11 | Low
No | 016576 | Printers | C4251A - Laserjet 4050 | USBC138759 | Hewlett Packard | LAB Special Proced Tox | Akron | Akron City Campus | ACH Admin Building | 2nd Floor | 2001-01-22 | Low
No | 015765 | Printers | C6723A - Printer, Photo Smart 1000 | MX0AD1D1ZV | Hewlett Packard | Ophthalmology Clinic | Akron | Akron City Campus | 75 Arch | 4th Floor | 2004-09-17 | Low
No | 032603 | Printers | C7044A LJ1200 - Printer, Laserjet 1200 | CNCV104162 | Hewlett Packard | SCI - Noninvasive Cardio Service | Akron | Akron City Campus | Akron City Hospital | Ground Floor | 2012-11-19 | Low
No | 027153 | Printers | C8970A - | MY77BBS330 | Hewlett Packard | Sleep Lab - White Pond | Barberton | White Pond Campus | Summa Health Neuroscience Services | 2nd Floor | 2010-04-27 | Low
No | 023001 | Printers | C9063A - Ink Jet Printer | TH571131RB | Hewlett Packard | Nuclear Medicine | Akron | Akron City Campus | Akron City Hospital | Ground Floor | 2006-02-08 | Low
No | 014291 | Printers | C9661A | JPCKC36015 | Hewlett Packard | Endoscopy | Akron | Akron City Campus | Akron City Hospital | Ground Floor | 2003-05-12 | Low
No | 101-20938 | Printers | CB092A - Printer,Officejet Pro8000 | CN0B73Q071 | Hewlett Packard | Operating Room - SW | Barberton | Wadsworth Campus | Wadsworth-Rittman Medical Center | 1st Floor | 2011-04-25 | Low
No | 052643 | Printers | CB495A - Laserjet Color Cp2025 | CNGS397826 | Hewlett Packard | SCI-Heart Rhythm Services | Akron | Akron City Campus | Akron City Hospital | 1st Floor | 2018-01-25 | Low
No | 052725 | Printers | CB495A - Laserjet Color Cp2025 | CNBS204886 | Hewlett Packard | SCI-Heart Rhythm Services | Akron | Akron City Campus | Akron City Hospital | 1st Floor | 2018-10-30 | Low
No | 032165 | Printers | CB863A OFFICEJET6100 - Printer, Color, Usb | CN33S?3RHBN | Hewlett Packard | Operating Room | Akron | Akron City Campus | Akron City Hospital | 1st Floor | 2014-06-23 | Low
No | 033457 | Printers | CLP-365 - Printer, Color, Laser | Z74FB8GDAE0016R | Samsung Electronics America Inc | Operating Room | Akron | Akron City Campus | Akron City Hospital | 1st Floor | 2015-12-28 | Low
No | 060129 | Printers | CZ993A - Officejet 200 Mobile Printer | TH082850DJ | Hewlett Packard | EEG Neurology Lab | Akron | Akron City Campus | Akron City Hospital | Ground Floor | 2021-01-29 | Low
No | 026692 | Printers | D7260 | MY858QG036 | Hewlett Packard | Endoscopy - Outpatient | Akron | Akron City Campus | 95 Arch | Ground Floor | 2008-09-22 | Low
No | 028952 | Printers | Deskjet 3000 - Deskjet 3000 | CN19G32NKX | Hewlett Packard | Nuclear Medicine | Akron | Akron City Campus | Akron City Hospital | Ground Floor | 2012-01-06 | Low
No | 036605 | Printers | DESKJET 3630 - Printer | CN6CG4N528 | Hewlett Packard | REHAB YMCA | Akron | Akron City Campus | Kohl Family YMCA at University Park |  | 2017-06-01 | Low
No | 015621 | Printers | DeskJet 5652 | HU41S1Y388 | Hewlett Packard | Endoscopy - Outpatient | Akron | Akron City Campus | 95 Arch | Ground Floor | 2004-07-08 | Low
No | 053370 | Printers | DESKJET 6940 C8970A - Printer, Color | TH77Q6R161 | Hewlett Packard | LAB Microbiology | Akron | Akron City Campus | ACH Admin Building | 2nd Floor | 2018-07-09 | Low
No | 002589 | Printers | DESKJET 694C - Printer | US8391S12H | Hewlett Packard | Respiratory Care | Akron | Akron City Campus | Akron City Hospital | 6th Floor | 1998-06-15 | Low
No | 031854 | Printers | DESKJET 8250 Q3470A - Deskjet Photo Printer | A284039 | Hewlett Packard | Operating Room | Akron | Akron City Campus | Akron City Hospital | 1st Floor | 2015-05-01 | Low
No | 101-20065 | Printers | DESKJET 8250 Q3470A - Deskjet Photo Printer | MY61Q3W1G5 | Hewlett Packard | Operating Room - SW | Barberton | Wadsworth Campus | Wadsworth-Rittman Medical Center | 1st Floor | 2006-10-11 | Low
No | 101-20072 | Printers | DESKJET 8250 Q3470A - Deskjet Photo Printer | MY61R3X06P | Hewlett Packard | Operating Room - SW | Barberton | Wadsworth Campus | Wadsworth-Rittman Medical Center | 1st Floor | 2006-10-11 | Low
No | 101-20079 | Printers | DESKJET 8250 Q3470A - Deskjet Photo Printer | MY62D3W0G5 | Hewlett Packard | Operating Room - SW | Barberton | Wadsworth Campus | Wadsworth-Rittman Medical Center | 1st Floor | 2006-10-11 | Low
No | 017088 | Printers | DESKJET 990CXI/C6455 - Printer, Inkjet | MX12E1T1RZ | Hewlett Packard | SCI-Cardiology Prep & Recovery | Akron | Akron City Campus | Akron City Hospital | 1st Floor | 2002-04-03 | Low
No | 017307 | Printers | DESKJET 990CXI/C6455 - Printer, Inkjet | MY27C1912P | Hewlett Packard | SCI - Noninvasive Cardio Service | Akron | Akron City Campus | Akron City Hospital | Ground Floor | 2003-03-17 | Low
No | 017314 | Printers | DESKJET 990CXI/C6455 - Printer, Inkjet | MY27C191J | Hewlett Packard | SCI - Noninvasive Cardio Service | Akron | Akron City Campus | Akron City Hospital | Ground Floor | 2003-03-17 | Low
No | VIKING | Printers | DESKJET500/C210 - Printer- Viking Iie | 3242A10753 | Hewlett Packard | Sleep Lab - White Pond | Barberton | White Pond Campus | Summa Health Neuroscience Services | 2nd Floor | 1992-12-29 | Low
No | 059151 | Printers | E3E03A - Hp Officejet Pro 6230 Color Inkjet | TH77P6R157 | Hewlett Packard | LAB Blood Bank | Akron | Akron City Campus | H Tower | Ground Floor | 2020-07-10 | Low
No | 059152 | Printers | E3E03A - Hp Officejet Pro 6230 Color Inkjet | TH76T6R0T9 | Hewlett Packard | LAB Blood Bank | Akron | Akron City Campus | H Tower | Ground Floor | 2020-07-10 | Low
No | 016565 | Printers | EN2905A - Printer, Okipage 10Ex | 901A3007996 | Okidata | LAB Special Proced Tox | Akron | Akron City Campus | ACH Admin Building | 2nd Floor | 2001-01-22 | Low
No | 027521 | Printers | ESP7250 - Printer, Photo, All In One | CN1K670064538B3J0099 | Eastman Kodak Co. | Operating Room | Akron | Akron City Campus | Akron City Hospital | 1st Floor | 2011-09-22 | Low
No | CE6719 | Printers | ESP7250 - Printer, Photo, All In One | CN1K670064538BB20852 | Eastman Kodak Co. | Operating Room - SB | Barberton | Barberton Campus | Summa Barberton Hospital | 2nd Floor | 2013-01-09 | Low
No | 056404 | Printers | HL-2140 Laser Printer | U61944L9J940252 | Brother | SCI-Heart Rhythm Services | Akron | Akron City Campus | Akron City Hospital | 1st Floor | 2019-04-23 | Low
No | 052097 | Printers | HL-L2320D Laser Printer | 0124086157 | Brother | Ophthalmology | Akron | Akron City Campus | 75 Arch | 2nd Floor | 2018-02-08 | Low
No | 062666 | Printers | HL-L2370DW Laser Printer | U64965K2N265884 | Brother | SCI-Heart Rhythm Services | Akron | Akron City Campus | Akron City Hospital | 1st Floor | 2023-04-25 | Low
No | 062670 | Printers | HL-L2370DW Laser Printer | U64965L1N540311 | Brother | SCI-Heart Rhythm Services | Akron | Akron City Campus | Akron City Hospital | 1st Floor | 2023-04-25 | Low
No | 039295 | Printers | HM-E300 - Hm-E300 | HME30020231744 | Hprt | Center for Corp Health - SB | Barberton | Barberton Campus | Tuscora Park Pavilion | 1st Floor | 2021-05-04 | Low
No | 051988 | Printers | iP2820 - P1Xma Printer | KKCF99008 | Canon | Rehab Services OP - Green | Barberton | Green Campus | Green Family YMCA | Ground Floor | 2017-05-29 | Low
No | 017313 | Printers | J6035A JETDIRECT175X - Interface, Usb Printer | SG291E289C | Hewlett Packard | SCI - Noninvasive Cardio Service | Akron | Akron City Campus | Akron City Hospital | Ground Floor | 2003-03-17 | Low
No | 025301 | Printers | K5400 - Officejet Pro | MY8B2680CN | Hewlett Packard | IMG Summa Health Ctr - White Pond | Barberton | White Pond Campus | White Pond Medical Center | 1st Floor | 2009-03-04 | Low
No | CE3647 | Printers | Laserjet - | USBC195673 | Hewlett Packard | Intensive Care Unit (ICU) - SB | Barberton | Barberton Campus | Summa Barberton Hospital | 2nd Floor | 2009-04-01 | Low
No | CE3648 | Printers | Laserjet - | USBC210834 | Hewlett Packard | Acuity Adaptable Unit (AAU) - SB | Barberton | Barberton Campus | Summa Barberton Hospital | 2nd Floor | 2009-04-01 | Low
No | CE4901 | Printers | Laserjet - | USDNM1390 | Hewlett Packard | Nursery - SB | Barberton | Barberton Campus | Summa Barberton Hospital | 3rd Floor | 2009-04-01 | Low
No | 001900 | Printers | LASERJET 4+ - Printer | USTC140071 | Hewlett Packard | SCI-Cardiology Prep & Recovery | Akron | Akron City Campus | Akron City Hospital | 1st Floor | 1995-11-21 | Low
No | 017875 | Printers | LASERJET 4200 Q2425A - Printer | CNBX417251 | Hewlett Packard | Operating Room | Akron | Akron City Campus | Akron City Hospital | 1st Floor | 2003-09-29 | Low
No | 020838 | Printers | LASERJET 4250 Q5400A - Printer, Laserjet | CNBXC33751 | Hewlett Packard | SCI-Cardiac Cath Lab Svcs | Akron | Akron City Campus | Akron City Hospital | 1st Floor | 2005-07-07 | Low
No | 020863 | Printers | LASERJET 4250 Q5400A - Printer, Laserjet | CNBXB29287 | Hewlett Packard | SCI-Cardiac Cath Lab Svcs | Akron | Akron City Campus | Akron City Hospital | 1st Floor | 2005-08-04 | Low
No | 021361 | Printers | LASERJET 4250 Q5400A - Printer, Laserjet | CNGXD37031 | Hewlett Packard | SCI-Cardiac Cath Lab Svcs | Akron | Akron City Campus | Akron City Hospital | 1st Floor | 2006-07-10 | Low
No | 021425 | Printers | LASERJET 4250 Q5400A - Printer, Laserjet | CNGXC65180 | Hewlett Packard | SCI-Cardiology Prep & Recovery | Akron | Akron City Campus | Akron City Hospital | 1st Floor | 2007-01-02 | Low
No | 059600 | Printers | LaserJet Pro M102w - Laserjet Pro M102W | VNB3802109 | Hewlett Packard | EEG Neurology Lab | Akron | Akron City Campus | Akron City Hospital | Ground Floor | 2020-12-02 | Low
No | 006061 | Printers | LQ-570+ - Printer,Bte | 1F8E707298 | Epson | Rehab Services OP - Green | Barberton | Green Campus | Green Family YMCA | Ground Floor | 1997-12-16 | Low
No | 060424 | Printers | M244A - M244A Printer | X6TT022074 | Epson | Virtual Care Simulation Lab | Akron | Akron City Campus | Akron City Hospital | 1st Floor | 2021-04-15 | Low
No | 033167 | Printers | M401dne - Printer, Black&White Laser | PHGFF57436 | Hewlett Packard | SCI - Cardio & Pulm Rehab | Akron | Akron City Campus | 95 Arch | Ground Floor | 2015-03-30 | Low
No | 017179 | Printers | M66SA - Printer | 2DU0124962 | Epson | Center for Corporate Health | Akron | Cuyahoga Falls Campus | Cuyahoga Falls Medical Center | Ground Floor | 2002-10-17 | Low
No | 024586 | Printers | ML-2250 - Printer, Laser | 2Y61BKDLA04200T | Samsung Electronics America Inc | SCI-Heart Rhythm Services | Akron | Akron City Campus | Akron City Hospital | 1st Floor | 2007-06-19 | Low
No | 032605 | Printers | ML-2250 - Printer, Laser | 2YG1BKDP821466E | Samsung Electronics America Inc | SCI - Noninvasive Cardio Service | Akron | Akron City Campus | Akron City Hospital | Ground Floor | 2012-11-19 | Low
No | 024901 | Printers | ML2855ND - Printer, Laserjet | Z2MGBKDZ100035Z | Medtronic | SCI-Heart Rhythm Services | Akron | Akron City Campus | Akron City Hospital | 1st Floor | 2010-09-30 | Low
No | 011009 | Printers | OKIPAGE6E - Printer, Laserjet | 808A2062825 | Okidata | Sleep Lab - White Pond | Barberton | White Pond Campus | Summa Health Neuroscience Services | 2nd Floor | 1999-02-24 | Low
No | 034520 | Printers | P1102W CE658A - Printer, Laserjet, Wireless | VND3X45176 | Hewlett Packard | SCI-Heart Rhythm Services | Akron | Akron City Campus | Akron City Hospital | 1st Floor | 2015-04-15 | Low
No | 035136 | Printers | P1102W CE658A - Printer, Laserjet, Wireless | VNC3T24564 | Hewlett Packard | EEG Neurology Lab | Akron | Akron City Campus | Akron City Hospital | Ground Floor | 2015-11-24 | Low
No | 101-21265 | Printers | P4015n - Printer, Laserjet | JPDF280848 | Hewlett Packard | Emergency Department (ED) - Wadsworth | Barberton | Wadsworth Campus | Wadsworth Emergency Bldg | Ground Floor | 2011-08-11 | Low
No | 057313 | Printers | SNPRC-1401-01 - Hp Officejet 8600 Series Printer | TH89B6ROKZ | Hewlett Packard | LAB Blood Bank | Akron | Akron City Campus | H Tower | Ground Floor | 2020-07-08 | Low
No | 039035 | Printers | SNPRO-1603-01 - Officejet Pro 8210 | 9900000001598 | Hewlett Packard | IMG Summa Health Ctr - White Pond | Barberton | White Pond Campus | White Pond Medical Center | 1st Floor | 2020-11-20 | Low
No | 039400 | Printers | SNPRO-1603-01 - Officejet Pro 8210 | CN11GTIT09J | Hewlett Packard | IMG Fishcreek/Stow | Akron | Stow-Kent Campus | Stow-Kent Medical Center | 1st Floor | 2021-06-04 | Low
No | 059444 | Printers | SNPRO-1603-01 - Officejet Pro 8210 | CN86RET03K | Hewlett Packard | SCI-Heart Rhythm Services | Akron | Akron City Campus | Akron City Hospital | 1st Floor | 2021-03-02 | Low
No | 024976 | Printers | STYLUS C88+ - | JKDY30077 | Epson | Ophthalmology Clinic | Akron | Akron City Campus | 75 Arch | 4th Floor | 2007-12-14 | Low
No | CE1007 | Printers | ThinkJet - | 2743S12180 | Hewlett Packard | Respiratory Care - SB | Barberton | Barberton Campus | Summa Barberton Hospital | 1st Floor | 2009-04-01 | Low
No | CE1299 | Printers | ThinkJet - | BS46XU2225C | Hewlett Packard | SCI - Cardiac Rehab - SB | Barberton | Barberton Campus | Summa Barberton Hospital | Ground Floor | 2009-04-01 | Low
No | 101-18629 | Printers | UP20 | 13190 | Olympus America | Endoscopy - SW | Barberton | Wadsworth Campus | Wadsworth-Rittman Medical Center | 1st Floor | 2005-06-01 | Low
No | 023382 | Printers | VCP-3001 - Printer, Cassette | 9310768 | Surgipath Medical Inst. | LAB Histology/Morgue | Akron | Akron City Campus | ACH Admin Building | 2nd Floor | 2008-03-07 | Low
Yes | 039738 | Printers, Cytology/Histology Slide | G1-205-CL01 - Cl01 Cassette Printer | 25897330 | General Data | LAB Cytology - SB | Barberton | Barberton Campus | Summa Barberton Hospital | 3rd Floor | 2020-08-10 | Low
Yes | 061678 | Printers, Cytology/Histology Slide | G1-205-CL01 - Cl01 Cassette Printer | 25897522 | General Data | LAB Histology/Morgue | Akron | Akron City Campus | ACH Admin Building | 2nd Floor | 2020-08-10 | Low
Yes | 061679 | Printers, Cytology/Histology Slide | G1-205-CL01 - Cl01 Cassette Printer | 25897444 | General Data | LAB Histology/Morgue | Akron | Akron City Campus | ACH Admin Building | 2nd Floor | 2020-08-10 | Low
Yes | 061680 | Printers, Cytology/Histology Slide | G1-205-CL01 - Cl01 Cassette Printer | 25897671 | General Data | LAB Histology/Morgue | Akron | Akron City Campus | ACH Admin Building | 2nd Floor | 2020-08-10 | Low
Yes | 061681 | Printers, Cytology/Histology Slide | G1-205-CL01 - Cl01 Cassette Printer | 25897329 | General Data | LAB Histology/Morgue | Akron | Akron City Campus | ACH Admin Building | 2nd Floor | 2020-08-10 | Low
Yes | 061682 | Printers, Cytology/Histology Slide | G1-205-CL01 - Cl01 Cassette Printer | 25897445 | General Data | LAB Histology/Morgue | Akron | Akron City Campus | Akron City Hospital | Basement | 2020-08-10 | Low
No | 019123 | Printers, Label | 90709 - Label Writer | 17-0056685 | Biologic Systems Corp. | Communication Disorders | Akron | Akron City Campus | Akron City Hospital | Basement | 2001-12-28 | Low
No | 029909 | Printers, Label | DT2205 | D3917480771 | Nanosonics | Urology - ACH | Akron | Akron City Campus | 95 Arch | 1st Floor | 2018-07-12 | Low
No | 029911 | Printers, Label | DT2205 | D3917480768 | Nanosonics | IMG Fishcreek/Stow | Akron | Stow-Kent Campus | Stow-Kent Medical Center | 1st Floor | 2018-07-12 | Low
No | 029913 | Printers, Label | DT2205 | D3917480770 | Nanosonics | Summa Radiology / State Road CF | Akron | Cuyahoga Falls Campus | Cuyahoga Falls Medical Center | Ground Floor | 2018-07-12 | Low
No | 029915 | Printers, Label | DT2205 | D3917480778 | Nanosonics | IMG Green ED Imaging | Barberton | Green Campus | Green Medical Center | Ground Floor | 2018-07-12 | Low
No | 029917 | Printers, Label | DT2205 | D3917480777 | Nanosonics | IMG Green MOB | Barberton | Green Campus | Green Medical Center | Ground Floor | 2018-07-17 | Low
No | 029919 | Printers, Label | DT2205 | D3917480765 | Nanosonics | IMG Summa Health Ctr - White Pond | Barberton | White Pond Campus | White Pond Medical Center | 1st Floor | 2018-07-13 | Low
No | 029921 | Printers, Label | DT2205 | D3917480761 | Nanosonics | Medina OB/GYN | Barberton | Medina Campus | Medina Medical Center | 2nd Floor | 2018-07-13 | Low
No | 029923 | Printers, Label | DT2205 | D3917480779 | Nanosonics | IMG Medina Imaging | Barberton | Medina Campus | Medina Medical Center | 1st Floor | 2018-07-13 | Low
No | 029925 | Printers, Label | DT2205 | D3917480788 | Nanosonics | IMG Medina Imaging | Barberton | Medina Campus | Medina Medical Center | 1st Floor | 2018-07-13 | Low
No | 029927 | Printers, Label | DT2205 | D3917480568 | Nanosonics | Ultrasound - SW | Barberton | Wadsworth Campus | Wadsworth-Rittman Medical Center | 1st Floor | 2018-07-13 | Low
No | 029929 | Printers, Label | DT2205 | D3917480786 | Nanosonics | Ultrasound - SW | Barberton | Wadsworth Campus | Wadsworth-Rittman Medical Center | 1st Floor | 2018-07-13 | Low
No | 029931 | Printers, Label | DT2205 | D3917480772 | Nanosonics | SHMG OB/GYN - Springfield | Akron | Non-Campus Sites | Springfield OBGYN | Ground Floor | 2018-07-13 | Low
No | 029933 | Printers, Label | DT2205 | D3917480783 | Nanosonics | SHMG OB/GYN - Green | Barberton | Green Campus | Green Physician Office Building | 1st Floor | 2018-07-13 | Low
No | 029935 | Printers, Label | DT2205 | D3917480764 | Nanosonics | Health Tech Mgmt | Akron | Akron City Campus | ACH Admin Building | Ground Floor | 2018-07-15 | Low
No | 029937 | Printers, Label | DT2205 | D3917480773 | Nanosonics | Ultrasound | Akron | Akron City Campus | Akron City Hospital | Ground Floor | 2018-07-15 | Low
No | 029939 | Printers, Label | DT2205 | D3917480790 | Nanosonics | Ultrasound | Akron | Akron City Campus | Akron City Hospital | Ground Floor | 2018-07-15 | Low
No | 029941 | Printers, Label | DT2205 | D3917480782 | Nanosonics | Ultrasound | Akron | Akron City Campus | Akron City Hospital | Ground Floor | 2018-07-15 | Low
No | 029943 | Printers, Label | DT2205 | D3917480775 | Nanosonics | COE OP Diagnostic Center | Akron | Akron City Campus | 95 Arch | Ground Floor | 2018-07-15 | Low
No | 029945 | Printers, Label | DT2205 | D3917480763 | Nanosonics | Urology - ACH | Akron | Akron City Campus | 95 Arch | 1st Floor | 2018-07-18 | Low
No | 029947 | Printers, Label | DT2205 | D3917480789 | Nanosonics | Barberton OB/GYN | Barberton | Barberton Campus | Tuscora Park Pavilion | Ground Floor | 2018-07-18 | Low
No | 029949 | Printers, Label | DT2205 | D3917480757 | Nanosonics | SHMG OB/GYN - Park West | Barberton | White Pond Campus | Akron OBGYN | 2nd Floor | 2018-07-18 | Low
No | 029951 | Printers, Label | DT2205 | D3917480769 | Nanosonics | SHMG OB/GYN - Park West | Barberton | White Pond Campus | Akron OBGYN | 2nd Floor | 2018-07-18 | Low
No | 029953 | Printers, Label | DT2205 | D3917480784 | Nanosonics | SHMG OB/GYN - Cuyahoga Falls | Akron | Cuyahoga Falls Campus | Cuyahoga Falls Medical Center | Ground Floor | 2018-07-19 | Low
No | 029955 | Printers, Label | DT2205 | D3917480785 | Nanosonics | SHMG OB/GYN - Cuyahoga Falls | Akron | Cuyahoga Falls Campus | Cuyahoga Falls Medical Center | Ground Floor | 2018-07-19 | Low
No | 029957 | Printers, Label | DT2205 | D3917480794 | Nanosonics | Barberton OB/GYN | Barberton | Wadsworth Campus | Founder's Hall | 3rd Floor | 2018-07-19 | Low
No | 029959 | Printers, Label | DT2205 | D3917480781 | Nanosonics | Maternal Fetal Medicine | Akron | Akron City Campus | 75 Arch | 1st Floor | 2018-07-20 | Low
No | 029961 | Printers, Label | DT2205 | D3917480776 | Nanosonics | Maternal Fetal Medicine | Akron | Akron City Campus | 75 Arch | 1st Floor | 2018-07-20 | Low
No | 029963 | Printers, Label | DT2205 | D3917480787 | Nanosonics | Maternal Fetal Medicine | Akron | Akron City Campus | 75 Arch | 1st Floor | 2018-07-20 | Low
No | 029965 | Printers, Label | DT2205 | D3917480780 | Nanosonics | Maternal Fetal Medicine | Akron | Akron City Campus | 75 Arch | 1st Floor | 2018-07-20 | Low
No | 037068 | Printers, Label | DT2205 | D3917480774 | Nanosonics | Ultrasound - SB | Barberton | Barberton Campus | Summa Barberton Hospital | Ground Floor | 2018-05-30 | Low
No | 037075 | Printers, Label | DT2205 | D3917190980 | Nanosonics | Ultrasound - SB | Barberton | Barberton Campus | Summa Barberton Hospital | Ground Floor | 2018-03-02 | Low
No | 056219 | Printers, Label | DT2205 | D3918230912 | Nanosonics | H2 - Labor and Delivery Unit (L&D) | Akron | Akron City Campus | H Tower | 2nd Floor | 2019-04-30 | Low
No | 056453 | Printers, Label | DT2205 | D3917480791 | Nanosonics | Health Tech Mgmt - SB | Barberton | Barberton Campus | Summa Barberton Hospital | 5th Floor | 2019-04-25 | Low
No | 059543 | Printers, Label | DT2205 | D3920500380 | Nanosonics | Urology - Stow | Akron | Stow-Kent Campus | Stow-Kent Medical Center | 2nd Floor | 2021-07-09 | Low
No | 059545 | Printers, Label | DT2205 | D3920500382 | Nanosonics | SHMG OB/GYN - Stow | Akron | Stow-Kent Campus | Stow-Kent Medical Center | 2nd Floor | 2021-07-14 | Low
No | 063032 | Printers, Label | DT2205 | 88034-110 | Nanosonics | Health Tech Mgmt | Akron | Akron City Campus | H Tower | Basement | 2023-03-20 11:25 | Low
No | 036764 | Printers, Video | 0240-080-230 - Sdp1000 | 80434 | Stryker | Operating Room - SB | Barberton | Barberton Campus | Summa Barberton Hospital | 2nd Floor | 2019-04-04 | Low
No | 037587 | Printers, Video | 0240-080-230 - Sdp1000 | 20014 | Stryker | Operating Room - SW | Barberton | Wadsworth Campus | Wadsworth-Rittman Medical Center | 1st Floor | 2017-09-21 | Low
No | 037598 | Printers, Video | 0240-080-230 - Sdp1000 | 14362 | Stryker | Operating Room - SW | Barberton | Wadsworth Campus | Wadsworth-Rittman Medical Center | 1st Floor | 2017-09-01 | Low
No | 037834 | Printers, Video | 0240-080-230 - Sdp1000 | 89200 | Stryker | Operating Room - SB | Barberton | Barberton Campus | Summa Barberton Hospital | 2nd Floor | 2018-01-05 | Low
No | 037943 | Printers, Video | 0240-080-230 - Sdp1000 | 90432 | Stryker | Operating Room - SB | Barberton | Barberton Campus | Summa Barberton Hospital | 2nd Floor | 2014-03-27 | Low
No | 037996 | Printers, Video | 0240-080-230 - Sdp1000 | 85545 | Stryker | Operating Room - SB | Barberton | Barberton Campus | Summa Barberton Hospital | 2nd Floor | 2019-08-01 | Low
No | 053320 | Printers, Video | 0240-080-230 - Sdp1000 | 23601 | Stryker | Operating Room - SB | Barberton | Barberton Campus | Summa Barberton Hospital | 2nd Floor | 2018-12-04 | Low
No | 053321 | Printers, Video | 0240-080-230 - Sdp1000 | 23685 | Stryker | Operating Room - SB | Barberton | Barberton Campus | Summa Barberton Hospital | 2nd Floor | 2018-12-04 | Low
No | 053486 | Printers, Video | 0240-080-230 - Sdp1000 | 13360 | Stryker | Operating Room | Akron | Akron City Campus | Akron City Hospital | 1st Floor | 2017-05-11 | Low
No | 101-22267 | Printers, Video | 0240-080-230 - Sdp1000 | 90421 | Stryker | Operating Room - SW | Barberton | Wadsworth Campus | Wadsworth-Rittman Medical Center | 1st Floor | 2014-03-27 | Low
No | 101-22269 | Printers, Video | 0240-080-230 - Sdp1000 | 90478 | Stryker | Operating Room - SW | Barberton | Wadsworth Campus | Wadsworth-Rittman Medical Center | 1st Floor | 2014-03-27 | Low
No | CE7972 | Printers, Video | 0240-080-230 - Sdp1000 | 13313 | Stryker | Operating Room - SB | Barberton | Barberton Campus | Summa Barberton Hospital | 2nd Floor | 2017-02-28 | Low
No | CE5569 | Printers, Video | OEP 4 - | A600960 | Sony Electronics | Operating Room - SB | Barberton | Barberton Campus | Summa Barberton Hospital | 2nd Floor | 2009-04-01 | Low
No | 010575 | Printers, Video | OEP-3 | 1030007 | Olympus America | Operating Room | Akron | Akron City Campus | Akron City Hospital | 1st Floor | 2000-10-24 | Low
No | 101-18986 | Printers, Video | OEP-3 | 84990 | Olympus America | Endoscopy - SW | Barberton | Wadsworth Campus | Wadsworth-Rittman Medical Center | 1st Floor | 2005-06-01 | Low
No | CE6163 | Printers, Video | OEP-4 | A005968 | Olympus America | Endoscopy - SB | Barberton | Barberton Campus | Summa Barberton Hospital | 2nd Floor | 2010-08-24 | Low
No | CE6319 | Printers, Video | OEP-4 | A107033 | Olympus America | Operating Room - SB | Barberton | Barberton Campus | Summa Barberton Hospital | 2nd Floor | 2011-04-13 | Low
No | CE7171 | Printers, Video | OEP-4 | A005668 | Olympus America | Endoscopy - SW | Barberton | Wadsworth Campus | Wadsworth-Rittman Medical Center | 1st Floor | 2013-06-04 | Low
No | 028471 | Printers, Video | OEP-5 | A312700 | Olympus America | Medina ASC | Barberton | Medina Campus | Medina Medical Center | 1st Floor | 2013-12-11 | Low
No | 031747 | Printers, Video | OEP-5 | A413554 | Olympus America | Operating Room | Akron | Akron City Campus | Akron City Hospital | 1st Floor | 2014-10-08 | Low
No | 031759 | Printers, Video | OEP-5 | A413549 | Olympus America | Operating Room | Akron | Akron City Campus | Akron City Hospital | 1st Floor | 2014-10-08 | Low
No | 031765 | Printers, Video | OEP-5 | A413597 | Olympus America | Operating Room | Akron | Akron City Campus | Akron City Hospital | 1st Floor | 2014-10-08 | Low
No | 031771 | Printers, Video | OEP-5 | A413561 | Olympus America | Operating Room | Akron | Akron City Campus | Akron City Hospital | 1st Floor | 2014-10-08 | Low
No | CE6984 | Printers, Video | OEP-5 | A100167 | Olympus America | Operating Room - SB | Barberton | Barberton Campus | Summa Barberton Hospital | 2nd Floor | 2013-05-14 | Low
No | CE3356 | Printers, Video | UP 5200 MD - | 11524 | Sony Electronics | Operating Room - SB | Barberton | Barberton Campus | Summa Barberton Hospital | 2nd Floor | 2009-04-01 | Low
No | CE4578 | Printers, Video | UP 5600 MDU - | 18236 | Sony Electronics | Operating Room - SB | Barberton | Barberton Campus | Summa Barberton Hospital | 2nd Floor | 2009-04-01 | Low
No | CE4613 | Printers, Video | UP 5600 MDU - | 23787 | Sony Electronics | Operating Room - SB | Barberton | Barberton Campus | Summa Barberton Hospital | 2nd Floor | 2009-04-01 | Low
No | CE4618 | Printers, Video | UP 5600 MDU - | 23677 | Sony Electronics | Operating Room - SB | Barberton | Barberton Campus | Summa Barberton Hospital | 2nd Floor | 2009-04-01 | Low
No | CE4620 | Printers, Video | UP 5600 MDU - | 23697 | Sony Electronics | Operating Room - SB | Barberton | Barberton Campus | Summa Barberton Hospital | 2nd Floor | 2009-04-01 | Low
No | 101-17679 | Printers, Video | UP51MDS - | 11520 | Sony Electronics | Operating Room - SW | Barberton | Wadsworth Campus | Wadsworth-Rittman Medical Center | 1st Floor | 2005-06-01 | Low
No | 101-17680 | Printers, Video | UP51MDS - | 11570 | Sony Electronics | Operating Room - SW | Barberton | Wadsworth Campus | Wadsworth-Rittman Medical Center | 1st Floor | 2005-06-01 | Low
No | 028575 | Printers, Video | UP55MD/HD/L - Video Printer | 85477 | Sony Electronics | Medina ASC | Barberton | Medina Campus | Medina Medical Center | 1st Floor | 2010-10-27 | Low
No | 028581 | Printers, Video | UP55MD/HD/L - Video Printer | 85601 | Sony Electronics | Medina ASC | Barberton | Medina Campus | Medina Medical Center | 1st Floor | 2010-10-27 | Low
No | CE4018 | Printers, Video | UP5600MD | 10705 | Sony Electronics | Endoscopy - SB | Barberton | Barberton Campus | Summa Barberton Hospital | 2nd Floor | 2009-04-01 | Low
No | CE5182 | Printers, Video | UP5600MD | 20453 | Sony Electronics | Operating Room - SB | Barberton | Barberton Campus | Summa Barberton Hospital | 2nd Floor | 2009-04-01 | Low
No | 101-02657 | Printers, Video | UP5650MDU - | 1264 | Sony Electronics | Operating Room - SW | Barberton | Wadsworth Campus | Wadsworth-Rittman Medical Center | 1st Floor | 2005-06-01 | Low
No | 014673 | Printers, Video | UP-895MD - Up-895Md B/W Video Printer | 122352 | Sony Electronics | SCI - Noninvasive Vascular | Akron | Akron City Campus | Akron City Hospital | Ground Floor | 2006-03-15 | Low
No | 021220 | Printers, Video | UP-895MD - Up-895Md B/W Video Printer | 117462 | Sony Electronics | Angiography | Akron | Akron City Campus | Akron City Hospital | 2nd Floor | 2005-11-14 | Low
No | 029647 | Printers, Video | UP-897MD - Video, Printer | 262547 | Sony Electronics | Operating Room | Akron | Akron City Campus | Akron City Hospital | 1st Floor | 2013-01-24 | Low
No | CE6152 | Printers, Video | UP-897MD - Video, Printer | 130276 | Sony Electronics | Endoscopy - SB | Barberton | Barberton Campus | Summa Barberton Hospital | 2nd Floor | 2008-04-28 | Low
No | CE7291 | Printers, Video | UP-897MD - Video, Printer | 292350 | Sony Electronics | Angiography - SB | Barberton | Barberton Campus | Summa Barberton Hospital | 2nd Floor | 2015-04-01 | Low
No | 001975 | Printers, Video | UP-930 - Video, Printer | 10107 | Sony Electronics | SCI-Cardiac Cath Lab Svcs | Akron | Akron City Campus | Akron City Hospital | 1st Floor | 1994-01-01 | Low
No | 018061 | Printers, Video | UP-960 - Video, Printer | 10665 | Sony Electronics | Diagnostic Radiology | Akron | Akron City Campus | Akron City Hospital | Ground Floor | 1998-09-21 | Low
No | 101-21141 | Printers, Video | UP-960 - Video, Printer | 12903 | Sony Electronics | Diagnostic Radiology - SW | Barberton | Wadsworth Campus | Wadsworth-Rittman Medical Center | 1st Floor | 2011-09-07 | Low
No | 052622 | Printers, Video | UP-D711MD - Up-D711Md | 7208549 | Sony Electronics | Operating Room | Akron | Akron City Campus | Akron City Hospital | 1st Floor | 2017-10-09 | Low
No | 014619 | Printers, Video | UP-D895 - Up-D895 B/W Video Printer | 14039 | Sony Electronics | SCI - Noninvasive Vascular | Akron | Akron City Campus | Akron City Hospital | Ground Floor | 2005-01-27 | Low
No | 024891 | Printers, Video | UP-D897 - Printer, B/W, Video | 601053 | Sony Electronics | SCI-Cardiac Cath Lab Svcs | Akron | Akron City Campus | Akron City Hospital | 1st Floor | 2010-07-07 | Low
No | 029704 | Printers, Video | UP-D897 - Printer, B/W, Video | S010342919E | Sony Electronics | Emergency Department (ED) - ACH | Akron | Akron City Campus | Akron City Hospital | Ground Floor | 2015-02-18 | Low
No | 029721 | Printers, Video | UP-D897 - Printer, B/W, Video | S0-033147-6 | Sony Electronics | Emergency Department (ED) - ACH | Akron | Akron City Campus | Akron City Hospital | Ground Floor | 2015-09-29 | Low
No | 023636 | Printers, Video | UP-D898MD - Up-D898Md | 6046037 | Sony Electronics | Diagnostic Radiology - SW | Barberton | Wadsworth Campus | Wadsworth-Rittman Medical Center | 1st Floor | 2021-03-02 | Low
No | 029902 | Printers, Video | UP-D898MD - Up-D898Md | 7154849 | Sony Electronics | Ultrasound | Akron | Akron City Campus | Akron City Hospital | Ground Floor | 2018-05-22 | Low
No | 029903 | Printers, Video | UP-D898MD - Up-D898Md | 7122514 | Sony Electronics | Ultrasound - SB | Barberton | Barberton Campus | Summa Barberton Hospital | Ground Floor | 2018-05-22 | Low
No | 029904 | Printers, Video | UP-D898MD - Up-D898Md | 7112562 | Sony Electronics | Ultrasound - SB | Barberton | Barberton Campus | Summa Barberton Hospital | Ground Floor | 2018-05-22 | Low
No | 043852 | Printers, Video | UP-D898MD - Up-D898Md | 6051460 | Sony Electronics | Diagnostic Radiology | Akron | Akron City Campus | Akron City Hospital | Ground Floor | 2021-09-03 | Low
No | 052786 | Printers, Video | UP-D898MD - Up-D898Md | 7182885 | Sony Electronics | Operating Room | Akron | Akron City Campus | Akron City Hospital | 1st Floor | 2019-01-29 | Low
No | 070723 | Printers, Video | UP-DR80MD | 761967 | Sony Electronics | Operating Room - SW | Barberton | Wadsworth Campus | Wadsworth-Rittman Medical Center | 1st Floor | 2025-01-16 14:41 | Low
No | 070724 | Printers, Video | UP-DR80MD | 761960 | Sony Electronics | Operating Room - SW | Barberton | Wadsworth Campus | Wadsworth-Rittman Medical Center | 1st Floor | 2025-01-16 14:41 | Low
No | 070725 | Printers, Video | UP-DR80MD | 762362 | Sony Electronics | Operating Room - SW | Barberton | Wadsworth Campus | Wadsworth-Rittman Medical Center | 1st Floor | 2025-01-16 14:41 | Low
No | 029897 | Printers, Video | UP-X898MD - Up-X898Md B&W Graphic Printer | 7062781 | Sony Electronics | Anesthesia - SB | Barberton | Barberton Campus | Summa Barberton Hospital | 2nd Floor | 2018-03-14 | Low
No | 029981 | Printers, Video | UP-X898MD - Up-X898Md B&W Graphic Printer | 7088547 | Sony Electronics | Anesthesia | Akron | Akron City Campus | Akron City Hospital | 1st Floor | 2019-01-10 | Low
No | 029984 | Printers, Video | UP-X898MD - Up-X898Md B&W Graphic Printer | 7088525 | Sony Electronics | Anesthesia | Akron | Akron City Campus | Akron City Hospital | 1st Floor | 2019-01-10 | Low
No | 050169 | Printers, Video | UP-X898MD - Up-X898Md B&W Graphic Printer | 7043180 | Sony Electronics | Anesthesia | Akron | Akron City Campus | Akron City Hospital | 1st Floor | 2017-01-11 | Low
No | 056458 | Printers, Video | UP-X898MD - Up-X898Md B&W Graphic Printer | 7091653 | Sony Electronics | Anesthesia | Akron | Akron City Campus | Akron City Hospital | 1st Floor | 2019-05-14 | Low
No | 058535 | Printers, Video | UP-X898MD - Up-X898Md B&W Graphic Printer | 7106592 | Sony Electronics | Endoscopy - Outpatient | Akron | Akron City Campus | 95 Arch | Ground Floor | 2019-12-10 | Low
No | 058550 | Printers, Video | UP-X898MD - Up-X898Md B&W Graphic Printer | 7115338 | Sony Electronics | Anesthesia - SW | Barberton | Wadsworth Campus | Wadsworth-Rittman Medical Center | 1st Floor | 2020-03-11 | Low
No | CE8357 | Printers, Video | UP-X898MD - Up-X898Md B&W Graphic Printer | 7059099 | Sony Electronics | Nursery - SB | Barberton | Barberton Campus | Summa Barberton Hospital | 3rd Floor | 2017-10-26 | Low
No | 059437 | Probes, Gamma Radiation Detection | 2000/2100/2200 - Neoprobe Model 2000/2100/2200 | 021852113 | Mammotome | Operating Room | Akron | Akron City Campus | Akron City Hospital | 1st Floor | 2005-06-01 | Low
No | CE4807 | Probes, Gamma Radiation Detection | 2000/2100/2200 - Neoprobe Model 2000/2100/2200 | 013751841 | Mammotome | Operating Room - SB | Barberton | Barberton Campus | Summa Barberton Hospital | 2nd Floor | 2009-04-01 | Low
No | 038862 | Probes, Gamma Radiation Detection | NPCU3 (1) - Neoprobe 2300 Gds Console (2007-2013) | 113966272 | Mammotome | Operating Room - SB | Barberton | Barberton Campus | Summa Barberton Hospital | 2nd Floor | 2011-12-15 | Low
No | 101-21150 | Probes, Gamma Radiation Detection | NPCU3 (1) - Neoprobe 2300 Gds Console (2007-2013) | 113966273 | Mammotome | Operating Room - SW | Barberton | Wadsworth Campus | Wadsworth-Rittman Medical Center | 1st Floor | 2011-12-17 | Low
No | 032159 | Probes, Gamma Radiation Detection | NPCU3 (2) - Neoprobe 2300 Gds (2014) | 141167420 | Mammotome | Operating Room | Akron | Akron City Campus | Akron City Hospital | 1st Floor | 2014-05-15 | Low
No | 032340 | Probes, Gamma Radiation Detection | NPCU3 (2) - Neoprobe 2300 Gds (2014) | 141467434 | Mammotome | Operating Room | Akron | Akron City Campus | Akron City Hospital | 1st Floor | 2014-09-29 | Low
No | 063027 | Probes, Gamma Radiation Detection | NPCU4 - Neoprobe GDS 2400 | 224367006 | Mammotome | Operating Room | Akron | Akron City Campus | Akron City Hospital | 1st Floor | 2023-03-06 13:56 | Low
No | 063028 | Probes, Gamma Radiation Detection | NPCU4 - Neoprobe GDS 2400 | 224367007 | Mammotome | Operating Room | Akron | Akron City Campus | Akron City Hospital | 1st Floor | 2023-03-06 14:01 | Low
No | 063029 | Probes, Gamma Radiation Detection | NPCU4 - Neoprobe GDS 2400 | 224467013 | Mammotome | Operating Room | Akron | Akron City Campus | Akron City Hospital | 1st Floor | 2023-03-06 14:01 | Low
No | 052632 | Programmer/Testers, Implantable Cardiac Pacemaker | 100003877 - Ex1100 Merlin@Home Transmitter | 12610257 | St Jude Medical Inc / Abbott Laboratories | SCI-Heart Rhythm Services | Akron | Akron City Campus | Akron City Hospital | 1st Floor | 2017-11-21 | High
No | 052633 | Programmer/Testers, Implantable Cardiac Pacemaker | 100003877 - Ex1100 Merlin@Home Transmitter | 12611269 | St Jude Medical Inc / Abbott Laboratories | SCI-Heart Rhythm Services | Akron | Akron City Campus | Akron City Hospital | 1st Floor | 2017-11-21 | High
No | 027547 | Programmer/Testers, Implantable Cardiac Pacemaker | 2090 Vitatron | PKK207205R | Medtronic | SCI-Heart Rhythm Services | Akron | Akron City Campus | Akron City Hospital | 1st Floor | 2011-12-08 | High
No | 038867 | Programmer/Testers, Implantable Cardiac Pacemaker | 2090 Vitatron | 0840900051 | Medtronic | Angiography - SB | Barberton | Barberton Campus | Summa Barberton Hospital | 2nd Floor | 2020-07-30 | High
No | 056403 | Programmer/Testers, Implantable Cardiac Pacemaker | 2090 Vitatron | PKK205432R | Medtronic | SCI-Heart Rhythm Services | Akron | Akron City Campus | Akron City Hospital | 1st Floor | 2019-04-23 | High
No | 063485 | Programmer/Testers, Implantable Cardiac Pacemaker | 2090 Vitatron | PKK052481R | Medtronic | Cardiology | Barberton | Medina Campus | Medina Medical Center |  | 2023-11-15 13:59 | High
No | 063486 | Programmer/Testers, Implantable Cardiac Pacemaker | 2090 Vitatron | PKK105597R | Medtronic | Cardiology | Barberton | Medina Campus | Medina Medical Center |  | 2023-11-15 14:04 | High
No | 065254 | Programmer/Testers, Implantable Cardiac Pacemaker | 2090 Vitatron | PKK054301R | Medtronic | SCI-Heart Rhythm Services | Akron | Akron City Campus | Akron City Hospital | 1st Floor | 2025-04-16 | High
No | 038419 | Programmer/Testers, Implantable Cardiac Pacemaker | 24967 - Carelink Smartsync Device Manager | RFA014699A | Medtronic | Acuity Adaptable Unit (AAU) - SB | Barberton | Barberton Campus | Summa Barberton Hospital | 2nd Floor | 2020-01-30 | High
No | 064745 | Programmer/Testers, Implantable Cardiac Pacemaker | 24967 - Carelink Smartsync Device Manager | RFA036449A | Medtronic | SCI-Heart Rhythm Services | Akron | Akron City Campus | Akron City Hospital | Ground Floor | 2025-01-20 | High
No | 052808a | Programmer/Testers, Implantable Cardiac Pacemaker | 24967 - Carelink Smartsync Device Manager | RFA004709A | Medtronic | SCI-Heart Rhythm Services | Akron | Akron City Campus | Akron City Hospital | 1st Floor | 2019-04-16 | High
No | 052810a | Programmer/Testers, Implantable Cardiac Pacemaker | 24967 - Carelink Smartsync Device Manager | RFA004690A | Medtronic | SCI-Heart Rhythm Services | Akron | Akron City Campus | Akron City Hospital | 1st Floor | 2019-04-16 | High
No | 058148A | Programmer/Testers, Implantable Cardiac Pacemaker | 24967 - Carelink Smartsync Device Manager | RFA013755A | Medtronic | SCI-Heart Rhythm Services | Akron | Akron City Campus | Akron City Hospital | 1st Floor | 2019-11-13 | High
No | 034507 | Programmer/Testers, Implantable Cardiac Pacemaker | 29901 VITATRON ENCOR - Programmer, Analyzer, Pacing | JVD001438P | Medtronic | SCI-Heart Rhythm Services | Akron | Akron City Campus | Akron City Hospital | 1st Floor | 2015-03-26 | High
No | 063489 | Programmer/Testers, Implantable Cardiac Pacemaker | 3120 ZOOM 401930 - Programmer, Pacing Device | 063992 | Boston Scientific | Cardiology | Barberton | Medina Campus | Medina Medical Center | 2nd Floor | 2023-11-15 14:05 | High
No | 035427 | Programmer/Testers, Implantable Cardiac Pacemaker | 3650 Merlin | 12043901 | St Jude Medical Inc / Abbott Laboratories | SCI-Heart Rhythm Services | Akron | Akron City Campus | Akron City Hospital | 1st Floor | 2016-04-13 | High
No | 038866 | Programmer/Testers, Implantable Cardiac Pacemaker | 3650 Merlin | 12061392 | St Jude Medical Inc / Abbott Laboratories | Angiography - SB | Barberton | Barberton Campus | Summa Barberton Hospital | 2nd Floor | 2020-07-30 | High
No | 062669 | Programmer/Testers, Implantable Cardiac Pacemaker | 3650 Merlin | 12044779 | St Jude Medical Inc / Abbott Laboratories | SCI-Heart Rhythm Services | Akron | Akron City Campus | Akron City Hospital | 1st Floor | 2023-04-26 | High
No | 063487 | Programmer/Testers, Implantable Cardiac Pacemaker | 3650 Merlin | 12055321 | St Jude Medical Inc / Abbott Laboratories | Cardiology | Barberton | Medina Campus | Medina Medical Center | 2nd Floor | 2023-11-15 14:05 | High
No | 064748 | Programmer/Testers, Implantable Cardiac Pacemaker | 3650 Merlin | 27812 | St Jude Medical Inc / Abbott Laboratories | Magnetic Resonance Imaging | Akron | Akron City Campus | 95 Arch | Ground Floor | 2025-02-06 | High
No | 034578 | Programmer/Testers, Implantable Cardiac Pacemaker | 6299 400103-101 - Interogator, Latitude, Pacemaker | 1000409 | Boston Scientific | SCI-Heart Rhythm Services | Akron | Akron City Campus | Akron City Hospital | 1st Floor | 2016-04-25 | High
No | 034579 | Programmer/Testers, Implantable Cardiac Pacemaker | 6299 400103-101 - Interogator, Latitude, Pacemaker | 1000453 | Boston Scientific | SCI-Heart Rhythm Services | Akron | Akron City Campus | Akron City Hospital | 1st Floor | 2016-04-25 | High
No | 039037 | Programmer/Testers, Implantable Cardiac Pacemaker | Latitude 3300 | 005017 | Boston Scientific | Angiography - SB | Barberton | Barberton Campus | Summa Barberton Hospital | 2nd Floor | 2020-12-23 | High
No | 058792 | Programmer/Testers, Implantable Cardiac Pacemaker | Latitude 3300 | 011689 | Boston Scientific | SCI-Heart Rhythm Services | Akron | Akron City Campus | Akron City Hospital | 1st Floor | 2020-05-28 | High
No | 058793 | Programmer/Testers, Implantable Cardiac Pacemaker | Latitude 3300 | 011856 | Boston Scientific | SCI-Heart Rhythm Services | Akron | Akron City Campus | Akron City Hospital | 1st Floor | 2020-05-28 | High
No | 063488 | Programmer/Testers, Implantable Cardiac Pacemaker | Latitude 3300 | 001270 | Boston Scientific | Cardiology | Barberton | Medina Campus | Medina Medical Center | 2nd Floor | 2023-11-15 14:03 | High
No | 064747 | Programmer/Testers, Implantable Cardiac Pacemaker | Latitude 3300 | 011860 | Boston Scientific | Magnetic Resonance Imaging | Akron | Akron City Campus | 95 Arch | Ground Floor | 2020-05-28 | High
No | 062652 | Programmer/Testers, Implantable Cardiac Pacemaker | MER 3700 Merlin 2 | 13001506 | Abbott Laboratories | SCI-Heart Rhythm Services | Akron | Akron City Campus | Akron City Hospital | 1st Floor | 2023-01-16 16:17 | High
No | 051879 | Projectors, Photographic Slide, Eye Chart | 13760 - Clearchart 2 Digital Acuity System | 54107-1215 | Reichert Ophthalmic Instruments | Ophthalmology Chapel Hill | Akron | Chapel Hill Campus | Summa Health Chapel Hill | Ground Floor | 2017-03-22 | Low
No | 055670 | Projectors, Photographic Slide, Eye Chart | 13760 - Clearchart 2 Digital Acuity System | 40055-0412 | Reichert Ophthalmic Instruments | Ophthalmology | Akron | Akron City Campus | 75 Arch | 2nd Floor | 2019-03-22 | Low
No | 051960 | Projectors, Photographic Slide, Eye Chart | 13795 - Clearchart 4 Digital Acuity System | 76180-0217 | Reichert Ophthalmic Instruments | Ophthalmology | Akron | Akron City Campus | 75 Arch | 2nd Floor | 2017-03-23 | Low
No | 051961 | Projectors, Photographic Slide, Eye Chart | 13795 - Clearchart 4 Digital Acuity System | 76206-0217 | Reichert Ophthalmic Instruments | Ophthalmology | Akron | Akron City Campus | 75 Arch | 2nd Floor | 2017-03-23 | Low
No | 051962 | Projectors, Photographic Slide, Eye Chart | 13795 - Clearchart 4 Digital Acuity System | 76186-0217 | Reichert Ophthalmic Instruments | Ophthalmology | Akron | Akron City Campus | 75 Arch | 2nd Floor | 2017-03-23 | Low
No | 051963 | Projectors, Photographic Slide, Eye Chart | 13795 - Clearchart 4 Digital Acuity System | 76203-0217 | Reichert Ophthalmic Instruments | Ophthalmology | Akron | Akron City Campus | 75 Arch | 2nd Floor | 2017-03-23 | Low
No | 051964 | Projectors, Photographic Slide, Eye Chart | 13795 - Clearchart 4 Digital Acuity System | 76208-0217 | Reichert Ophthalmic Instruments | Ophthalmology | Akron | Akron City Campus | 75 Arch | 2nd Floor | 2017-03-23 | Low
No | 051965 | Projectors, Photographic Slide, Eye Chart | 13795 - Clearchart 4 Digital Acuity System | 76205-0217 | Reichert Ophthalmic Instruments | Ophthalmology | Akron | Akron City Campus | 75 Arch | 2nd Floor | 2017-03-23 | Low
No | 051966 | Projectors, Photographic Slide, Eye Chart | 13795 - Clearchart 4 Digital Acuity System | 76209-0217 | Reichert Ophthalmic Instruments | Ophthalmology | Akron | Akron City Campus | 75 Arch | 2nd Floor | 2017-03-23 | Low
No | 051967 | Projectors, Photographic Slide, Eye Chart | 13795 - Clearchart 4 Digital Acuity System | 76184-0217 | Reichert Ophthalmic Instruments | Ophthalmology | Akron | Akron City Campus | 75 Arch | 2nd Floor | 2017-03-23 | Low
No | 052186 | Projectors, Photographic Slide, Eye Chart | 13795 - Clearchart 4 Digital Acuity System | 76248-0317 | Reichert Ophthalmic Instruments | Ophthalmology Chapel Hill | Akron | Chapel Hill Campus | Summa Health Chapel Hill | Ground Floor | 2018-10-15 | Low
No | 058367 | Projectors, Photographic Slide, Eye Chart | 13795 - Clearchart 4 Digital Acuity System | 79790-1118 | Reichert Ophthalmic Instruments | Ophthalmology | Akron | Akron City Campus | 75 Arch | 2nd Floor | 2019-10-04 | Low
No | 058368 | Projectors, Photographic Slide, Eye Chart | 13795 - Clearchart 4 Digital Acuity System | 70818-1218 | Reichert Ophthalmic Instruments | Ophthalmology | Akron | Akron City Campus | 75 Arch | 2nd Floor | 2019-10-04 | Low
No | 016026 | Projectors, Photographic Slide, Eye Chart | 1P-3S - Chart Projector | 55627 | Nikon | Ophthalmology | Akron | Akron City Campus | 75 Arch | 2nd Floor | 1998-02-01 | Low
No | 070443 | Projectors, Photographic Slide, Eye Chart | 600000A | C36315 | Good-Lite | Rittman Family Practice, Inc. | Barberton | Wadsworth Campus | Rittman Family Medicine |  | 2024-05-17 09:56 | Low
No | 061275 | Prostatic Ablation Systems | FG220102 - Aquabeam Robotic System Console (Pump) | 22C00631 | Procept Biorobotics | Operating Room | Akron | Akron City Campus | Akron City Hospital | 1st Floor | 2021-08-31 | Medium
No | 026892 | Pumps | MTVL1A - Single Function Vac-Lok Pump | Unknown | Civco Medical Solutions (PCI Medical) | Radiation Therapy - Medina | Barberton | Medina Campus | Medina Medical Center | 1st Floor | 2020-03-16 | Low
No | 038541 | Pumps | MTVL1A - Single Function Vac-Lok Pump | 25234 | Civco Medical Solutions (PCI Medical) | Oncology | Barberton | Barberton Campus | Parkview Pavilion | Ground Floor | 2020-03-06 | Low
No | 032975 | Pumps, Breast | 17803 - Platinum Breast Pump | 09750 | Ameda | Lactation Center | Akron | Akron City Campus | H Tower | 4th Floor | 2015-05-11 | Low
No | 032976 | Pumps, Breast | 17803 - Platinum Breast Pump | 09769 | Ameda | Lactation Center | Akron | Akron City Campus | H Tower | 4th Floor | 2015-05-11 | Low
No | 032977 | Pumps, Breast | 17803 - Platinum Breast Pump | 09876 | Ameda | Lactation Center | Akron | Akron City Campus | H Tower | 4th Floor | 2015-05-11 | Low
No | 032978 | Pumps, Breast | 17803 - Platinum Breast Pump | 09883 | Ameda | Lactation Center | Akron | Akron City Campus | H Tower | 4th Floor | 2015-05-11 | Low
No | 032979 | Pumps, Breast | 17803 - Platinum Breast Pump | 10408 | Ameda | Lactation Center | Akron | Akron City Campus | H Tower | 4th Floor | 2015-05-11 | Low
No | 032980 | Pumps, Breast | 17803 - Platinum Breast Pump | 09854 | Ameda | Lactation Center | Akron | Akron City Campus | H Tower | 4th Floor | 2015-05-11 | Low
No | 032981 | Pumps, Breast | 17803 - Platinum Breast Pump | 09886 | Ameda | Lactation Center | Akron | Akron City Campus | H Tower | 4th Floor | 2015-05-11 | Low
No | 032982 | Pumps, Breast | 17803 - Platinum Breast Pump | 09865 | Ameda | Lactation Center | Akron | Akron City Campus | H Tower | 4th Floor | 2015-05-11 | Low
No | 032983 | Pumps, Breast | 17803 - Platinum Breast Pump | 10004 | Ameda | Lactation Center | Akron | Akron City Campus | H Tower | 4th Floor | 2015-05-11 | Low
No | 032986 | Pumps, Breast | 17803 - Platinum Breast Pump | 09794 | Ameda | Lactation Center | Akron | Akron City Campus | H Tower | 4th Floor | 2015-05-11 | Low
No | 032987 | Pumps, Breast | 17803 - Platinum Breast Pump | 10282 | Ameda | Lactation Center | Akron | Akron City Campus | H Tower | 4th Floor | 2015-05-11 | Low
No | 032988 | Pumps, Breast | 17803 - Platinum Breast Pump | 09747 | Ameda | Lactation Center | Akron | Akron City Campus | H Tower | 4th Floor | 2015-05-11 | Low
No | 032989 | Pumps, Breast | 17803 - Platinum Breast Pump | 09878 | Ameda | Lactation Center | Akron | Akron City Campus | H Tower | 4th Floor | 2015-05-11 | Low
No | 032990 | Pumps, Breast | 17803 - Platinum Breast Pump | 09895 | Ameda | Lactation Center | Akron | Akron City Campus | H Tower | 4th Floor | 2015-05-11 | Low
No | 032991 | Pumps, Breast | 17803 - Platinum Breast Pump | 09844 | Ameda | Lactation Center | Akron | Akron City Campus | H Tower | 4th Floor | 2015-05-11 | Low
No | 032992 | Pumps, Breast | 17803 - Platinum Breast Pump | 09874 | Ameda | Lactation Center | Akron | Akron City Campus | H Tower | 4th Floor | 2015-05-11 | Low
No | 032994 | Pumps, Breast | 17803 - Platinum Breast Pump | 09745 | Ameda | Lactation Center | Akron | Akron City Campus | H Tower | 4th Floor | 2015-05-11 | Low
No | 032995 | Pumps, Breast | 17803 - Platinum Breast Pump | 10363 | Ameda | Lactation Center | Akron | Akron City Campus | H Tower | 4th Floor | 2015-05-11 | Low
No | 032996 | Pumps, Breast | 17803 - Platinum Breast Pump | 09760 | Ameda | Lactation Center | Akron | Akron City Campus | H Tower | 4th Floor | 2015-05-11 | Low
No | 032997 | Pumps, Breast | 17803 - Platinum Breast Pump | 10403 | Ameda | Lactation Center | Akron | Akron City Campus | H Tower | 4th Floor | 2015-05-11 | Low
No | 032998 | Pumps, Breast | 17803 - Platinum Breast Pump | 09884 | Ameda | Lactation Center | Akron | Akron City Campus | H Tower | 4th Floor | 2015-05-11 | Low
No | 033353 | Pumps, Breast | 17803 - Platinum Breast Pump | 10886 | Ameda | Lactation Center | Akron | Akron City Campus | H Tower | 4th Floor | 2015-05-11 | Low
No | 058615 | Pumps, Breast | 17803 - Platinum Breast Pump | 190538 | Ameda | H5 - Medical/Surgical Unit (MSU) | Akron | Akron City Campus | H Tower | 5th Floor | 2020-02-07 | Low
No | 059310 | Pumps, Breast | 17803 - Platinum Breast Pump | 07347 | Ameda | Lactation Center | Akron | Akron City Campus | H Tower | 4th Floor | 2020-10-30 | Low
No | 060039 | Pumps, Breast | 17803 - Platinum Breast Pump | 190174 | Ameda | Lactation Center | Akron | Akron City Campus | H Tower | 4th Floor | 2015-05-11 | Low
No | 062424 | Pumps, Breast | 17803 - Platinum Breast Pump | 08815 | Ameda | Lactation Center | Akron | Akron City Campus | H Tower | 4th Floor | 2023-01-19 07:56 | Low
No | 062851 | Pumps, Breast | 17803 - Platinum Breast Pump | 08745 | Ameda | Lactation Center | Akron | Akron City Campus | H Tower | 4th Floor | 2023-01-19 07:49 | Low
No | 062852 | Pumps, Breast | 17803 - Platinum Breast Pump | 03118 | Ameda | Lactation Center | Akron | Akron City Campus | H Tower | 4th Floor | 2023-01-19 07:41 | Low
No | 063509 | Pumps, Breast | 17803 - Platinum Breast Pump | 230364 | Ameda | H4 - Mother/Baby Unit | Akron | Akron City Campus | H Tower | 4th Floor | 2023-12-08 11:00 | Low
No | 063510 | Pumps, Breast | 17803 - Platinum Breast Pump | 230360 | Ameda | H4 - Mother/Baby Unit | Akron | Akron City Campus | H Tower | 4th Floor | 2023-12-08 11:00 | Low
No | 063511 | Pumps, Breast | 17803 - Platinum Breast Pump | 230114 | Ameda | H4 - Mother/Baby Unit | Akron | Akron City Campus | H Tower | 4th Floor | 2023-12-08 11:00 | Low
No | 063512 | Pumps, Breast | 17803 - Platinum Breast Pump | 230230 | Ameda | H4 - Mother/Baby Unit | Akron | Akron City Campus | H Tower | 4th Floor | 2023-12-08 11:00 | Low
No | 063513 | Pumps, Breast | 17803 - Platinum Breast Pump | 230366 | Ameda | H4 - Mother/Baby Unit | Akron | Akron City Campus | H Tower | 4th Floor | 2023-12-08 11:00 | Low
No | 063514 | Pumps, Breast | 17803 - Platinum Breast Pump | 230275 | Ameda | H4 - Mother/Baby Unit | Akron | Akron City Campus | H Tower | 4th Floor | 2023-12-08 11:00 | Low
No | 063790 | Pumps, Breast | 17803 - Platinum Breast Pump | 08722 | Ameda | Lactation Center | Akron | Akron City Campus | H Tower | 4th Floor | 2024-03-26 | Low
No | 063926 | Pumps, Breast | 17803 - Platinum Breast Pump | 00202 | Ameda | Lactation Center | Akron | Akron City Campus | H Tower | 4th Floor | 2024-04-30 | Low
No | 064926 | Pumps, Breast | 201W01 - Pearl Electric Breast Pump | 23051000965 | Ameda | Lactation Center | Akron | Akron City Campus | H Tower | 4th Floor | 2024-12-20 11:56 | Low
No | 064927 | Pumps, Breast | 201W01 - Pearl Electric Breast Pump | 23051000961 | Ameda | Lactation Center | Akron | Akron City Campus | H Tower | 4th Floor | 2024-12-20 11:56 | Low
No | 064928 | Pumps, Breast | 201W01 - Pearl Electric Breast Pump | 23051000979 | Ameda | Lactation Center | Akron | Akron City Campus | H Tower | 4th Floor | 2024-12-20 11:56 | Low
No | 064929 | Pumps, Breast | 201W01 - Pearl Electric Breast Pump | 23051000971 | Ameda | Lactation Center | Akron | Akron City Campus | H Tower | 4th Floor | 2024-12-20 11:56 | Low
No | 064930 | Pumps, Breast | 201W01 - Pearl Electric Breast Pump | 23051000967 | Ameda | Lactation Center | Akron | Akron City Campus | H Tower | 4th Floor | 2024-12-20 11:56 | Low
No | 064931 | Pumps, Breast | 201W01 - Pearl Electric Breast Pump | 23051001001 | Ameda | Lactation Center | Akron | Akron City Campus | H Tower | 4th Floor | 2024-12-20 11:56 | Low
No | 064932 | Pumps, Breast | 201W01 - Pearl Electric Breast Pump | 23051000966 | Ameda | Lactation Center | Akron | Akron City Campus | H Tower | 4th Floor | 2024-12-20 11:56 | Low
No | 064933 | Pumps, Breast | 201W01 - Pearl Electric Breast Pump | 23051000980 | Ameda | Lactation Center | Akron | Akron City Campus | H Tower | 4th Floor | 2024-12-20 11:56 | Low
No | 064934 | Pumps, Breast | 201W01 - Pearl Electric Breast Pump | 23051001003 | Ameda | Lactation Center | Akron | Akron City Campus | H Tower | 4th Floor | 2024-12-20 11:56 | Low
No | 064935 | Pumps, Breast | 201W01 - Pearl Electric Breast Pump | 23051000997 | Ameda | Lactation Center | Akron | Akron City Campus | H Tower | 4th Floor | 2024-12-20 11:56 | Low
No | 064936 | Pumps, Breast | 201W01 - Pearl Electric Breast Pump | 23051000988 | Ameda | Lactation Center | Akron | Akron City Campus | H Tower | 4th Floor | 2024-12-20 11:56 | Low
No | 064937 | Pumps, Breast | 201W01 - Pearl Electric Breast Pump | 23051000991 | Ameda | Lactation Center | Akron | Akron City Campus | H Tower | 4th Floor | 2024-12-20 11:56 | Low
No | 064938 | Pumps, Breast | 201W01 - Pearl Electric Breast Pump | 23051001004 | Ameda | Lactation Center | Akron | Akron City Campus | H Tower | 4th Floor | 2024-12-20 11:56 | Low
No | 064939 | Pumps, Breast | 201W01 - Pearl Electric Breast Pump | 23051000962 | Ameda | Lactation Center | Akron | Akron City Campus | H Tower | 4th Floor | 2024-12-20 11:56 | Low
No | 064940 | Pumps, Breast | 201W01 - Pearl Electric Breast Pump | 23051000985 | Ameda | Lactation Center | Akron | Akron City Campus | H Tower | 4th Floor | 2024-12-20 11:56 | Low
No | 064941 | Pumps, Breast | 201W01 - Pearl Electric Breast Pump | 23051000964 | Ameda | Lactation Center | Akron | Akron City Campus | H Tower | 4th Floor | 2024-12-20 11:56 | Low
No | 064942 | Pumps, Breast | 201W01 - Pearl Electric Breast Pump | 23051000968 | Ameda | Lactation Center | Akron | Akron City Campus | H Tower | 4th Floor | 2024-12-20 11:56 | Low
No | 064943 | Pumps, Breast | 201W01 - Pearl Electric Breast Pump | 23051000992 | Ameda | Lactation Center | Akron | Akron City Campus | H Tower | 4th Floor | 2024-12-20 11:56 | Low
No | 064944 | Pumps, Breast | 201W01 - Pearl Electric Breast Pump | 23051000986 | Ameda | Lactation Center | Akron | Akron City Campus | H Tower | 4th Floor | 2024-12-20 11:56 | Low
No | 064945 | Pumps, Breast | 201W01 - Pearl Electric Breast Pump | 23051001000 | Ameda | Lactation Center | Akron | Akron City Campus | H Tower | 4th Floor | 2024-12-20 11:56 | Low
No | 064946 | Pumps, Breast | 201W01 - Pearl Electric Breast Pump | 23051000987 | Ameda | Lactation Center | Akron | Akron City Campus | H Tower | 4th Floor | 2024-12-20 11:56 | Low
No | 064947 | Pumps, Breast | 201W01 - Pearl Electric Breast Pump | 23051000998 | Ameda | Lactation Center | Akron | Akron City Campus | H Tower | 4th Floor | 2024-12-20 11:56 | Low
No | 064948 | Pumps, Breast | 201W01 - Pearl Electric Breast Pump | 23051000999 | Ameda | Lactation Center | Akron | Akron City Campus | H Tower | 4th Floor | 2024-12-20 11:56 | Low
No | 064949 | Pumps, Breast | 201W01 - Pearl Electric Breast Pump | 23051000972 | Ameda | Lactation Center | Akron | Akron City Campus | H Tower | 4th Floor | 2024-12-20 11:56 | Low
No | 064950 | Pumps, Breast | 201W01 - Pearl Electric Breast Pump | 23051000963 | Ameda | Lactation Center | Akron | Akron City Campus | H Tower | 4th Floor | 2024-12-20 11:56 | Low
No | 036867 | Pumps, Breast | Symphony - | 1324321 | Medela | Nursery - SB | Barberton | Barberton Campus | Summa Barberton Hospital | 3rd Floor | 2011-07-18 | Low
No | 036868 | Pumps, Breast | Symphony - | 1170347 | Medela | Nursery - SB | Barberton | Barberton Campus | Summa Barberton Hospital | 3rd Floor | 2009-04-01 | Low
No | 061572 | Pumps, Extracorporeal Perfusion | 5900-0000 - LS-1000 Lifesparc Controller | C50582 | Livanova | Operating Room | Akron | Akron City Campus | Akron City Hospital | 1st Floor | 2022-03-21 | High
No | 056024 | Pumps, High Pressure Liquid Chromatography | G1960-800040 - Ms40 Rough Pump For Agilent Lcms | IT1829V168 | Agilent Technologies Inc | LAB Special Proced Tox | Akron | Akron City Campus | ACH Admin Building | 2nd Floor | 2019-08-06 | Low
No | 056021 | Pumps, High Pressure Liquid Chromatography | G7112B - 1260 Infinity Ii Binary Pump | DEAE8000661 | Agilent Technologies Inc | LAB Special Proced Tox | Akron | Akron City Campus | ACH Admin Building | 2nd Floor | 2019-08-06 | Low
No | 014620 | Pumps, Irrigation | 10325-000 - Eip 2 | 11251068 | Erbe | Medina ASC | Barberton | Medina Campus | Medina Medical Center | 1st Floor | 2005-02-11 | Low
No | 038645 | Pumps, Irrigation | 10325-000 - Eip 2 | 11324871 | Erbe | Endoscopy - SB | Barberton | Barberton Campus | Summa Barberton Hospital | 2nd Floor | 2011-01-07 | Low
No | 038648 | Pumps, Irrigation | 10325-000 - Eip 2 | 11284418 | Erbe | Endoscopy - SB | Barberton | Barberton Campus | Summa Barberton Hospital | 2nd Floor | 2017-05-05 | Low
No | 063901 | Pumps, Irrigation | D139702 - nGEN Pump | 091123-117 | Biosense Webster | SCI-Heart Rhythm Services | Akron | Akron City Campus | Akron City Hospital | 1st Floor | 2024-02-05 08:59 | Low
No | 063906 | Pumps, Irrigation | D139702 - nGEN Pump | 091823-114 | Biosense Webster | SCI-Heart Rhythm Services | Akron | Akron City Campus | Akron City Hospital | 1st Floor | 2024-02-05 08:59 | Low
No | 037437 | Pumps, Irrigation | EGP-100 - Endogator Irrigation Pump | A4728 | Medivators | Endoscopy - SW | Barberton | Wadsworth Campus | Wadsworth-Rittman Medical Center | 1st Floor | 2012-10-30 | Low
No | 064730 | Pumps, Irrigation | M004GEN100204020 - Intellagen Irrigation Pump | 0000000125 | Boston Scientific | SCI-Heart Rhythm Services | Akron | Akron City Campus | Akron City Hospital | 1st Floor | 2024-10-28 08:59 | Low
No | 058671 | Pumps, Irrigation, Catheter | 89003 - Cool Point Irrigation Pump | 18316313 | St Jude Medical Inc / Abbott Laboratories | SCI-Heart Rhythm Services | Akron | Akron City Campus | Akron City Hospital | 1st Floor | 2020-01-27 | Low
No | 039327 | Pumps, Subcutaneous Infiltration | B89055 - Vitruvian Infiltration Pump | P1359 | Black & Black Surgical Inc | Operating Room - SB | Barberton | Barberton Campus | Summa Barberton Hospital | 2nd Floor | 2021-03-19 | Low
No | 057602 | Pumps, Subcutaneous Infiltration | B89055 - Vitruvian Infiltration Pump | P1220 | Black & Black Surgical Inc | Operating Room | Akron | Akron City Campus | Akron City Hospital | 1st Floor | 2019-06-25 | Low
No | 058726 | Pumps, Subcutaneous Infiltration | KIP-II - Klein Pump | K19M084169 | HK Surgical | Operating Room | Akron | Akron City Campus | Akron City Hospital | 1st Floor | 2020-01-30 | Low
No | 064769 | Pumps, Subcutaneous Infiltration | KIP-II - Klein Pump | K23M016166 | HK Surgical | Operating Room | Akron | Akron City Campus | Akron City Hospital | 1st Floor | 2024-12-16 11:04 | Low
No | 062930 | Pumps, Volumetric | 7164085 - Acu-sInQ Enzymatic Dosing System | 001041 | Steris | SCI - Noninvasive Cardio Service | Akron | Akron City Campus | Akron City Hospital | 1st Floor | 2023-07-27 07:04 | Low
No | 035156 | Pupillometers | NPi-200 | NI1I40178 | Neuroptics | T2 - STN Intensive Care Unit (STN-ICU) | Akron | Akron City Campus | Critical Care Tower | 2nd Floor | 2015-01-07 | Low
No | 035158 | Pupillometers | NPi-200 | NII140182 | Neuroptics | T3 - Medical Intensive Care Unit (MICU) | Akron | Akron City Campus | Critical Care Tower | 3rd Floor | 2015-01-07 | Low
No | 035160 | Pupillometers | NPi-200 | NII140183 | Neuroptics | T2 - STN Intensive Care Unit (STN-ICU) | Akron | Akron City Campus | Critical Care Tower | 2nd Floor | 2015-01-07 | Low
No | 035162 | Pupillometers | NPi-200 | NII140181 | Neuroptics | T2 - STN Intensive Care Unit (STN-ICU) | Akron | Akron City Campus | Critical Care Tower | 2nd Floor | 2015-01-07 | Low
No | 035176 | Pupillometers | NPi-200 | NII140175 | Neuroptics | T2 - STN Intensive Care Unit (STN-ICU) | Akron | Akron City Campus | Critical Care Tower | 2nd Floor | 2015-01-07 | Low
No | 035345 | Pupillometers | NPi-200 | 2N140015 | Neuroptics | T2 - STN Intensive Care Unit (STN-ICU) | Akron | Akron City Campus | Critical Care Tower | 2nd Floor | 2015-01-07 | Low
No | 058038 | Pupillometers | NPi-200 | NII150307 | Neuroptics | T3 - Medical Intensive Care Unit (MICU) | Akron | Akron City Campus | Critical Care Tower | 3rd Floor | 2019-09-25 | Low
No | 058042 | Pupillometers | NPi-200 | 2N193285 | Neuroptics | T2 - STN Intensive Care Unit (STN-ICU) | Akron | Akron City Campus | Critical Care Tower | 2nd Floor | 2019-10-21 | Low
No | 058044 | Pupillometers | NPi-200 | 2N193279 | Neuroptics | T2 - STN Intensive Care Unit (STN-ICU) | Akron | Akron City Campus | Critical Care Tower | 2nd Floor | 2019-10-21 | Low
No | 058045 | Pupillometers | NPi-200 | 2N193278 | Neuroptics | T2 - STN Intensive Care Unit (STN-ICU) | Akron | Akron City Campus | Critical Care Tower | 2nd Floor | 2019-10-21 | Low
No | 058047 | Pupillometers | NPi-200 | 2N193280 | Neuroptics | T2 - STN Intensive Care Unit (STN-ICU) | Akron | Akron City Campus | Critical Care Tower | 2nd Floor | 2019-10-21 | Low
No | 058049 | Pupillometers | NPi-200 | 2N193281 | Neuroptics | T2 - STN Intensive Care Unit (STN-ICU) | Akron | Akron City Campus | Critical Care Tower | 2nd Floor | 2019-10-21 | Low
No | 058983 | Pupillometers | NPi-200 | 2N161461 | Neuroptics | T2 - STN Intensive Care Unit (STN-ICU) | Akron | Akron City Campus | Critical Care Tower | 2nd Floor | 2020-05-04 | Low
No | 059284 | Pupillometers | NPi-200 | 2N161404 | Neuroptics | T2 - STN Intensive Care Unit (STN-ICU) | Akron | Akron City Campus | Critical Care Tower | 2nd Floor | 2020-09-01 | Low
No | 059383 | Pupillometers | NPi-200 | 2N150502 | Neuroptics | T2 - STN Intensive Care Unit (STN-ICU) | Akron | Akron City Campus | Critical Care Tower | 2nd Floor | 2020-10-06 | Low
No | 062819 | Pupillometers | NPi-200 | P230105006 | Neuroptics | T2 - STN Intensive Care Unit (STN-ICU) | Akron | Akron City Campus | Critical Care Tower | 2nd Floor | 2023-01-16 13:58 | Low
No | 063983 | Pupillometers | NPi-200 | P240416010 | Neuroptics | T2 - STN Intensive Care Unit (STN-ICU) | Akron | Akron City Campus | Critical Care Tower | 2nd Floor | 2024-05-03 14:07 | Low
No | 063995 | Pupillometers | NPi-200 | P240524008 | Neuroptics | T3 - Medical Intensive Care Unit (MICU) | Akron | Akron City Campus | Critical Care Tower | 3rd Floor | 2024-06-24 13:03 | Low
No | 039718 | Pupillometers | NPi-300-SYS - Npi-300 Pupillometer Kit | P220606014 | Neuroptics | Intensive Care Unit (ICU) - SB | Barberton | Barberton Campus | Summa Barberton Hospital | 2nd Floor | 2022-06-30 | Low
No | 061955 | Pupillometers | NPi-300-SYS - Npi-300 Pupillometer Kit | P220606021 | Neuroptics | T2 - STN Intensive Care Unit (STN-ICU) | Akron | Akron City Campus | Critical Care Tower | 2nd Floor | 2022-06-30 | Low
No | 061956 | Pupillometers | NPi-300-SYS - Npi-300 Pupillometer Kit | P220614011 | Neuroptics | T2 - STN Intensive Care Unit (STN-ICU) | Akron | Akron City Campus | Critical Care Tower | 2nd Floor | 2022-06-30 | Low
No | 061958 | Pupillometers | NPi-300-SYS - Npi-300 Pupillometer Kit | P220614027 | Neuroptics | T2 - STN Intensive Care Unit (STN-ICU) | Akron | Akron City Campus | Critical Care Tower | 2nd Floor | 2022-06-30 | Low
No | 061959 | Pupillometers | NPi-300-SYS - Npi-300 Pupillometer Kit | P220614024 | Neuroptics | T2 - STN Intensive Care Unit (STN-ICU) | Akron | Akron City Campus | Critical Care Tower | 2nd Floor | 2022-06-30 | Low
No | 061960 | Pupillometers | NPi-300-SYS - Npi-300 Pupillometer Kit | P220614013 | Neuroptics | T2 - STN Intensive Care Unit (STN-ICU) | Akron | Akron City Campus | Critical Care Tower | 2nd Floor | 2022-06-30 | Low
No | 061963 | Pupillometers | NPi-300-SYS - Npi-300 Pupillometer Kit | P220614017 | Neuroptics | T2 - STN Intensive Care Unit (STN-ICU) | Akron | Akron City Campus | Critical Care Tower | 2nd Floor | 2022-06-30 | Low
No | 061964 | Pupillometers | NPi-300-SYS - Npi-300 Pupillometer Kit | P220606008 | Neuroptics | T2 - STN Intensive Care Unit (STN-ICU) | Akron | Akron City Campus | Critical Care Tower | 2nd Floor | 2022-06-30 | Low
No | 061966 | Pupillometers | NPi-300-SYS - Npi-300 Pupillometer Kit | P220606025 | Neuroptics | T2 - STN Intensive Care Unit (STN-ICU) | Akron | Akron City Campus | Critical Care Tower | 2nd Floor | 2022-06-30 | Low
No | 061967 | Pupillometers | NPi-300-SYS - Npi-300 Pupillometer Kit | P220606001 | Neuroptics | T2 - STN Intensive Care Unit (STN-ICU) | Akron | Akron City Campus | Critical Care Tower | 2nd Floor | 2022-06-30 | Low
No | 062091 | Pupillometers | NPi-300-SYS - Npi-300 Pupillometer Kit | P220606003 | Neuroptics | T1 - CTV Intensive Care Unit (CTV-ICU) | Akron | Akron City Campus | Critical Care Tower | 1st Floor | 2022-06-22 | Low
No | 062092 | Pupillometers | NPi-300-SYS - Npi-300 Pupillometer Kit | P220606010 | Neuroptics | T1 - CTV Intensive Care Unit (CTV-ICU) | Akron | Akron City Campus | Critical Care Tower | 1st Floor | 2022-06-22 | Low
No | 062093 | Pupillometers | NPi-300-SYS - Npi-300 Pupillometer Kit | P220606018 | Neuroptics | T1 - CTV Intensive Care Unit (CTV-ICU) | Akron | Akron City Campus | Critical Care Tower | 1st Floor | 2022-06-22 | Low
No | 062094 | Pupillometers | NPi-300-SYS - Npi-300 Pupillometer Kit | P220606022 | Neuroptics | T1 - CTV Intensive Care Unit (CTV-ICU) | Akron | Akron City Campus | Critical Care Tower | 1st Floor | 2022-06-22 | Low
No | 062152 | Pupillometers | NPi-300-SYS - Npi-300 Pupillometer Kit | P220606013 | Neuroptics | T3 - Medical Intensive Care Unit (MICU) | Akron | Akron City Campus | Critical Care Tower | 3rd Floor | 2022-06-30 | Low
No | 062154 | Pupillometers | NPi-300-SYS - Npi-300 Pupillometer Kit | P220606016 | Neuroptics | T3 - Medical Intensive Care Unit (MICU) | Akron | Akron City Campus | Critical Care Tower | 3rd Floor | 2022-06-30 | Low
No | 063134 | Pupillometers | NPi-300-SYS - Npi-300 Pupillometer Kit | P230517005 | Neuroptics | T3 - Medical Intensive Care Unit (MICU) | Akron | Akron City Campus | Critical Care Tower | 3rd Floor | 2022-06-30 | Low
No | 059054 | Racks, Physiologic Mon Module | 2030340-002 - PDM Bedside Dock | 05520C1-1 | GE Healthcare | SCI-Heart Rhythm Services | Akron | Akron City Campus | Akron City Hospital | 1st Floor | 2020-09-21 | Low
No | 059061 | Racks, Physiologic Mon Module | 2030340-002 - PDM Bedside Dock | 05520C1-2 | GE Healthcare | SCI-Heart Rhythm Services | Akron | Akron City Campus | Akron City Hospital | 1st Floor | 2020-09-21 | Low
No | 059068 | Racks, Physiologic Mon Module | 2030340-002 - PDM Bedside Dock | 05520C1-3 | GE Healthcare | SCI-Cardiac Cath Lab Svcs | Akron | Akron City Campus | Akron City Hospital | 1st Floor | 2020-09-21 | Low
No | 032779 | Racks, Physiologic Mon Module | 453564187451 - 4 Slot Module Rack w/MMS Mount | DE12327191 | Philips Healthcare | Anesthesia | Akron | Akron City Campus | Akron City Hospital | 1st Floor | 2014-05-06 | Low
No | 032780 | Racks, Physiologic Mon Module | 453564187451 - 4 Slot Module Rack w/MMS Mount | DE12327190 | Philips Healthcare | Anesthesia | Akron | Akron City Campus | Akron City Hospital | 1st Floor | 2014-05-06 | Low
No | 032781 | Racks, Physiologic Mon Module | 453564187451 - 4 Slot Module Rack w/MMS Mount | DE12327189 | Philips Healthcare | Anesthesia | Akron | Akron City Campus | Akron City Hospital | 1st Floor | 2014-05-06 | Low
No | 032782 | Racks, Physiologic Mon Module | 453564187451 - 4 Slot Module Rack w/MMS Mount | DE12327192 | Philips Healthcare | Anesthesia | Akron | Akron City Campus | Akron City Hospital | 1st Floor | 2014-05-06 | Low
No | 055292 | Racks, Physiologic Mon Module | 453564187451 - 4 Slot Module Rack w/MMS Mount | DE12355895 | Philips Healthcare | Anesthesia | Akron | Akron City Campus | Akron City Hospital | 1st Floor | 2016-11-29 | Low
No | 055294 | Racks, Physiologic Mon Module | 453564187451 - 4 Slot Module Rack w/MMS Mount | DE12355896 | Philips Healthcare | Anesthesia | Akron | Akron City Campus | Akron City Hospital | 1st Floor | 2016-11-29 | Low
No | 055301 | Racks, Physiologic Mon Module | 453564187451 - 4 Slot Module Rack w/MMS Mount | DE12355907 | Philips Healthcare | Anesthesia | Akron | Akron City Campus | Akron City Hospital | 1st Floor | 2016-11-29 | Low
No | 055303 | Racks, Physiologic Mon Module | 453564187451 - 4 Slot Module Rack w/MMS Mount | DE12355893 | Philips Healthcare | Anesthesia | Akron | Akron City Campus | Akron City Hospital | 1st Floor | 2016-11-29 | Low
No | 057880 | Racks, Physiologic Mon Module | 453564187451 - 4 Slot Module Rack w/MMS Mount | DE12380625 | Philips Healthcare | Anesthesia | Akron | Akron City Campus | Akron City Hospital | 1st Floor | 2019-07-21 | Low
No | 057881 | Racks, Physiologic Mon Module | 453564187451 - 4 Slot Module Rack w/MMS Mount | DE12380621 | Philips Healthcare | Anesthesia | Akron | Akron City Campus | Akron City Hospital | 1st Floor | 2019-07-21 | Low
No | 057882 | Racks, Physiologic Mon Module | 453564187451 - 4 Slot Module Rack w/MMS Mount | DE12380627 | Philips Healthcare | Anesthesia | Akron | Akron City Campus | Akron City Hospital | 1st Floor | 2019-07-21 | Low
No | 057883 | Racks, Physiologic Mon Module | 453564187451 - 4 Slot Module Rack w/MMS Mount | DE12380618 | Philips Healthcare | Anesthesia | Akron | Akron City Campus | Akron City Hospital | 1st Floor | 2019-07-21 | Low
No | 057884 | Racks, Physiologic Mon Module | 453564187451 - 4 Slot Module Rack w/MMS Mount | DE12380623 | Philips Healthcare | Anesthesia | Akron | Akron City Campus | Akron City Hospital | 1st Floor | 2019-07-21 | Low
No | 057891 | Racks, Physiologic Mon Module | 453564187451 - 4 Slot Module Rack w/MMS Mount | DE12380651 | Philips Healthcare | Anesthesia | Akron | Akron City Campus | Akron City Hospital | 1st Floor | 2019-07-21 | Low
No | 060467 | Racks, Physiologic Mon Module | 453564187451 - 4 Slot Module Rack w/MMS Mount | DE123902213 | Philips Healthcare | Anesthesia | Akron | Akron City Campus | Akron City Hospital | 1st Floor | 2021-05-07 | Low
No | 060468 | Racks, Physiologic Mon Module | 453564187451 - 4 Slot Module Rack w/MMS Mount | DE12390214 | Philips Healthcare | Anesthesia | Akron | Akron City Campus | Akron City Hospital | 1st Floor | 2021-05-07 | Low
No | 061168 | Racks, Physiologic Mon Module | 453564187451 - 4 Slot Module Rack w/MMS Mount | DE12390725 | Philips Healthcare | Anesthesia | Akron | Akron City Campus | Akron City Hospital | 1st Floor | 2021-11-04 | Low
No | 070947 | Racks, Physiologic Mon Module | 453564187451 - 4 Slot Module Rack w/MMS Mount | DE12354930 | Philips Healthcare | Anesthesia | Akron | Akron City Campus | Akron City Hospital | Ground Floor | 2025-03-13 14:07 | Low
No | 064349 | Racks, Physiologic Mon Module | 866468 - FMX-4 | DE61677209 | Philips Healthcare | SCI-Cardiology Prep & Recovery | Akron | Akron City Campus | Akron City Hospital | 1st Floor | 2024-10-07 08:57 | Low
No | 062823 | Racks, Physiologic Mon Module | FMV-4 | DE61645661 | Philips Healthcare | Interventional Psychiatry | Akron | Akron City Campus | Akron City Hospital | 2nd Floor | 2023-01-20 10:43 | Low
No | 007832 | Racks, Physiologic Mon Module | M1041A | 3727A31369 | Philips Healthcare | Health Tech Mgmt | Akron | Akron City Campus | ACH Admin Building | Ground Floor | 1998-02-01 | Low
No | 011524 | Racks, Physiologic Mon Module | M1041A | 3805G64971 | Philips Healthcare | Endoscopy - Outpatient | Akron | Akron City Campus | 95 Arch | Ground Floor | 2001-01-29 | Low
No | 011583 | Racks, Physiologic Mon Module | M1041A | 3805G55791 | Philips Healthcare | Endoscopy - Outpatient | Akron | Akron City Campus | 95 Arch | Ground Floor | 2001-04-05 | Low
No | 013119 | Racks, Physiologic Mon Module | M1041A | 3805A53817 | Philips Healthcare | Endoscopy - Outpatient | Akron | Akron City Campus | 95 Arch | Ground Floor | 1999-08-27 | Low
No | 013143 | Racks, Physiologic Mon Module | M1041A | 3805A53585 | Philips Healthcare | Health Tech Mgmt | Akron | Akron City Campus | ACH Admin Building | Ground Floor | 1999-08-27 | Low
No | 015280 | Racks, Physiologic Mon Module | M1041A | DE320C7517 | Philips Healthcare | Health Tech Mgmt | Akron | Akron City Campus | ACH Admin Building | Ground Floor | 2004-12-01 | Low
No | 015282 | Racks, Physiologic Mon Module | M1041A | DE320C7510 | Philips Healthcare | Health Tech Mgmt | Akron | Akron City Campus | ACH Admin Building | Ground Floor | 2004-12-01 | Low
No | 015288 | Racks, Physiologic Mon Module | M1041A | DE320C7460 | Philips Healthcare | Health Tech Mgmt | Akron | Akron City Campus | ACH Admin Building | Ground Floor | 2004-12-01 | Low
No | 016731 | Racks, Physiologic Mon Module | M1041A | 3805G63667 | Philips Healthcare | H2 - Labor and Delivery Unit (L&D) | Akron | Akron City Campus | H Tower | 2nd Floor | 2001-04-03 | Low
No | 016732 | Racks, Physiologic Mon Module | M1041A | 3805G56504 | Philips Healthcare | H2 - Labor and Delivery Unit (L&D) | Akron | Akron City Campus | H Tower | 2nd Floor | 2001-04-03 | Low
No | 016733 | Racks, Physiologic Mon Module | M1041A | 3805G63303 | Philips Healthcare | H2 - Labor and Delivery Unit (L&D) | Akron | Akron City Campus | H Tower | 2nd Floor | 2001-04-03 | Low
No | 020109 | Racks, Physiologic Mon Module | M1041A | DE320C7516 | Philips Healthcare | Health Tech Mgmt | Akron | Akron City Campus | ACH Admin Building | Ground Floor | 2004-12-01 | Low
No | 020112 | Racks, Physiologic Mon Module | M1041A | DE320C7472 | Philips Healthcare | Health Tech Mgmt | Akron | Akron City Campus | ACH Admin Building | Ground Floor | 2004-12-01 | Low
No | 007849 | Racks, Physiologic Mon Module | M1276A - Module Rack, Recorder | 3727A13102 | Philips Healthcare | Receiving / Warehouse - COC | Akron | Distribution Center | Distribution Center | Ground Floor | 1998-02-01 | Low
No | CE5076 | Racks, Physiologic Mon Module | M1276A - Module Rack, Recorder | 3727A46899 | Philips Healthcare | Acuity Adaptable Unit (AAU) - SB | Barberton | Barberton Campus | Summa Barberton Hospital | 2nd Floor | 2009-04-01 | Low
No | CE5148 | Racks, Physiologic Mon Module | M1276A - Module Rack, Recorder | 3727A47051 | Philips Healthcare | Intensive Care Unit (ICU) - SB | Barberton | Barberton Campus | Summa Barberton Hospital | 2nd Floor | 2009-04-01 | Low
No | CE5281 | Racks, Physiologic Mon Module | M1276A - Module Rack, Recorder | 3727A4853 | Philips Healthcare | 2 East - Cardiac Progressive Care Unit (PCU) - SB | Barberton | Barberton Campus | Summa Barberton Hospital | 2nd Floor | 2009-04-01 | Low
No | 030049 | Racks, Physiologic Mon Module | M8048A - 8 Slot Module Rack With MMS Mount | DE502A4594 | Philips Healthcare | T2 - STN Intensive Care Unit (STN-ICU) | Akron | Akron City Campus | Critical Care Tower | 2nd Floor | 2011-11-08 | Low
No | 030050 | Racks, Physiologic Mon Module | M8048A - 8 Slot Module Rack With MMS Mount | DE502A4560 | Philips Healthcare | T2 - STN Intensive Care Unit (STN-ICU) | Akron | Akron City Campus | Critical Care Tower | 2nd Floor | 2011-11-08 | Low
No | 030051 | Racks, Physiologic Mon Module | M8048A - 8 Slot Module Rack With MMS Mount | DE502A4579 | Philips Healthcare | T2 - STN Intensive Care Unit (STN-ICU) | Akron | Akron City Campus | Critical Care Tower | 2nd Floor | 2011-11-08 | Low
No | 030052 | Racks, Physiologic Mon Module | M8048A - 8 Slot Module Rack With MMS Mount | DE502A4587 | Philips Healthcare | T2 - STN Intensive Care Unit (STN-ICU) | Akron | Akron City Campus | Critical Care Tower | 2nd Floor | 2011-11-08 | Low
No | 030053 | Racks, Physiologic Mon Module | M8048A - 8 Slot Module Rack With MMS Mount | DE502A4622 | Philips Healthcare | T2 - STN Intensive Care Unit (STN-ICU) | Akron | Akron City Campus | Critical Care Tower | 2nd Floor | 2011-11-08 | Low
No | 030054 | Racks, Physiologic Mon Module | M8048A - 8 Slot Module Rack With MMS Mount | DE502A4569 | Philips Healthcare | T2 - STN Intensive Care Unit (STN-ICU) | Akron | Akron City Campus | Critical Care Tower | 2nd Floor | 2011-11-08 | Low
No | 030055 | Racks, Physiologic Mon Module | M8048A - 8 Slot Module Rack With MMS Mount | DE502A4581 | Philips Healthcare | T2 - STN Intensive Care Unit (STN-ICU) | Akron | Akron City Campus | Critical Care Tower | 2nd Floor | 2011-11-08 | Low
No | 030056 | Racks, Physiologic Mon Module | M8048A - 8 Slot Module Rack With MMS Mount | DE502A4591 | Philips Healthcare | T2 - STN Intensive Care Unit (STN-ICU) | Akron | Akron City Campus | Critical Care Tower | 2nd Floor | 2011-11-08 | Low
No | 030057 | Racks, Physiologic Mon Module | M8048A - 8 Slot Module Rack With MMS Mount | DE502A4570 | Philips Healthcare | T2 - STN Intensive Care Unit (STN-ICU) | Akron | Akron City Campus | Critical Care Tower | 2nd Floor | 2011-11-08 | Low
No | 030058 | Racks, Physiologic Mon Module | M8048A - 8 Slot Module Rack With MMS Mount | DE502A4619 | Philips Healthcare | T2 - STN Intensive Care Unit (STN-ICU) | Akron | Akron City Campus | Critical Care Tower | 2nd Floor | 2011-11-08 | Low
No | 030059 | Racks, Physiologic Mon Module | M8048A - 8 Slot Module Rack With MMS Mount | DE502A4585 | Philips Healthcare | T2 - STN Intensive Care Unit (STN-ICU) | Akron | Akron City Campus | Critical Care Tower | 2nd Floor | 2011-11-08 | Low
No | 030060 | Racks, Physiologic Mon Module | M8048A - 8 Slot Module Rack With MMS Mount | DE502A4588 | Philips Healthcare | T2 - STN Intensive Care Unit (STN-ICU) | Akron | Akron City Campus | Critical Care Tower | 2nd Floor | 2011-11-08 | Low
No | 030061 | Racks, Physiologic Mon Module | M8048A - 8 Slot Module Rack With MMS Mount | DE502A4583 | Philips Healthcare | T2 - STN Intensive Care Unit (STN-ICU) | Akron | Akron City Campus | Critical Care Tower | 2nd Floor | 2011-11-08 | Low
No | 030062 | Racks, Physiologic Mon Module | M8048A - 8 Slot Module Rack With MMS Mount | DE502A4592 | Philips Healthcare | T2 - STN Intensive Care Unit (STN-ICU) | Akron | Akron City Campus | Critical Care Tower | 2nd Floor | 2011-11-08 | Low
No | 030063 | Racks, Physiologic Mon Module | M8048A - 8 Slot Module Rack With MMS Mount | DE502A4618 | Philips Healthcare | T2 - STN Intensive Care Unit (STN-ICU) | Akron | Akron City Campus | Critical Care Tower | 2nd Floor | 2011-11-08 | Low
No | 030064 | Racks, Physiologic Mon Module | M8048A - 8 Slot Module Rack With MMS Mount | DE502A4582 | Philips Healthcare | T2 - STN Intensive Care Unit (STN-ICU) | Akron | Akron City Campus | Critical Care Tower | 2nd Floor | 2011-11-08 | Low
No | 030065 | Racks, Physiologic Mon Module | M8048A - 8 Slot Module Rack With MMS Mount | DE502A4590 | Philips Healthcare | T2 - STN Intensive Care Unit (STN-ICU) | Akron | Akron City Campus | Critical Care Tower | 2nd Floor | 2011-11-08 | Low
No | 030066 | Racks, Physiologic Mon Module | M8048A - 8 Slot Module Rack With MMS Mount | DE502A4586 | Philips Healthcare | T2 - STN Intensive Care Unit (STN-ICU) | Akron | Akron City Campus | Critical Care Tower | 2nd Floor | 2011-11-08 | Low
No | 030067 | Racks, Physiologic Mon Module | M8048A - 8 Slot Module Rack With MMS Mount | DE502A4623 | Philips Healthcare | T2 - STN Intensive Care Unit (STN-ICU) | Akron | Akron City Campus | Critical Care Tower | 2nd Floor | 2011-11-08 | Low
No | 030068 | Racks, Physiologic Mon Module | M8048A - 8 Slot Module Rack With MMS Mount | DE502A4615 | Philips Healthcare | T2 - STN Intensive Care Unit (STN-ICU) | Akron | Akron City Campus | Critical Care Tower | 2nd Floor | 2011-11-08 | Low
No | 030069 | Racks, Physiologic Mon Module | M8048A - 8 Slot Module Rack With MMS Mount | DE502A4617 | Philips Healthcare | T2 - STN Intensive Care Unit (STN-ICU) | Akron | Akron City Campus | Critical Care Tower | 2nd Floor | 2011-11-08 | Low
No | 030070 | Racks, Physiologic Mon Module | M8048A - 8 Slot Module Rack With MMS Mount | DE502A4561 | Philips Healthcare | T2 - STN Intensive Care Unit (STN-ICU) | Akron | Akron City Campus | Critical Care Tower | 2nd Floor | 2011-11-08 | Low
No | 030071 | Racks, Physiologic Mon Module | M8048A - 8 Slot Module Rack With MMS Mount | DE502A4584 | Philips Healthcare | T2 - STN Intensive Care Unit (STN-ICU) | Akron | Akron City Campus | Critical Care Tower | 2nd Floor | 2011-11-08 | Low
No | 030072 | Racks, Physiologic Mon Module | M8048A - 8 Slot Module Rack With MMS Mount | DE502A4621 | Philips Healthcare | T2 - STN Intensive Care Unit (STN-ICU) | Akron | Akron City Campus | Critical Care Tower | 2nd Floor | 2011-11-08 | Low
No | 030073 | Racks, Physiologic Mon Module | M8048A - 8 Slot Module Rack With MMS Mount | DE502A4620 | Philips Healthcare | T3 - Medical Intensive Care Unit (MICU) | Akron | Akron City Campus | Critical Care Tower | 3rd Floor | 2011-11-08 | Low
No | 030094 | Racks, Physiologic Mon Module | M8048A - 8 Slot Module Rack With MMS Mount | DE502A4593 | Philips Healthcare | T2 - STN Intensive Care Unit (STN-ICU) | Akron | Akron City Campus | Critical Care Tower | 2nd Floor | 2011-11-08 | Low
No | 030095 | Racks, Physiologic Mon Module | M8048A - 8 Slot Module Rack With MMS Mount | DE03774589 | Philips Healthcare | T2 - STN Intensive Care Unit (STN-ICU) | Akron | Akron City Campus | Critical Care Tower | 2nd Floor | 2011-11-08 | Low
No | 032761 | Racks, Physiologic Mon Module | M8048A - 8 Slot Module Rack With MMS Mount | DE502C5491 | Philips Healthcare | Anesthesia | Akron | Akron City Campus | Akron City Hospital | 1st Floor | 2014-05-06 | Low
No | 032762 | Racks, Physiologic Mon Module | M8048A - 8 Slot Module Rack With MMS Mount | DE502C5485 | Philips Healthcare | Anesthesia | Akron | Akron City Campus | Akron City Hospital | 1st Floor | 2014-05-06 | Low
No | 032763 | Racks, Physiologic Mon Module | M8048A - 8 Slot Module Rack With MMS Mount | DE502C5486 | Philips Healthcare | Anesthesia | Akron | Akron City Campus | Akron City Hospital | 1st Floor | 2014-05-06 | Low
No | 032764 | Racks, Physiologic Mon Module | M8048A - 8 Slot Module Rack With MMS Mount | DE502C5484 | Philips Healthcare | Anesthesia | Akron | Akron City Campus | Akron City Hospital | 1st Floor | 2014-05-06 | Low
No | 032765 | Racks, Physiologic Mon Module | M8048A - 8 Slot Module Rack With MMS Mount | DE502C5470 | Philips Healthcare | Anesthesia | Akron | Akron City Campus | Akron City Hospital | 1st Floor | 2014-05-06 | Low
No | 032766 | Racks, Physiologic Mon Module | M8048A - 8 Slot Module Rack With MMS Mount | DE502C5471 | Philips Healthcare | Anesthesia | Akron | Akron City Campus | Akron City Hospital | 1st Floor | 2014-05-06 | Low
No | 032767 | Racks, Physiologic Mon Module | M8048A - 8 Slot Module Rack With MMS Mount | DE502C5482 | Philips Healthcare | Anesthesia | Akron | Akron City Campus | Akron City Hospital | 1st Floor | 2014-05-06 | Low
No | 032768 | Racks, Physiologic Mon Module | M8048A - 8 Slot Module Rack With MMS Mount | DE502C5487 | Philips Healthcare | Anesthesia | Akron | Akron City Campus | Akron City Hospital | 1st Floor | 2014-05-06 | Low
No | 032769 | Racks, Physiologic Mon Module | M8048A - 8 Slot Module Rack With MMS Mount | DE502C5405 | Philips Healthcare | Anesthesia | Akron | Akron City Campus | Akron City Hospital | 1st Floor | 2014-05-06 | Low
No | 032770 | Racks, Physiologic Mon Module | M8048A - 8 Slot Module Rack With MMS Mount | DE502C5467 | Philips Healthcare | Anesthesia | Akron | Akron City Campus | Akron City Hospital | 1st Floor | 2014-05-06 | Low
No | 032771 | Racks, Physiologic Mon Module | M8048A - 8 Slot Module Rack With MMS Mount | DE502C5473 | Philips Healthcare | Anesthesia | Akron | Akron City Campus | Akron City Hospital | 1st Floor | 2014-05-06 | Low
No | 032772 | Racks, Physiologic Mon Module | M8048A - 8 Slot Module Rack With MMS Mount | DE502C5468 | Philips Healthcare | Anesthesia | Akron | Akron City Campus | Akron City Hospital | 1st Floor | 2014-05-06 | Low
No | 032773 | Racks, Physiologic Mon Module | M8048A - 8 Slot Module Rack With MMS Mount | DE502C5469 | Philips Healthcare | Anesthesia | Akron | Akron City Campus | Akron City Hospital | 1st Floor | 2014-05-06 | Low
No | 032774 | Racks, Physiologic Mon Module | M8048A - 8 Slot Module Rack With MMS Mount | DE502C5490 | Philips Healthcare | Anesthesia | Akron | Akron City Campus | Akron City Hospital | 1st Floor | 2014-05-06 | Low
No | 032775 | Racks, Physiologic Mon Module | M8048A - 8 Slot Module Rack With MMS Mount | DE502C5466 | Philips Healthcare | Anesthesia | Akron | Akron City Campus | Akron City Hospital | 1st Floor | 2014-05-06 | Low
No | 032776 | Racks, Physiologic Mon Module | M8048A - 8 Slot Module Rack With MMS Mount | DE502C5483 | Philips Healthcare | Anesthesia | Akron | Akron City Campus | Akron City Hospital | 1st Floor | 2014-05-06 | Low
No | 032777 | Racks, Physiologic Mon Module | M8048A - 8 Slot Module Rack With MMS Mount | DE502C5489 | Philips Healthcare | Anesthesia | Akron | Akron City Campus | Akron City Hospital | 1st Floor | 2014-05-06 | Low
No | 032778 | Racks, Physiologic Mon Module | M8048A - 8 Slot Module Rack With MMS Mount | DE502C5488 | Philips Healthcare | Anesthesia | Akron | Akron City Campus | Akron City Hospital | 1st Floor | 2014-05-06 | Low
No | 034876 | Racks, Physiologic Mon Module | M8048A - 8 Slot Module Rack With MMS Mount | DE439D9939 | Philips Healthcare | T1 - CTV Intensive Care Unit (CTV-ICU) | Akron | Akron City Campus | Critical Care Tower | 1st Floor | 2016-11-08 | Low
No | 036961 | Racks, Physiologic Mon Module | M8048A - 8 Slot Module Rack With MMS Mount | DE50237637 | Philips Healthcare | Intensive Care Unit (ICU) - SB | Barberton | Barberton Campus | Summa Barberton Hospital | 2nd Floor | 2012-05-01 | Low
No | 051277 | Racks, Physiologic Mon Module | M8048A - 8 Slot Module Rack With MMS Mount | DE4390D9940 | Philips Healthcare | T3 - Medical Intensive Care Unit (MICU) | Akron | Akron City Campus | Critical Care Tower | 3rd Floor | 2016-11-14 | Low
No | 051280 | Racks, Physiologic Mon Module | M8048A - 8 Slot Module Rack With MMS Mount | DE439D9941 | Philips Healthcare | T3 - Medical Intensive Care Unit (MICU) | Akron | Akron City Campus | Critical Care Tower | 3rd Floor | 2016-11-14 | Low
No | 051283 | Racks, Physiologic Mon Module | M8048A - 8 Slot Module Rack With MMS Mount | DE439D9959 | Philips Healthcare | T3 - Medical Intensive Care Unit (MICU) | Akron | Akron City Campus | Critical Care Tower | 3rd Floor | 2016-11-14 | Low
No | 051285 | Racks, Physiologic Mon Module | M8048A - 8 Slot Module Rack With MMS Mount | DE439D9943 | Philips Healthcare | Health Tech Mgmt | Akron | Akron City Campus | H Tower | Basement | 2016-11-14 | Low
No | 051288 | Racks, Physiologic Mon Module | M8048A - 8 Slot Module Rack With MMS Mount | DE439D9946 | Philips Healthcare | T3 - Medical Intensive Care Unit (MICU) | Akron | Akron City Campus | Critical Care Tower | 3rd Floor | 2016-11-14 | Low
No | 051291 | Racks, Physiologic Mon Module | M8048A - 8 Slot Module Rack With MMS Mount | DE439D9916 | Philips Healthcare | T3 - Medical Intensive Care Unit (MICU) | Akron | Akron City Campus | Critical Care Tower | 3rd Floor | 2016-11-14 | Low
No | 051294 | Racks, Physiologic Mon Module | M8048A - 8 Slot Module Rack With MMS Mount | DE439D9938 | Philips Healthcare | T3 - Medical Intensive Care Unit (MICU) | Akron | Akron City Campus | Critical Care Tower | 3rd Floor | 2016-11-14 | Low
No | 051297 | Racks, Physiologic Mon Module | M8048A - 8 Slot Module Rack With MMS Mount | DE439D9945 | Philips Healthcare | T3 - Medical Intensive Care Unit (MICU) | Akron | Akron City Campus | Critical Care Tower | 3rd Floor | 2016-11-14 | Low
No | 051300 | Racks, Physiologic Mon Module | M8048A - 8 Slot Module Rack With MMS Mount | DE439D9947 | Philips Healthcare | T3 - Medical Intensive Care Unit (MICU) | Akron | Akron City Campus | Critical Care Tower | 3rd Floor | 2016-11-14 | Low
No | 051303 | Racks, Physiologic Mon Module | M8048A - 8 Slot Module Rack With MMS Mount | DE439D9895 | Philips Healthcare | T3 - Medical Intensive Care Unit (MICU) | Akron | Akron City Campus | Critical Care Tower | 3rd Floor | 2016-11-14 | Low
No | 051306 | Racks, Physiologic Mon Module | M8048A - 8 Slot Module Rack With MMS Mount | DE439D9944 | Philips Healthcare | T3 - Medical Intensive Care Unit (MICU) | Akron | Akron City Campus | Critical Care Tower | 3rd Floor | 2016-11-14 | Low
No | 051309 | Racks, Physiologic Mon Module | M8048A - 8 Slot Module Rack With MMS Mount | DE439D9915 | Philips Healthcare | T3 - Medical Intensive Care Unit (MICU) | Akron | Akron City Campus | Critical Care Tower | 3rd Floor | 2016-11-14 | Low
No | 051312 | Racks, Physiologic Mon Module | M8048A - 8 Slot Module Rack With MMS Mount | DE439D9958 | Philips Healthcare | T3 - Medical Intensive Care Unit (MICU) | Akron | Akron City Campus | Critical Care Tower | 3rd Floor | 2016-11-15 | Low
No | 051315 | Racks, Physiologic Mon Module | M8048A - 8 Slot Module Rack With MMS Mount | DE439D9955 | Philips Healthcare | T3 - Medical Intensive Care Unit (MICU) | Akron | Akron City Campus | Critical Care Tower | 3rd Floor | 2016-11-15 | Low
No | 051318 | Racks, Physiologic Mon Module | M8048A - 8 Slot Module Rack With MMS Mount | DE439D9952 | Philips Healthcare | T3 - Medical Intensive Care Unit (MICU) | Akron | Akron City Campus | Critical Care Tower | 3rd Floor | 2016-11-15 | Low
No | 051321 | Racks, Physiologic Mon Module | M8048A - 8 Slot Module Rack With MMS Mount | DE439D99551 | Philips Healthcare | T3 - Medical Intensive Care Unit (MICU) | Akron | Akron City Campus | Critical Care Tower | 3rd Floor | 2016-11-15 | Low
No | 051324 | Racks, Physiologic Mon Module | M8048A - 8 Slot Module Rack With MMS Mount | DE439D9893 | Philips Healthcare | T3 - Medical Intensive Care Unit (MICU) | Akron | Akron City Campus | Critical Care Tower | 3rd Floor | 2016-11-15 | Low
No | 051327 | Racks, Physiologic Mon Module | M8048A - 8 Slot Module Rack With MMS Mount | DE439D9936 | Philips Healthcare | T3 - Medical Intensive Care Unit (MICU) | Akron | Akron City Campus | Critical Care Tower | 3rd Floor | 2016-11-15 | Low
No | 051330 | Racks, Physiologic Mon Module | M8048A - 8 Slot Module Rack With MMS Mount | DE439D9948 | Philips Healthcare | T3 - Medical Intensive Care Unit (MICU) | Akron | Akron City Campus | Critical Care Tower | 3rd Floor | 2016-11-14 | Low
No | 051333 | Racks, Physiologic Mon Module | M8048A - 8 Slot Module Rack With MMS Mount | DE439D9942 | Philips Healthcare | T3 - Medical Intensive Care Unit (MICU) | Akron | Akron City Campus | Critical Care Tower | 3rd Floor | 2016-11-14 | Low
No | 051336 | Racks, Physiologic Mon Module | M8048A - 8 Slot Module Rack With MMS Mount | DE439D9894 | Philips Healthcare | T3 - Medical Intensive Care Unit (MICU) | Akron | Akron City Campus | Critical Care Tower | 3rd Floor | 2016-11-14 | Low
No | 051339 | Racks, Physiologic Mon Module | M8048A - 8 Slot Module Rack With MMS Mount | DE439D9950 | Philips Healthcare | T3 - Medical Intensive Care Unit (MICU) | Akron | Akron City Campus | Critical Care Tower | 3rd Floor | 2016-11-14 | Low
No | 051342 | Racks, Physiologic Mon Module | M8048A - 8 Slot Module Rack With MMS Mount | DE439D9914 | Philips Healthcare | T3 - Medical Intensive Care Unit (MICU) | Akron | Akron City Campus | Critical Care Tower | 3rd Floor | 2016-11-14 | Low
No | 051343 | Racks, Physiologic Mon Module | M8048A - 8 Slot Module Rack With MMS Mount | DE439D9954 | Philips Healthcare | T3 - Medical Intensive Care Unit (MICU) | Akron | Akron City Campus | Critical Care Tower | 3rd Floor | 2016-11-14 | Low
No | 051344 | Racks, Physiologic Mon Module | M8048A - 8 Slot Module Rack With MMS Mount | de439d9937 | Philips Healthcare | T3 - Medical Intensive Care Unit (MICU) | Akron | Akron City Campus | Critical Care Tower | 3rd Floor | 2016-11-14 | Low
No | 051345 | Racks, Physiologic Mon Module | M8048A - 8 Slot Module Rack With MMS Mount | DE439D9949 | Philips Healthcare | T3 - Medical Intensive Care Unit (MICU) | Akron | Akron City Campus | Critical Care Tower | 3rd Floor | 2016-11-14 | Low
No | 051456 | Racks, Physiologic Mon Module | M8048A - 8 Slot Module Rack With MMS Mount | DE439E0344 | Philips Healthcare | T1 - CTV Intensive Care Unit (CTV-ICU) | Akron | Akron City Campus | Critical Care Tower | 1st Floor | 2016-11-25 | Low
No | 051457 | Racks, Physiologic Mon Module | M8048A - 8 Slot Module Rack With MMS Mount | DE439E0367 | Philips Healthcare | T1 - CTV Intensive Care Unit (CTV-ICU) | Akron | Akron City Campus | Critical Care Tower | 1st Floor | 2016-11-25 | Low
No | 051458 | Racks, Physiologic Mon Module | M8048A - 8 Slot Module Rack With MMS Mount | DE439E0369 | Philips Healthcare | T1 - CTV Intensive Care Unit (CTV-ICU) | Akron | Akron City Campus | Critical Care Tower | 1st Floor | 2016-11-25 | Low
No | 051459 | Racks, Physiologic Mon Module | M8048A - 8 Slot Module Rack With MMS Mount | DE439E0353 | Philips Healthcare | T1 - CTV Intensive Care Unit (CTV-ICU) | Akron | Akron City Campus | Critical Care Tower | 1st Floor | 2016-11-25 | Low
No | 051460 | Racks, Physiologic Mon Module | M8048A - 8 Slot Module Rack With MMS Mount | DE439E0365 | Philips Healthcare | T1 - CTV Intensive Care Unit (CTV-ICU) | Akron | Akron City Campus | Critical Care Tower | 1st Floor | 2016-11-25 | Low
No | 051461 | Racks, Physiologic Mon Module | M8048A - 8 Slot Module Rack With MMS Mount | DE439E0368 | Philips Healthcare | T1 - CTV Intensive Care Unit (CTV-ICU) | Akron | Akron City Campus | Critical Care Tower | 1st Floor | 2016-11-25 | Low
No | 051462 | Racks, Physiologic Mon Module | M8048A - 8 Slot Module Rack With MMS Mount | DE439E0349 | Philips Healthcare | T1 - CTV Intensive Care Unit (CTV-ICU) | Akron | Akron City Campus | Critical Care Tower | 1st Floor | 2016-11-25 | Low
No | 051463 | Racks, Physiologic Mon Module | M8048A - 8 Slot Module Rack With MMS Mount | DE439E0358 | Philips Healthcare | T1 - CTV Intensive Care Unit (CTV-ICU) | Akron | Akron City Campus | Critical Care Tower | 1st Floor | 2016-11-25 | Low
No | 051464 | Racks, Physiologic Mon Module | M8048A - 8 Slot Module Rack With MMS Mount | DE439E0345 | Philips Healthcare | T1 - CTV Intensive Care Unit (CTV-ICU) | Akron | Akron City Campus | Critical Care Tower | 1st Floor | 2016-11-25 | Low
No | 051465 | Racks, Physiologic Mon Module | M8048A - 8 Slot Module Rack With MMS Mount | DE439E0350 | Philips Healthcare | T1 - CTV Intensive Care Unit (CTV-ICU) | Akron | Akron City Campus | Critical Care Tower | 1st Floor | 2016-11-25 | Low
No | 051466 | Racks, Physiologic Mon Module | M8048A - 8 Slot Module Rack With MMS Mount | DE439E0359 | Philips Healthcare | T1 - CTV Intensive Care Unit (CTV-ICU) | Akron | Akron City Campus | Critical Care Tower | 1st Floor | 2016-11-25 | Low
No | 051467 | Racks, Physiologic Mon Module | M8048A - 8 Slot Module Rack With MMS Mount | DE439E0352 | Philips Healthcare | T1 - CTV Intensive Care Unit (CTV-ICU) | Akron | Akron City Campus | Critical Care Tower | 1st Floor | 2016-11-25 | Low
No | 051468 | Racks, Physiologic Mon Module | M8048A - 8 Slot Module Rack With MMS Mount | DE439E0370 | Philips Healthcare | T1 - CTV Intensive Care Unit (CTV-ICU) | Akron | Akron City Campus | Critical Care Tower | 1st Floor | 2016-11-25 | Low
No | 051469 | Racks, Physiologic Mon Module | M8048A - 8 Slot Module Rack With MMS Mount | DE439E0366 | Philips Healthcare | T1 - CTV Intensive Care Unit (CTV-ICU) | Akron | Akron City Campus | Critical Care Tower | 1st Floor | 2016-11-25 | Low
No | 051470 | Racks, Physiologic Mon Module | M8048A - 8 Slot Module Rack With MMS Mount | DE439E0364 | Philips Healthcare | T1 - CTV Intensive Care Unit (CTV-ICU) | Akron | Akron City Campus | Critical Care Tower | 1st Floor | 2016-11-25 | Low
No | 051471 | Racks, Physiologic Mon Module | M8048A - 8 Slot Module Rack With MMS Mount | DE439E0356 | Philips Healthcare | T1 - CTV Intensive Care Unit (CTV-ICU) | Akron | Akron City Campus | Critical Care Tower | 1st Floor | 2016-11-25 | Low
No | 051472 | Racks, Physiologic Mon Module | M8048A - 8 Slot Module Rack With MMS Mount | DE439E0363 | Philips Healthcare | T1 - CTV Intensive Care Unit (CTV-ICU) | Akron | Akron City Campus | Critical Care Tower | 1st Floor | 2016-11-25 | Low
No | 051473 | Racks, Physiologic Mon Module | M8048A - 8 Slot Module Rack With MMS Mount | DE439E0347 | Philips Healthcare | T1 - CTV Intensive Care Unit (CTV-ICU) | Akron | Akron City Campus | Critical Care Tower | 1st Floor | 2016-11-25 | Low
No | 051474 | Racks, Physiologic Mon Module | M8048A - 8 Slot Module Rack With MMS Mount | DE439E0348 | Philips Healthcare | T1 - CTV Intensive Care Unit (CTV-ICU) | Akron | Akron City Campus | Critical Care Tower | 1st Floor | 2016-11-25 | Low
No | 051475 | Racks, Physiologic Mon Module | M8048A - 8 Slot Module Rack With MMS Mount | DE439E0361 | Philips Healthcare | T1 - CTV Intensive Care Unit (CTV-ICU) | Akron | Akron City Campus | Critical Care Tower | 1st Floor | 2016-11-25 | Low
No | 051476 | Racks, Physiologic Mon Module | M8048A - 8 Slot Module Rack With MMS Mount | DE439E0355 | Philips Healthcare | T1 - CTV Intensive Care Unit (CTV-ICU) | Akron | Akron City Campus | Critical Care Tower | 1st Floor | 2016-11-25 | Low
No | 051477 | Racks, Physiologic Mon Module | M8048A - 8 Slot Module Rack With MMS Mount | DE439E0357 | Philips Healthcare | T1 - CTV Intensive Care Unit (CTV-ICU) | Akron | Akron City Campus | Critical Care Tower | 1st Floor | 2016-11-25 | Low
No | 051478 | Racks, Physiologic Mon Module | M8048A - 8 Slot Module Rack With MMS Mount | DE439E0351 | Philips Healthcare | T1 - CTV Intensive Care Unit (CTV-ICU) | Akron | Akron City Campus | Critical Care Tower | 1st Floor | 2016-11-25 | Low
No | 051479 | Racks, Physiologic Mon Module | M8048A - 8 Slot Module Rack With MMS Mount | DE439E0362 | Philips Healthcare | T1 - CTV Intensive Care Unit (CTV-ICU) | Akron | Akron City Campus | Critical Care Tower | 1st Floor | 2016-11-25 | Low
No | 051480 | Racks, Physiologic Mon Module | M8048A - 8 Slot Module Rack With MMS Mount | DE439E0346 | Philips Healthcare | T1 - CTV Intensive Care Unit (CTV-ICU) | Akron | Akron City Campus | Critical Care Tower | 1st Floor | 2016-11-25 | Low
No | 061501 | Racks, Physiologic Mon Module | M8048A - 8 Slot Module Rack With MMS Mount | DE439H4115 | Philips Healthcare | Angiography | Akron | Akron City Campus | Akron City Hospital | 2nd Floor | 2022-01-12 | Low
No | 061502 | Racks, Physiologic Mon Module | M8048A - 8 Slot Module Rack With MMS Mount | DE439H4116 | Philips Healthcare | Angiography | Akron | Akron City Campus | Akron City Hospital | 2nd Floor | 2022-01-12 | Low
No | 061503 | Racks, Physiologic Mon Module | M8048A - 8 Slot Module Rack With MMS Mount | DE439H4119 | Philips Healthcare | Angiography | Akron | Akron City Campus | Akron City Hospital | 2nd Floor | 2022-01-12 | Low
No | 070377 | Racks, Physiologic Mon Module | M8048A - 8 Slot Module Rack With MMS Mount | DE50274436 | Philips Healthcare | Anesthesia - SW | Barberton | Wadsworth Campus | Wadsworth-Rittman Medical Center | 1st Floor | 2024-03-01 | Low
No | 070384 | Racks, Physiologic Mon Module | M8048A - 8 Slot Module Rack With MMS Mount | DE50266487 | Philips Healthcare | Anesthesia - SW | Barberton | Wadsworth Campus | Wadsworth-Rittman Medical Center | 1st Floor | 2024-03-01 | Low
No | 070391 | Racks, Physiologic Mon Module | M8048A - 8 Slot Module Rack With MMS Mount | DE50271548 | Philips Healthcare | Anesthesia - SW | Barberton | Wadsworth Campus | Wadsworth-Rittman Medical Center | 1st Floor | 2024-03-01 | Low
No | 070397 | Racks, Physiologic Mon Module | M8048A - 8 Slot Module Rack With MMS Mount | DE50275920 | Philips Healthcare | Anesthesia - SW | Barberton | Wadsworth Campus | Wadsworth-Rittman Medical Center | 1st Floor | 2024-03-01 | Low
No | CE5066 | Racks, Physiologic Mon Module | M8048A - 8 Slot Module Rack With MMS Mount | DE22721144 | Philips Healthcare | Acuity Adaptable Unit (AAU) - SB | Barberton | Barberton Campus | Summa Barberton Hospital | 2nd Floor | 2009-04-01 | Low
No | CE5082 | Racks, Physiologic Mon Module | M8048A - 8 Slot Module Rack With MMS Mount | DE22721011 | Philips Healthcare | Anesthesia - SB | Barberton | Barberton Campus | Summa Barberton Hospital | 2nd Floor | 2009-04-01 | Low
No | CE5118 | Racks, Physiologic Mon Module | M8048A - 8 Slot Module Rack With MMS Mount | DE22721010 | Philips Healthcare | Intensive Care Unit (ICU) - SB | Barberton | Barberton Campus | Summa Barberton Hospital | 2nd Floor | 2009-04-01 | Low
No | CE5145 | Racks, Physiologic Mon Module | M8048A - 8 Slot Module Rack With MMS Mount | DE22721589 | Philips Healthcare | Intensive Care Unit (ICU) - SB | Barberton | Barberton Campus | Summa Barberton Hospital | 2nd Floor | 2009-04-01 | Low
Yes | 061226 | Rad/Fluoro Systems, Angio / Interventional | 722224 - Azurion 7 M20 Single Plane System | 440 | Philips Healthcare | Angiography | Akron | Akron City Campus | Akron City Hospital | 2nd Floor | 2021-11-24 | Medium
Yes | 061228 | Rad/Fluoro Systems, Angio / Interventional | 722226 - Azurion 7 B20 Biplane System | 173 | Philips Healthcare | Angiography | Akron | Akron City Campus | Akron City Hospital | 2nd Floor | 2021-11-24 | Medium
Yes | 032500 | Rad/Fluoro Systems, Angio / Interventional | Allura Xper FD10 | 1391 | Philips Healthcare | SCI-Heart Rhythm Services | Akron | Akron City Campus | Akron City Hospital | 1st Floor | 2016-08-22 | Medium
Yes | 032600 | Rad/Fluoro Systems, Angio / Interventional | Allura Xper FD10 | 838 | Philips Healthcare | SCI-Heart Rhythm Services | Akron | Akron City Campus | Akron City Hospital | 1st Floor | 2012-12-17 | Medium
Yes | 032316 | Rad/Fluoro Systems, Angio / Interventional | Discovery IGS 730 - Hybrid Surgical / Cath Lab | 646410BU1 | GE Healthcare | Operating Room | Akron | Akron City Campus | Akron City Hospital | 1st Floor | 2014-08-04 | Medium
Yes | 057500 | Rad/Fluoro Systems, Angio / Interventional | INFX-8000V / BC - Alphenix Biplane | BCB19X2001 | Canon Medical Systems (Toshiba) | Angiography | Akron | Akron City Campus | Akron City Hospital | 2nd Floor | 2020-03-02 | Medium
Yes | 052800 | Rad/Fluoro Systems, Angio / Interventional | Innova IGS 520 | 741673BU8 | GE Healthcare | SCI-Cardiac Cath Lab Svcs | Akron | Akron City Campus | Akron City Hospital | 1st Floor | 2019-07-29 | Medium
Yes | 058730 | Rad/Fluoro Systems, Angio / Interventional | Innova IGS 520 | 763716BU8 | GE Healthcare | SCI-Cardiac Cath Lab Svcs | Akron | Akron City Campus | Akron City Hospital | 1st Floor | 2020-07-06 | Medium
Yes | 052638 | Rad/Fluoro Systems, Angio / Interventional | Innova IGS 530 | 729186BU7 | GE Healthcare | SCI-Cardiac Cath Lab Svcs | Akron | Akron City Campus | Akron City Hospital | 1st Floor | 2018-12-18 | Medium
Yes | 038154 | Rad/Fluoro Systems, Angio / Interventional | Optima IGS 330 | 144001HL5 | GE Healthcare | SCI-Cardiac Cath Lab Svcs - SB | Barberton | Barberton Campus | Summa Barberton Hospital | 2nd Floor | 2016-12-08 | Medium
Yes | 038156 | Rad/Fluoro Systems, Angio / Interventional | Optima IGS 330 | 140459HL9 | GE Healthcare | Angiography - SB | Barberton | Barberton Campus | Summa Barberton Hospital | 2nd Floor | 2016-09-01 | Medium
Yes | 063157 | Rad/Fluoro Systems, General-Purpose | FSX1 - FLUOROspeed X1 | MQ493E3CC002 | Shimadzu Medical Systems | Diagnostic Radiology | Akron | Akron City Campus | Akron City Hospital | Ground Floor | 2023-07-05 | Medium
Yes | 039033 | Rad/Fluoro Systems, General-Purpose | Sonialvision G4 - Remote Fluoro Unit | 41C351683001GEN | Shimadzu Medical Systems | Diagnostic Radiology - SB | Barberton | Barberton Campus | Summa Barberton Hospital | Ground Floor | 2019-05-06 | Medium
Yes | 056426 | Rad/Fluoro Systems, General-Purpose | Sonialvision G4 - Remote Fluoro Unit | 2078035022 | Shimadzu Medical Systems | Diagnostic Radiology | Akron | Akron City Campus | Akron City Hospital | Ground Floor | 2019-05-06 | Medium
No | 037758 | Rad/Fluoro Systems, Mobile | 1000-0004 - OrthoScan HD | 5E1061 | Orthoscan | Operating Room - SB | Barberton | Barberton Campus | Summa Barberton Hospital | 2nd Floor | 2011-01-12 | Medium
No | 022934 | Rad/Fluoro Systems, Mobile | 10143408 - ARCADIS Avantic | 32130 | Siemens Medical Solutions | Diagnostic Radiology | Akron | Akron City Campus | Akron City Hospital | 1st Floor | 2008-11-12 | Medium
No | 034724 | Rad/Fluoro Systems, Mobile | 9900 Elite | E2-5348 | GE Healthcare / OEC | Diagnostic Radiology | Akron | Akron City Campus | Akron City Hospital | 1st Floor | 2016-03-24 | Medium
No | 020916 | Rad/Fluoro Systems, Mobile | 9900 Elite Super C | ES-3247 | GE Healthcare / OEC | Diagnostic Radiology | Akron | Akron City Campus | Akron City Hospital | 1st Floor | 2014-08-15 | Medium
No | 027709 | Rad/Fluoro Systems, Mobile | 9900 Elite Super C | ES-1600 | GE Healthcare / OEC | Medina ASC | Barberton | Medina Campus | Medina Medical Center | 1st Floor | 2010-11-03 | Medium
No | 036881 | Rad/Fluoro Systems, Mobile | 9900 Elite Super C | E2XXXX05806 | GE Healthcare / OEC | Diagnostic Radiology - SB | Barberton | Barberton Campus | Summa Barberton Hospital | Ground Floor | 2016-12-12 | Medium
No | 038340 | Rad/Fluoro Systems, Mobile | 9900 Elite Super C | E2-1829 | GE Healthcare / OEC | Diagnostic Radiology - SB | Barberton | Barberton Campus | Summa Barberton Hospital | 2nd Floor | 2010-12-29 | Medium
No | 039420 | Rad/Fluoro Systems, Mobile | 9900 Elite Super C | E2-1119 | GE Healthcare / OEC | Diagnostic Radiology - SB | Barberton | Barberton Campus | Summa Barberton Hospital | 2nd Floor | 2021-10-01 | Medium
No | 054576 | Rad/Fluoro Systems, Mobile | CIOS Fusion | 31216 | Siemens Medical Solutions | Diagnostic Radiology | Akron | Akron City Campus | Akron City Hospital | Ground Floor | 2018-12-14 | Medium
No | 061338 | Rad/Fluoro Systems, Mobile | CIOS Spin | 52076 | Siemens Medical Solutions | Operating Room | Akron | Akron City Campus | Akron City Hospital | 1st Floor | 2021-12-28 | Medium
No | 063173 | Rad/Fluoro Systems, Mobile | L5000HZ - OEC Elite CFD | FAHXTX00216 | GE Healthcare / OEC | Diagnostic Radiology | Akron | Akron City Campus | Akron City Hospital | 1st Floor | 2024-01-03 13:30 | Medium
No | 052707 | Rad/Fluoro Systems, Mobile | O-Arm - Portable Surgical O-Arm | 2041 | Medtronic | Operating Room | Akron | Akron City Campus | Akron City Hospital | 1st Floor | 2018-09-10 | Medium
No | 037267 | Rad/Fluoro Systems, Mobile | OEC 8800 Flexview | 7720PU6 | GE Healthcare / OEC | Diagnostic Radiology - SW | Barberton | Wadsworth Campus | Wadsworth-Rittman Medical Center | 1st Floor | 2006-03-01 | Medium
No | 020932 | Rad/Fluoro Systems, Mobile | OEC 9800 | 82-4152 | GE Healthcare / OEC | Diagnostic Radiology | Akron | Akron City Campus | Akron City Hospital | Ground Floor | 2016-06-27 | Medium
No | 037751 | Rad/Fluoro Systems, Mobile | OEC 9800 | 8S-0137 | GE Healthcare / OEC | Diagnostic Radiology - SB | Barberton | Barberton Campus | Summa Barberton Hospital | Ground Floor | 2009-04-01 | Medium
No | 061836 | Rad/Fluoro Systems, Mobile | OEC 9800 | 82-2735 | GE Healthcare / OEC | Medina ASC | Barberton | Medina Campus | Medina Medical Center | 1st Floor | 2022-04-04 | Medium
No | 023635 | Rad/Fluoro Systems, Mobile | S10000DH - OEC Elite Miniview | BB5SU2100010HL | GE Healthcare / OEC | Diagnostic Radiology - SW | Barberton | Wadsworth Campus | Wadsworth-Rittman Medical Center | 1st Floor | 2021-03-02 | Medium
No | 043851 | Rad/Fluoro Systems, Mobile | S10000DH - OEC Elite Miniview | BB5SU2100210HL | GE Healthcare / OEC | Diagnostic Radiology | Akron | Akron City Campus | Akron City Hospital | 1st Floor | 2021-09-03 | Medium
No | 063001 | Rad/Fluoro Systems, Mobile | S7005SA - OEC Elite | F2XXTX00613 | GE Healthcare / OEC | Diagnostic Radiology - SW | Barberton | Wadsworth Campus | Wadsworth-Rittman Medical Center | 1st Floor | 2023-02-24 08:00 | Medium
No | 026927 | Rad/Fluoro Systems, Mobile | S7005TD - OEC Elite CFD | FBHXTX00136 | GE Healthcare / OEC | Diagnostic Radiology | Akron | Akron City Campus | Akron City Hospital | 1st Floor | 2020-09-17 | Medium
No | 058953 | Rad/Fluoro Systems, Mobile | S7005TH - OEC Elite CFD | FAHXTX00056 | GE Healthcare / OEC | Diagnostic Radiology | Akron | Akron City Campus | Akron City Hospital | 1st Floor | 2020-08-21 | Medium
Yes | 062112 | Rad/Fluoro Systems, Urologic | 10762473 - Uroskop Omnia Max | 6138 | Siemens Medical Solutions | Operating Room | Akron | Akron City Campus | Akron City Hospital | 1st Floor | 2022-07-27 | Medium
No | 062389 | Radiographic Systems | Multix / TosRad / Poly SX | 13811 | Siemens Medical Solutions | Diagnostic Radiology - SW | Barberton | Wadsworth Campus | Wadsworth-Rittman Medical Center | 1st Floor | 2002-05-01 | Medium
No | 026818 | Radiographic Systems | Odyssey HF - High Freq. Rad Unit | QGV80-13A-0101 QG80G-13A-0101 | Quantum Medical Imaging | Diagnostic Radiology - SW | Barberton | Wadsworth Campus | Wadsworth-Rittman Medical Center | 1st Floor | 2013-02-04 | Medium
No | 027928 | Radiographic Systems | Odyssey HF - High Freq. Rad Unit | QG6500-10H-0804 | Quantum Medical Imaging | IMG Medina Imaging | Barberton | Medina Campus | Medina Medical Center | 1st Floor | 2010-10-22 | Medium
No | 023637 | Radiographic Systems, Digital | DR 400 | 1243 | AGFA Healthcare | COE OP Diagnostic Center | Akron | Akron City Campus | 95 Arch | Ground Floor | 2021-02-15 | Medium
No | 033952 | Radiographic Systems, Digital | DR 400 | 1250 | AGFA Healthcare | Summa Radiology / State Road CF | Akron | Cuyahoga Falls Campus | Cuyahoga Falls Medical Center | Ground Floor | 2021-04-06 | Medium
No | 039409 | Radiographic Systems, Digital | DR 400 | 1257 | AGFA Healthcare | IMG Fishcreek/Stow | Akron | Stow-Kent Campus | Stow-Kent Medical Center | 1st Floor | 2021-06-04 | Medium
No | 055716 | Radiographic Systems, Digital | DR 400 | 1174 | AGFA Healthcare | Green Urgent Care | Barberton | Green Campus | Green Urgent Care | Ground Floor | 2019-11-19 | Medium
No | 058894 | Radiographic Systems, Digital | DR 400 | 1216 | AGFA Healthcare | Tallmadge Urgent Care | Akron | Tallmadge Campus | Tallmadge Medical Center | 1st Floor | 2020-09-08 | Medium
No | 062109 | Radiographic Systems, Digital | DR 400 | 1300 | AGFA Healthcare | Urgent Care - Fairlawn | Akron | Fairlawn Campus | Fairlawn Urgent Care | Ground Floor | 2022-07-25 | Medium
No | 026929 | Radiographic Systems, Digital | DR 600 | 1253 | AGFA Healthcare | IMG Health Ctr - Western Reserve | Akron | Hudson Campus | Hudson Medical Center | 3rd Floor | 2020-10-06 | Medium
No | 035661 | Radiographic Systems, Digital | DR 600 | 1177 | AGFA Healthcare | Orthopedics - White Pond | Barberton | White Pond Campus | White Pond Medical Center | 3rd Floor | 2019-03-11 | Medium
No | 037697 | Radiographic Systems, Digital | DR 600 | 1127 | AGFA Healthcare | Diagnostic Radiology - SB | Barberton | Barberton Campus | Summa Barberton Hospital | Ground Floor | 2018-09-17 | Medium
No | 037698 | Radiographic Systems, Digital | DR 600 | 1129 | AGFA Healthcare | Diagnostic Radiology - SB | Barberton | Barberton Campus | Summa Barberton Hospital | Ground Floor | 2018-09-17 | Medium
No | 039407 | Radiographic Systems, Digital | DR 600 | 1283 | AGFA Healthcare | IMG Fishcreek/Stow | Akron | Stow-Kent Campus | Stow-Kent Medical Center | 1st Floor | 2021-06-04 | Medium
No | 054574 | Radiographic Systems, Digital | DR 600 | 1133 | AGFA Healthcare | Orthopedics - Green | Barberton | Green Campus | 1790 Graybill Road | 1st Floor | 2018-11-13 | Medium
No | 055618 | Radiographic Systems, Digital | DR 600 | 01151 | AGFA Healthcare | Diagnostic Radiology | Akron | Akron City Campus | Akron City Hospital | Ground Floor | 2018-12-17 | Medium
No | 055619 | Radiographic Systems, Digital | DR 600 | 01152 | AGFA Healthcare | Diagnostic Radiology | Akron | Akron City Campus | Akron City Hospital | Ground Floor | 2018-12-17 | Medium
No | 055718 | Radiographic Systems, Digital | DR 600 | 1178 | AGFA Healthcare | COE OP Diagnostic Center | Akron | Akron City Campus | 95 Arch | Ground Floor | 2019-11-19 | Medium
No | 056433 | Radiographic Systems, Digital | DR 600 | 35866 1198 | AGFA Healthcare | IMG Health Ctr-Tallmadge | Akron | Tallmadge Campus | Tallmadge Medical Center | 1st Floor | 2019-08-14 | Medium
No | 060504 | Radiographic Systems, Digital | DR 600 | 1281 | AGFA Healthcare | IMG Summa's Health Ctr - Green | Barberton | Green Campus | Green Family YMCA | Ground Floor | 2021-08-31 | Medium
No | 060505 | Radiographic Systems, Digital | DR 600 | 1296 | AGFA Healthcare | Rootstown Urgent Care | Akron | Rootstown Campus | Rootstown Medical Center | Ground Floor | 2021-09-09 | Medium
No | 062388 | Radiographic Systems, Digital | DR 600 | 1363 | AGFA Healthcare | IMG Green ED Imaging | Barberton | Green Campus | Green Medical Center | Ground Floor | 2022-12-12 07:40 | Medium
No | 033960 | Radiographic Systems, Digital | DX-D 600 | A5430000452 | AGFA Healthcare | IMG Summa Health Ctr - White Pond | Barberton | White Pond Campus | White Pond Medical Center | 1st Floor | 2021-06-14 | Medium
No | 037497 | Radiographic Systems, Digital | DX-D 600 | A5430000476 | AGFA Healthcare | Diagnostic Radiology - SW | Barberton | Wadsworth Campus | Wadsworth-Rittman Medical Center | 1st Floor | 2022-02-21 | Medium
No | 062398 | Radiographic Systems, Digital | DX-D 600 | A5430000374 | AGFA Healthcare | Diagnostic Radiology - SW | Barberton | Wadsworth Campus | Wadsworth-Rittman Medical Center | 1st Floor | 2018-03-05 | Medium
No | 063003 | Radiographic Systems, Digital | DX-D 600 | A5430000490 | AGFA Healthcare | Diagnostic Radiology | Akron | Akron City Campus | Akron City Hospital | Ground Floor | 2023-02-20 08:59 | Medium
Warranty | 065251 | Radiographic Systems, Digital | FDR D-EVO Suite FSx | MXL44052CX | FUJIFILM Healthcare Americas | Orthopedics - White Pond | Barberton | White Pond Campus | White Pond Medical Center | 3rd Floor | 2025-03-17 13:27 | Medium
Yes | 055717 | Radiographic Systems, Digital | Intelli-C Multi-Purpose Room | 639004 | NRT X-Ray A/S | Diagnostic Radiology | Akron | Akron City Campus | Akron City Hospital | Ground Floor | 2019-11-19 | Medium
Yes | 027922 | Radiographic Systems, Digital | RADREX-i | 99A11X2074 | Canon Medical Systems (Toshiba) | Diagnostic Radiology | Akron | Akron City Campus | Akron City Hospital | Ground Floor | 2012-01-06 | Medium
Yes | 043911 | Radiographic Systems, Digital | RADREX-i | U4B12Z2046 | Canon Medical Systems (Toshiba) | Emergency Department (ED) - SBH | Barberton | Barberton Campus | Summa Barberton Hospital | Ground Floor | 2013-03-04 | Medium
No | 034935 | Radiographic Systems, Digital, Dental | GXDP-300 Panoramic System | GD1400921 | Gendex Dental Systems | Center for Dental Health | Akron | Akron City Campus | 75 Arch | 3rd Floor | 2016-01-12 | Low
No | 055696 | Radiographic Systems, Digital, Dental | GXDP-300 Panoramic System | 034935 | Gendex Dental Systems | Center for Dental Health | Akron | Akron City Campus | 75 Arch | 3rd Floor | 2019-06-20 | Low
Yes | 063407 | Radiographic Systems, Digital, Mammographic | 3DM-SYS-STD - 3Dimensions | 3DM160102484 | Hologic | Summa Radiology / State Road CF | Akron | Cuyahoga Falls Campus | Cuyahoga Falls Medical Center | Ground Floor | 2023-08-22 | Medium
Yes | 070056 | Radiographic Systems, Digital, Mammographic | 3DM-SYS-STD - 3Dimensions | 3DM160102690 | Hologic | IMG Summa Health Ctr - White Pond | Barberton | White Pond Campus | White Pond Medical Center | 1st Floor | 2024-01-16 10:00 | Medium
Yes | 070058 | Radiographic Systems, Digital, Mammographic | 3DM-SYS-STD - 3Dimensions | 3DM160102723 | Hologic | Breast Center | Akron | Akron City Campus | H Tower | Ground Floor | 2024-01-31 10:44 | Medium
Yes | 070059 | Radiographic Systems, Digital, Mammographic | 3DM-SYS-STD - 3Dimensions | 3DM160102772 | Hologic | Diagnostic Radiology - SB | Barberton | Barberton Campus | Parkview Pavilion | Ground Floor | 2024-03-04 15:27 | Medium
Yes | 070275 | Radiographic Systems, Digital, Mammographic | 3DM-SYS-STD - 3Dimensions | 3DM160102513 | Hologic | Diagnostic Radiology - SB | Barberton | Barberton Campus | Parkview Pavilion | Ground Floor | 2023-09-18 10:00 | Medium
Yes | 070347 | Radiographic Systems, Digital, Mammographic | 3DM-SYS-STD - 3Dimensions | 3DM160102634 | Hologic | IMG Summa's Health Ctr - Green | Barberton | Green Campus | Green Family YMCA | Ground Floor | 2023-12-06 15:11 | Medium
Yes | 035030 | Radiographic Systems, Digital, Mammographic | SDM-05000-3DC-3Dimensions | 81002154395 | Hologic | Breast Center | Akron | Akron City Campus | H Tower | Ground Floor | 2015-02-09 | Medium
Yes | 035033 | Radiographic Systems, Digital, Mammographic | SDM-05000-3DC-3Dimensions | 81003154632 | Hologic | IMG Summa's Health Ctr - Green | Barberton | Green Campus | Green Family YMCA |  | 2015-04-28 | Medium
Yes | 035035 | Radiographic Systems, Digital, Mammographic | SDM-05000-3DC-3Dimensions | 81005154781 | Hologic | IMG Medina Imaging | Barberton | Medina Campus | Medina Medical Center | 1st Floor | 2015-05-11 | Medium
Yes | 035036 | Radiographic Systems, Digital, Mammographic | SDM-05000-3DC-3Dimensions | 81004154727 | Hologic | Breast Center | Akron | Akron City Campus | H Tower | Ground Floor | 2015-05-13 | Medium
Yes | 035037 | Radiographic Systems, Digital, Mammographic | SDM-05000-3DC-3Dimensions | 81004154712 | Hologic | Breast Center | Akron | Akron City Campus | H Tower | Ground Floor | 2015-05-13 | Medium
Yes | 035040 | Radiographic Systems, Digital, Mammographic | SDM-05000-3DC-3Dimensions | 81006154919 | Hologic | Diagnostic Radiology - SW | Barberton | Wadsworth Campus | Wadsworth-Rittman Medical Center | 1st Floor | 2015-06-19 | Medium
Yes | 039398 | Radiographic Systems, Digital, Mammographic | SDM-SYS-6000-3D-3Dimensions | SDM131501375 | Hologic | IMG Fishcreek/Stow | Akron | Stow-Kent Campus | Stow-Kent Medical Center | 1st Floor | 2021-06-04 | Medium
Yes | 056429 | Radiographic Systems, Digital, Mammographic | SDM-SYS-6000-3D-3Dimensions | SDM131500930 | Hologic | Breast Center | Akron | Akron City Campus | H Tower | Ground Floor | 2019-05-08 | Medium
Yes | 056434 | Radiographic Systems, Digital, Mammographic | SDM-SYS-6000-3D-3Dimensions | SDM131500994 | Hologic | IMG Health Ctr-Tallmadge | Akron | Tallmadge Campus | Tallmadge Medical Center | 1st Floor | 2019-09-01 | Medium
No | 055719 | Radiographic Units, Dental, Extraoral | 628-1617 - OP 3D Panorex | KT1801573 | Kavo Dental Corporation | Diagnostic Radiology | Akron | Akron City Campus | Akron City Hospital | Ground Floor | 2019-11-25 | Low
No | 024646 | Radiographic Units, Dental, Intraoral | Heliodent DS | 39237 | Sirona Dental Systems | Center for Dental Health | Akron | Akron City Campus | 75 Arch | 3rd Floor | 2007-12-11 | Low
No | 024666 | Radiographic Units, Dental, Intraoral | Heliodent DS | 39129 | Sirona Dental Systems | Center for Dental Health | Akron | Akron City Campus | 75 Arch | 3rd Floor | 2007-12-11 | Low
No | 024672 | Radiographic Units, Dental, Intraoral | Heliodent DS | 39305 | Sirona Dental Systems | Center for Dental Health | Akron | Akron City Campus | 75 Arch | 3rd Floor | 2007-12-11 | Low
No | 024680 | Radiographic Units, Dental, Intraoral | Heliodent DS | 41446 | Sirona Dental Systems | Center for Dental Health | Akron | Akron City Campus | 75 Arch | 3rd Floor | 2007-12-11 | Low
No | 024687 | Radiographic Units, Dental, Intraoral | Heliodent DS | 39334 | Sirona Dental Systems | Center for Dental Health | Akron | Akron City Campus | 75 Arch | 3rd Floor | 2007-12-11 | Low
No | 024692 | Radiographic Units, Dental, Intraoral | Heliodent DS | 39345 | Sirona Dental Systems | Center for Dental Health | Akron | Akron City Campus | 75 Arch | 3rd Floor | 2007-12-11 | Low
No | 060476 | Radiographic Units, Dental, Intraoral | VEX-P300 - EZ Ray Air P | 7FF092000709 | Vatech America | Center for Dental Health | Akron | Akron City Campus | 75 Arch | 3rd Floor | 2021-06-02 | Low
Warranty | 064216 | Radiographic Units, Mobile | 800051284 - FDR Go PLUS | MQ00012E4036 | FUJIFILM Healthcare Americas | Diagnostic Radiology | Akron | Akron City Campus | Akron City Hospital | Ground Floor | 2025-03-07 11:40 | Medium
Warranty | 064217 | Radiographic Units, Mobile | 800051284 - FDR Go PLUS | MQ00012E5003 | FUJIFILM Healthcare Americas | Diagnostic Radiology | Akron | Akron City Campus | Akron City Hospital | Ground Floor | 2025-03-07 11:40 | Medium
Warranty | 064218 | Radiographic Units, Mobile | 800051284 - FDR Go PLUS | MQ00012E5004 | FUJIFILM Healthcare Americas | Diagnostic Radiology | Akron | Akron City Campus | Akron City Hospital | Ground Floor | 2025-03-07 11:40 | Medium
No | 037251 | Radiographic Units, Mobile | AMX 4 + | 979594WK9 | GE Healthcare | Diagnostic Radiology - SW | Barberton | Wadsworth Campus | Wadsworth-Rittman Medical Center | 1st Floor | 2003-03-03 | Medium
No | 037470 | Radiographic Units, Mobile | DR 100s | 10133 | AGFA Healthcare | Diagnostic Radiology - SW | Barberton | Wadsworth Campus | Wadsworth-Rittman Medical Center | 1st Floor | 2021-03-23 | Medium
No | 058881 | Radiographic Units, Mobile | DR 100s | 10053 | AGFA Healthcare | Diagnostic Radiology | Akron | Akron City Campus | Akron City Hospital | Ground Floor | 2020-08-06 | Medium
No | 059331 | Radiographic Units, Mobile | DR 100s | 10095 | AGFA Healthcare | IMG Green ED Imaging | Barberton | Green Campus | Green Medical Center | Ground Floor | 2020-10-06 | Medium
No | 059332 | Radiographic Units, Mobile | DR 100s | 10094 | AGFA Healthcare | Diagnostic Radiology - SB | Barberton | Barberton Campus | Summa Barberton Hospital | Ground Floor | 2020-10-29 | Medium
No | 062123 | Radiographic Units, Mobile | DX-D 100 | A5411000238 | AGFA Healthcare | Diagnostic Radiology | Akron | Akron City Campus | Akron City Hospital | Ground Floor | 2022-11-28 | Medium
No | 037620 | Radiographic Units, Mobile | DX-D 100+ | A5411003024 | AGFA Healthcare | Diagnostic Radiology - SB | Barberton | Barberton Campus | Summa Barberton Hospital | Ground Floor | 2017-06-01 | Medium
No | 037622 | Radiographic Units, Mobile | DX-D 100+ | A5411003022 | AGFA Healthcare | Diagnostic Radiology - SB | Barberton | Barberton Campus | Summa Barberton Hospital | Ground Floor | 2017-06-01 | Medium
No | 053478 | Radiographic Units, Mobile | DX-D 100+ | A5411003093 | AGFA Healthcare | Diagnostic Radiology | Akron | Akron City Campus | Akron City Hospital | Ground Floor | 2018-01-16 | Medium
No | 055585 | Radiographic Units, Mobile | DX-D 100+ | A5411003132 | AGFA Healthcare | Diagnostic Radiology | Akron | Akron City Campus | Akron City Hospital | Ground Floor | 2018-08-28 | Medium
No | 057493 | Radiographic Units, Mobile | DX-D 100+ | A5411003032 | AGFA Healthcare | Diagnostic Radiology | Akron | Akron City Campus | Akron City Hospital | Ground Floor | 2020-04-02 | Medium
No | 057494 | Radiographic Units, Mobile | DX-D 100+ | A5411002025 | AGFA Healthcare | Diagnostic Radiology | Akron | Akron City Campus | Akron City Hospital | Ground Floor | 2020-04-02 | Medium
No | 028951 | Radiographic Units, Mobile | Mux-1000-XC - MobileArt | 410004016004 | Shimadzu Medical Systems | IMG Medina Imaging | Barberton | Medina Campus | Medina Medical Center | 1st Floor | 2011-12-01 | Medium
No | 056431 | Radiographic Units, Specimen | CoreVision | 20540 | Faxitron Bioptics | Breast Center | Akron | Akron City Campus | H Tower | Ground Floor | 2019-05-01 | Low
No | 057495 | Radiographic Units, Specimen | CoreVision | 20189 | Faxitron Bioptics | Breast Center | Akron | Akron City Campus | H Tower | Ground Floor | 2014-06-23 | Low
No | 063912 | Radiographic Units, Specimen | TRI-LOC-DUO - Trident HD | TRI2101347 | Hologic | Diagnostic Radiology | Akron | Akron City Campus | Akron City Hospital | 1st Floor | 2024-02-20 | Low
No | 070060 | Radiographic Units, Specimen | TRI-LOC-DUO - Trident HD | TR12101409 | Hologic | Operating Room - SB | Barberton | Barberton Campus | Summa Barberton Hospital | 2nd Floor | 2024-03-20 16:01 | Low
No | 059474 | Radiographic Units, Specimen | Xpert 80 | 2284-266-964 | Kub Technologies | LAB Histology/Morgue | Akron | Akron City Campus | ACH Admin Building | 2nd Floor | 2020-11-17 | Low
Yes | 054589 | Radiotherapy Simulation Systems, CT-Based | AQ/LB Series/ONC/S.0 | 3LE18Z2293 | Canon Medical Systems (Toshiba) | Radiation Therapy - Akron | Akron | Akron City Campus | Cooper Cancer Center | Ground Floor | 2019-02-15 | Medium
Yes | 058938 | Radiotherapy Simulation Systems, CT-Based | AQ/LB Series/ONC/S.0 | 3LE1822254 | Canon Medical Systems (Toshiba) | Cat Scan - SB | Barberton | Barberton Campus | Summa Barberton Hospital | Ground Floor | 2018-12-01 | Medium
Yes | 028410 | Radiotherapy Systems, Linear Accelerator | Clinac iX | H295486 | Varian Medical Systems | Radiation Therapy - Medina | Barberton | Medina Campus | Medina Medical Center | 1st Floor | 2012-06-26 | High
Yes | 034730 | Radiotherapy Systems, Linear Accelerator | Versa HD | 154127 | Elekta | Radiation Therapy - Akron | Akron | Akron City Campus | Cooper Cancer Center | Ground Floor | 2017-03-02 | High
Yes | 054575 | Radiotherapy Systems, Linear Accelerator | Versa HD | 154725 | Elekta | Radiation Therapy - Akron | Akron | Akron City Campus | Cooper Cancer Center | Ground Floor | 2018-09-03 | High
Yes | CE8236 | Radiotherapy Systems, Linear Accelerator | Versa HD | 154381 | Elekta | Radiation Therapy - SB | Barberton | Barberton Campus | Parkview Pavilion | Ground Floor | 2017-06-01 | High
No | 039427 | Readers, Sterilization, Biological Indicator | 1410 SCBI Incubator - 1410 Scbi Incubator | ET16021126 | Healthlink | Urology - SBH | Barberton | Barberton Campus | Tuscora Park Pavilion | Ground Floor | 2021-06-10 | Low
No | 057969 | Readers, Sterilization, Biological Indicator | 1410 SCBI Incubator - 1410 Scbi Incubator | ET19031032 | Healthlink | Urology - Green | Barberton | Green Campus | Green Physician Office Building | 1st Floor | 2020-08-31 | Low
No | 101-18454 | Readers, Sterilization, Biological Indicator | 21005 - | 860010870413 | Advanced Sterilization Products | Central Processing/Supply - SW | Barberton | Wadsworth Campus | Wadsworth-Rittman Medical Center | 1st Floor | 2005-06-01 | Low
No | 052104 | Readers, Sterilization, Biological Indicator | Attest 116 Auto-Reader | 176329 | 3M Health Care | Dermatology - Park West | Barberton | White Pond Campus | White Pond Medical Center | 2nd Floor | 2018-02-19 | Low
No | 052105 | Readers, Sterilization, Biological Indicator | Attest 116 Auto-Reader | 176080 | 3M Health Care | Dermatology - Park West | Barberton | White Pond Campus | White Pond Medical Center | 2nd Floor | 2018-02-19 | Low
No | 057984 | Readers, Sterilization, Biological Indicator | Attest 116 Auto-Reader | 150536 | 3M Health Care | Urology - Wadsworth | Barberton | Wadsworth Campus | Founder's Hall | 3rd Floor | 2019-09-04 | Low
No | 057985 | Readers, Sterilization, Biological Indicator | Attest 116 Auto-Reader | 153332 | 3M Health Care | Urology - Wadsworth | Barberton | Wadsworth Campus | Founder's Hall | 3rd Floor | 2019-09-04 | Low
No | 058053 | Readers, Sterilization, Biological Indicator | Attest 116 Auto-Reader | 1677010 | 3M Health Care | Urology - Wadsworth | Barberton | Wadsworth Campus | Founder's Hall | 3rd Floor | 2019-09-04 | Low
No | 001921 | Readers, Sterilization, Biological Indicator | Attest 190 Auto-Reader | 109024 | 3M Health Care | DMT Equipment Distribution | Akron | Akron City Campus | Akron City Hospital | Basement | 1997-09-01 | Low
No | 006152 | Readers, Sterilization, Biological Indicator | Attest 190 Auto-Reader | 109110 | 3M Health Care | DMT Equipment Distribution | Akron | Akron City Campus | Akron City Hospital | Basement | 1997-09-01 | Low
No | 016082 | Readers, Sterilization, Biological Indicator | Attest 190 Auto-Reader | 109080 | 3M Health Care | DMT Equipment Distribution | Akron | Akron City Campus | Akron City Hospital | Basement | 2001-07-20 | Low
No | 020775 | Readers, Sterilization, Biological Indicator | Attest 190 Auto-Reader | 109125 | 3M Health Care | DMT Equipment Distribution | Akron | Akron City Campus | Akron City Hospital | Basement | 2001-07-20 | Low
No | 018887 | Readers, Sterilization, Biological Indicator | Attest 290 Auto-Reader | 1202536 | 3M Health Care | DMT Equipment Distribution | Akron | Akron City Campus | Akron City Hospital | Basement | 2003-06-30 | Low
No | 032460 | Readers, Sterilization, Biological Indicator | Attest 490H Auto-Reader | 201205 | 3M Health Care | DMT Equipment Distribution | Akron | Akron City Campus | Akron City Hospital | Basement | 2016-11-29 | Low
No | 033444 | Readers, Sterilization, Biological Indicator | Attest 490H Auto-Reader | 201201 | 3M Health Care | DMT Equipment Distribution | Akron | Akron City Campus | Akron City Hospital | Basement | 2016-11-29 | Low
No | 033462 | Readers, Sterilization, Biological Indicator | Attest 490H Auto-Reader | 101170 | 3M Health Care | DMT Equipment Distribution | Akron | Akron City Campus | Akron City Hospital | Basement | 2016-01-19 | Low
No | 033463 | Readers, Sterilization, Biological Indicator | Attest 490H Auto-Reader | 101182 | 3M Health Care | DMT Equipment Distribution | Akron | Akron City Campus | Akron City Hospital | Basement | 2016-01-19 | Low
No | 033464 | Readers, Sterilization, Biological Indicator | Attest 490H Auto-Reader | 101184 | 3M Health Care | DMT Equipment Distribution | Akron | Akron City Campus | Akron City Hospital | Basement | 2016-01-19 | Low
No | 033465 | Readers, Sterilization, Biological Indicator | Attest 490H Auto-Reader | 101187 | 3M Health Care | DMT Equipment Distribution | Akron | Akron City Campus | Akron City Hospital | Basement | 2016-01-19 | Low
No | 033466 | Readers, Sterilization, Biological Indicator | Attest 490H Auto-Reader | 101165 | 3M Health Care | DMT Equipment Distribution | Akron | Akron City Campus | Akron City Hospital | Basement | 2016-01-19 | Low
No | 070019 | Readers, Sterilization, Biological Indicator | Attest 490H Auto-Reader | 202344 | 3M Health Care | Central Processing/Supply - SW | Barberton | Wadsworth Campus | Wadsworth-Rittman Medical Center | 1st Floor | 2023-08-07 14:05 | Low
No | 101-22202 | Readers, Sterilization, Biological Indicator | Attest 490H Auto-Reader | 101143 | 3M Health Care | Central Processing/Supply - SW | Barberton | Wadsworth Campus | Wadsworth-Rittman Medical Center | 1st Floor | 2013-10-31 | Low
No | CE7069 | Readers, Sterilization, Biological Indicator | Attest 490H Auto-Reader | 101144 | 3M Health Care | Central Processing/Supply - SB | Barberton | Barberton Campus | Summa Barberton Hospital | 2nd Floor | 2013-10-30 | Low
No | 052798 | Readers, Sterilization, Biological Indicator | LCB046 - Celerity | VH0432418113 | Steris | Central Processing/Supply | Akron | Akron City Campus | Akron City Hospital | Basement | 2019-03-20 | Low
No | 062967 | Readers, Sterilization, Biological Indicator | LCB046 - Celerity | CH23022211 | Steris | Central Processing/Supply | Akron | Akron City Campus | Akron City Hospital | Basement | 2023-07-14 14:35 | Low
No | 070018 | Readers, Sterilization, Biological Indicator | LCB051 - Celerity 20 STEAM Biological Indicator | CS23041023 | Steris | Central Processing/Supply - SW | Barberton | Wadsworth Campus | Wadsworth-Rittman Medical Center | 1st Floor | 2022-12-30 09:16 | Low
No | 070968 | Readers, Sterilization, Biological Indicator | LCB051 - Celerity 20 STEAM Biological Indicator | CS25031706 | Steris | Central Processing/Supply - SB | Barberton | Barberton Campus | Summa Barberton Hospital | 2nd Floor | 2025-03-26 14:12 | Low
No | 061880 | Readers, Sterilization, Biological Indicator | S3271 - Temperature Incubator | VH0120821025 | Steris | Medina ASC | Barberton | Medina Campus | Medina Medical Center | 1st Floor | 2022-08-09 | Low
No | 031932 | Recorders, Physiologic, pH, Upper GI Tract | FGS-0450 - Bravo Ph Recorder | 2015-02 BR-0200437 | Given Imaging (Medtronic) | Endoscopy - Outpatient | Akron | Akron City Campus | 95 Arch | Ground Floor | 2015-08-19 | Low
No | 031933 | Recorders, Physiologic, pH, Upper GI Tract | FGS-0450 - Bravo Ph Recorder | 2015-01 BR2-0200357 | Given Imaging (Medtronic) | Endoscopy - Outpatient | Akron | Akron City Campus | 95 Arch | Ground Floor | 2015-08-19 | Low
No | 031934 | Recorders, Physiologic, pH, Upper GI Tract | FGS-0450 - Bravo Ph Recorder | 2015-02 BR2-0220033 | Given Imaging (Medtronic) | Endoscopy - Outpatient | Akron | Akron City Campus | 95 Arch | Ground Floor | 2015-08-19 | Low
No | 031935 | Recorders, Physiologic, pH, Upper GI Tract | FGS-0450 - Bravo Ph Recorder | 2015-01 BR2-0200351 | Given Imaging (Medtronic) | Endoscopy - Outpatient | Akron | Akron City Campus | 95 Arch | Ground Floor | 2015-08-19 | Low
No | 037960 | Recorders, Physiologic, pH, Upper GI Tract | FGS-0450 - Bravo Ph Recorder | 2016-05 BR2-0202537 | Given Imaging (Medtronic) | Endoscopy - SB | Barberton | Barberton Campus | Summa Barberton Hospital | 2nd Floor | 2016-10-19 | Low
No | CE8326 | Recorders, Physiologic, pH, Upper GI Tract | FGS-0450 - Bravo Ph Recorder | 2016-04 BR2-0202728 | Given Imaging (Medtronic) | Endoscopy - SB | Barberton | Barberton Campus | Summa Barberton Hospital | 2nd Floor | 2016-10-19 | Low
No | 037958 | Recorders, Physiologic, pH, Upper GI Tract | FGS-0634 - Bravo Ph Recorder | BR30300167 | Given Imaging (Medtronic) | Endoscopy - SB | Barberton | Barberton Campus | Summa Barberton Hospital | 2nd Floor | 2019-10-04 | Low
No | 037959 | Recorders, Physiologic, pH, Upper GI Tract | FGS-0634 - Bravo Ph Recorder | BR30300173 | Given Imaging (Medtronic) | Endoscopy - SB | Barberton | Barberton Campus | Summa Barberton Hospital | 2nd Floor | 2019-10-04 | Low
No | 039301 | Recorders, Physiologic, pH, Upper GI Tract | FGS-0634 - Bravo Ph Recorder | BR30308232 | Given Imaging (Medtronic) | Endoscopy - SB | Barberton | Barberton Campus | Summa Barberton Hospital | 2nd Floor | 2021-03-05 | Low
No | 039302 | Recorders, Physiologic, pH, Upper GI Tract | FGS-0634 - Bravo Ph Recorder | BR30308218 | Given Imaging (Medtronic) | Endoscopy - SB | Barberton | Barberton Campus | Summa Barberton Hospital | 2nd Floor | 2021-03-05 | Low
No | 033551 | Recorders, Physiologic, Sleep/Awake | Easy ApneaTrak - Easy Apneatrak Recorder | 2002020 | Cadwell Industries | Sleep Lab - White Pond | Barberton | White Pond Campus | Summa Health Neuroscience Services | 2nd Floor | 2014-06-11 | Low
No | 033552 | Recorders, Physiologic, Sleep/Awake | Easy ApneaTrak - Easy Apneatrak Recorder | 2002019 | Cadwell Industries | Sleep Lab - White Pond | Barberton | White Pond Campus | Summa Health Neuroscience Services | 2nd Floor | 2014-06-11 | Low
No | 033553 | Recorders, Physiologic, Sleep/Awake | Easy ApneaTrak - Easy Apneatrak Recorder | 2002087 | Cadwell Industries | Sleep Lab - White Pond | Barberton | White Pond Campus | Summa Health Neuroscience Services | 2nd Floor | 2014-06-11 | Low
No | 033573 | Recorders, Physiologic, Sleep/Awake | Easy ApneaTrak - Easy Apneatrak Recorder | AM30-00012 | Cadwell Industries | Sleep Lab - White Pond | Barberton | White Pond Campus | Summa Health Neuroscience Services | 2nd Floor | 2015-07-29 | Low
No | 033574 | Recorders, Physiologic, Sleep/Awake | Easy ApneaTrak - Easy Apneatrak Recorder | Am30-00151 | Cadwell Industries | Sleep Lab - White Pond | Barberton | White Pond Campus | Summa Health Neuroscience Services | 2nd Floor | 2015-07-29 | Low
No | 033575 | Recorders, Physiologic, Sleep/Awake | Easy ApneaTrak - Easy Apneatrak Recorder | AM30-00363 | Cadwell Industries | Sleep Lab - White Pond | Barberton | White Pond Campus | Summa Health Neuroscience Services | 2nd Floor | 2015-07-29 | Low
No | 036328 | Refractors, Ophthalmic, Automated | KR-8800 | 4120137 | Topcon Medical Systems (TMS) | Ophthalmology Chapel Hill | Akron | Chapel Hill Campus | Summa Health Chapel Hill | Ground Floor | 2016-10-31 | Low
No | 052190 | Refractors, Ophthalmic, Automated | KR-8800 | 4765918 | Topcon Medical Systems (TMS) | Ophthalmology | Akron | Akron City Campus | 75 Arch | 2nd Floor | 2018-10-17 | Low
No | 052793 | Regulators, High-Pressure Gas, Spray Delivery | 0600012 - Easyspray Pressure Regulator | 03526 | Baxter Healthcare | Operating Room - SW | Barberton | Wadsworth Campus | Wadsworth-Rittman Medical Center | 1st Floor | 2019-03-05 | Low
No | 058732 | Regulators, High-Pressure Gas, Spray Delivery | 0600012 - Easyspray Pressure Regulator | 00649 | Baxter Healthcare | Operating Room | Akron | Akron City Campus | Akron City Hospital | 1st Floor | 2020-02-19 | Low
No | 058789 | Regulators, High-Pressure Gas, Spray Delivery | 0600012 - Easyspray Pressure Regulator | 08192 | Baxter Healthcare | Operating Room | Akron | Akron City Campus | Akron City Hospital | 1st Floor | 2020-04-07 | Low
No | 063201 | Regulators, High-Pressure Gas, Spray Delivery | 0600012 - Easyspray Pressure Regulator | 08926 | Baxter Healthcare | Operating Room | Akron | Akron City Campus | Akron City Hospital | 1st Floor | 2023-08-07 08:53 | Low
No | 063202 | Regulators, High-Pressure Gas, Spray Delivery | 0600012 - Easyspray Pressure Regulator | 08927 | Baxter Healthcare | Operating Room | Akron | Akron City Campus | Akron City Hospital | 1st Floor | 2023-08-07 08:53 | Low
No | 039367 | Regulators, High-Pressure Gas, Spray Delivery | M1006864 - Calibration Dual Gauge Gas Regulator | 005994 | GE Healthcare | Health Tech Mgmt - SB | Barberton | Barberton Campus | Summa Barberton Hospital | 5th Floor | 2021-04-22 | Low
No | 008425 | Regulators, Suction | 1251 - Intermittent Suction | GFJ200257 | Ohio Medical | DMT Equipment Distribution | Akron | Akron City Campus | Akron City Hospital | Basement | 2018-04-20 | Low
No | 020942 | Regulators, Suction | 1251 - Intermittent Suction | L3AZ00666 | Ohio Medical | Diagnostic Radiology | Akron | Akron City Campus | Akron City Hospital | Ground Floor | 2020-05-28 | Low
No | 023954 | Regulators, Suction | 1251 - Intermittent Suction | GFFL18654 | Ohio Medical | DMT Equipment Distribution | Akron | Akron City Campus | Akron City Hospital | Basement | 2024-03-28 11:00 | Low
No | 029723 | Regulators, Suction | 1251 - Intermittent Suction | JGGS22571 | Ohio Medical | PACU | Akron | Akron City Campus | Akron City Hospital | 1st Floor | 2016-02-08 | Low
No | 029724 | Regulators, Suction | 1251 - Intermittent Suction | JGGS22578 | Ohio Medical | PACU | Akron | Akron City Campus | Akron City Hospital | 1st Floor | 2016-02-08 | Low
No | 029725 | Regulators, Suction | 1251 - Intermittent Suction | JGGS22577 | Ohio Medical | PACU | Akron | Akron City Campus | Akron City Hospital | 1st Floor | 2016-02-08 | Low
No | 029726 | Regulators, Suction | 1251 - Intermittent Suction | JGGS22574 | Ohio Medical | DMT Equipment Distribution | Akron | Akron City Campus | Akron City Hospital | Basement | 2016-02-08 | Low
No | 029727 | Regulators, Suction | 1251 - Intermittent Suction | JGGS22576 | Ohio Medical | PACU | Akron | Akron City Campus | Akron City Hospital | 1st Floor | 2016-02-08 | Low
No | 029728 | Regulators, Suction | 1251 - Intermittent Suction | JGGS22579 | Ohio Medical | PACU | Akron | Akron City Campus | Akron City Hospital | 1st Floor | 2016-02-08 | Low
No | 050021 | Regulators, Suction | 1251 - Intermittent Suction | GFFV02316 | Ohio Medical | DMT Equipment Distribution | Akron | Akron City Campus | Akron City Hospital | Basement | 2018-04-20 | Low
No | 050023 | Regulators, Suction | 1251 - Intermittent Suction | GFFV02318 | Ohio Medical | DMT Equipment Distribution | Akron | Akron City Campus | Akron City Hospital | Basement | 2018-04-20 | Low
No | 050024 | Regulators, Suction | 1251 - Intermittent Suction | GFFV02312 | Ohio Medical | DMT Equipment Distribution | Akron | Akron City Campus | Akron City Hospital | Basement | 2018-04-20 | Low
No | 050027 | Regulators, Suction | 1251 - Intermittent Suction | GFFV02310 | Ohio Medical | DMT Equipment Distribution | Akron | Akron City Campus | Akron City Hospital | Basement | 2018-04-20 | Low
No | 050028 | Regulators, Suction | 1251 - Intermittent Suction | GFFV02311 | Ohio Medical | 5 North - Acuity Adaptable Unit (AAU) | Akron | Akron City Campus | Akron City Hospital | 5th Floor | 2018-04-20 | Low
No | 050029 | Regulators, Suction | 1251 - Intermittent Suction | GFFV02319 | Ohio Medical | DMT Equipment Distribution | Akron | Akron City Campus | Akron City Hospital | Basement | 2018-04-20 | Low
No | 050052 | Regulators, Suction | 1251 - Intermittent Suction | GFF102317 | Ohio Medical | DMT Equipment Distribution | Akron | Akron City Campus | Akron City Hospital | Basement | 2018-04-20 | Low
No | 053308 | Regulators, Suction | 1251 - Intermittent Suction | JGGL14583 | Ohio Medical | DMT Equipment Distribution | Akron | Akron City Campus | Akron City Hospital | Basement | 2018-12-17 | Low
No | 054370 | Regulators, Suction | 1251 - Intermittent Suction | JGGL14584 | Ohio Medical | 1 Central - CV Progressive Care Unit (PCU) | Akron | Akron City Campus | Akron City Hospital | 1st Floor | 2017-08-10 | Low
No | 054611 | Regulators, Suction | 1251 - Intermittent Suction | psax06123 | Ohio Medical | 7 West - Respiratory Unit | Akron | Akron City Campus | Akron City Hospital | 7th Floor | 2018-08-07 | Low
No | 054612 | Regulators, Suction | 1251 - Intermittent Suction | psax04303 | Ohio Medical | 7 West - Respiratory Unit | Akron | Akron City Campus | Akron City Hospital | 7th Floor | 2018-08-07 | Low
No | 054613 | Regulators, Suction | 1251 - Intermittent Suction | psax06118 | Ohio Medical | 7 West - Respiratory Unit | Akron | Akron City Campus | Akron City Hospital | 7th Floor | 2018-08-07 | Low
No | 054614 | Regulators, Suction | 1251 - Intermittent Suction | psax06117 | Ohio Medical | 7 West - Respiratory Unit | Akron | Akron City Campus | Akron City Hospital | 7th Floor | 2018-08-07 | Low
No | 054615 | Regulators, Suction | 1251 - Intermittent Suction | psax04300 | Ohio Medical | 7 West - Respiratory Unit | Akron | Akron City Campus | Akron City Hospital | 7th Floor | 2018-08-07 | Low
No | 054616 | Regulators, Suction | 1251 - Intermittent Suction | psax04301 | Ohio Medical | 7 West - Respiratory Unit | Akron | Akron City Campus | Akron City Hospital | 7th Floor | 2018-08-07 | Low
No | 054617 | Regulators, Suction | 1251 - Intermittent Suction | PSAX06125 | Ohio Medical | 7 West - Respiratory Unit | Akron | Akron City Campus | Akron City Hospital | 7th Floor | 2018-08-07 | Low
No | 054618 | Regulators, Suction | 1251 - Intermittent Suction | PSAX04302 | Ohio Medical | 7 West - Respiratory Unit | Akron | Akron City Campus | Akron City Hospital | 7th Floor | 2018-08-07 | Low
No | 054619 | Regulators, Suction | 1251 - Intermittent Suction | PSAX06126 | Ohio Medical | 7 West - Respiratory Unit | Akron | Akron City Campus | Akron City Hospital | 7th Floor | 2018-08-07 | Low
No | 054620 | Regulators, Suction | 1251 - Intermittent Suction | PSAX06124 | Ohio Medical | 7 West - Respiratory Unit | Akron | Akron City Campus | Akron City Hospital | 7th Floor | 2018-08-07 | Low
No | 054622 | Regulators, Suction | 1251 - Intermittent Suction | PSAX06122 | Ohio Medical | 7 West - Respiratory Unit | Akron | Akron City Campus | Akron City Hospital | 7th Floor | 2018-08-07 | Low
No | 054623 | Regulators, Suction | 1251 - Intermittent Suction | PSAX623 | Ohio Medical | 7 West - Respiratory Unit | Akron | Akron City Campus | Akron City Hospital | 7th Floor | 2018-08-07 | Low
No | 054624 | Regulators, Suction | 1251 - Intermittent Suction | PSAX06120 | Ohio Medical | 7 West - Respiratory Unit | Akron | Akron City Campus | Akron City Hospital | 7th Floor | 2018-08-07 | Low
No | 054625 | Regulators, Suction | 1251 - Intermittent Suction | PSAX06119 | Ohio Medical | 7 West - Respiratory Unit | Akron | Akron City Campus | Akron City Hospital | 7th Floor | 2018-08-07 | Low
No | 054629 | Regulators, Suction | 1251 - Intermittent Suction | PSAX06121 | Ohio Medical | 7 West - Respiratory Unit | Akron | Akron City Campus | Akron City Hospital | 7th Floor | 2018-08-07 | Low
No | 055690 | Regulators, Suction | 1251 - Intermittent Suction | P3AZ00886 | Ohio Medical | Health Tech Mgmt | Akron | Akron City Campus | ACH Admin Building | Ground Floor | 2020-07-09 | Low
No | 059040 | Regulators, Suction | 1251 - Intermittent Suction | GFFL05619 | Ohio Medical | T1 - CTV Intensive Care Unit (CTV-ICU) | Akron | Akron City Campus | Critical Care Tower | 1st Floor | 2020-06-18 | Low
No | 059042 | Regulators, Suction | 1251 - Intermittent Suction | GFFL17780 | Ohio Medical | T1 - CTV Intensive Care Unit (CTV-ICU) | Akron | Akron City Campus | Critical Care Tower | 1st Floor | 2020-06-18 | Low
No | 060264 | Regulators, Suction | 1251 - Intermittent Suction | GFFL17778 | Ohio Medical | DMT Equipment Distribution | Akron | Akron City Campus | Akron City Hospital | Basement | 2018-04-20 | Low
No | 062518 | Regulators, Suction | 1251 - Intermittent Suction | PSAA31468 | Ohio Medical | Interventional Psychiatry | Akron | Akron City Campus | Akron City Hospital | 2nd Floor | 2023-01-20 16:32 | Low
No | 062825 | Regulators, Suction | 1251 - Intermittent Suction | PSAA31471 | Ohio Medical | Interventional Psychiatry | Akron | Akron City Campus | Akron City Hospital | 2nd Floor | 2023-01-21 07:27 | Low
No | 062876 | Regulators, Suction | 1251 - Intermittent Suction | PSAA31475 | Ohio Medical | Interventional Psychiatry | Akron | Akron City Campus | Akron City Hospital | 2nd Floor | 2023-01-21 07:28 | Low
No | 062877 | Regulators, Suction | 1251 - Intermittent Suction | PSAA31473 | Ohio Medical | Interventional Psychiatry | Akron | Akron City Campus | Akron City Hospital | 2nd Floor | 2023-01-21 07:29 | Low
No | 062878 | Regulators, Suction | 1251 - Intermittent Suction | PSAA26902 | Ohio Medical | Interventional Psychiatry | Akron | Akron City Campus | Akron City Hospital | 2nd Floor | 2023-01-21 07:30 | Low
No | 062879 | Regulators, Suction | 1251 - Intermittent Suction | PSAA26895 | Ohio Medical | Interventional Psychiatry | Akron | Akron City Campus | Akron City Hospital | 2nd Floor | 2023-01-21 07:31 | Low
No | 062883 | Regulators, Suction | 1251 - Intermittent Suction | PSAA26903 | Ohio Medical | BHP 7 - Adult Subacute Psychiatric Unit | Akron | Akron City Campus | Juve Family BH Pavillion | 7th Floor | 2023-01-21 08:55 | Low
No | 062884 | Regulators, Suction | 1251 - Intermittent Suction | PSAA26898 | Ohio Medical | BHP 7 - Adult Subacute Psychiatric Unit | Akron | Akron City Campus | Juve Family BH Pavillion | 7th Floor | 2023-01-21 08:56 | Low
No | 062885 | Regulators, Suction | 1251 - Intermittent Suction | PSAA26901 | Ohio Medical | BHP 7 - Adult Subacute Psychiatric Unit | Akron | Akron City Campus | Juve Family BH Pavillion | 7th Floor | 2023-01-21 08:57 | Low
No | 062886 | Regulators, Suction | 1251 - Intermittent Suction | PSAA26897 | Ohio Medical | BHP 7 - Adult Subacute Psychiatric Unit | Akron | Akron City Campus | Juve Family BH Pavillion | 7th Floor | 2023-01-21 08:57 | Low
No | 062887 | Regulators, Suction | 1251 - Intermittent Suction | PSAA31474 | Ohio Medical | BHP 6 - Adult Dual Diagnosis Unit | Akron | Akron City Campus | Juve Family BH Pavillion | 6th Floor | 2023-01-21 08:58 | Low
No | 062888 | Regulators, Suction | 1251 - Intermittent Suction | PSAA31465 | Ohio Medical | BHP 6 - Adult Dual Diagnosis Unit | Akron | Akron City Campus | Juve Family BH Pavillion | 6th Floor | 2023-01-21 08:59 | Low
No | 062889 | Regulators, Suction | 1251 - Intermittent Suction | PSAA31472 | Ohio Medical | BHP 6 - Adult Dual Diagnosis Unit | Akron | Akron City Campus | Juve Family BH Pavillion | 6th Floor | 2023-01-21 09:00 | Low
No | 062890 | Regulators, Suction | 1251 - Intermittent Suction | PSAA26908 | Ohio Medical | BHP 6 - Adult Dual Diagnosis Unit | Akron | Akron City Campus | Juve Family BH Pavillion | 6th Floor | 2023-01-21 09:00 | Low
No | 062891 | Regulators, Suction | 1251 - Intermittent Suction | PSAA31467 | Ohio Medical | BHP 5 - Acute Adult Psychiatric Unit | Akron | Akron City Campus | Juve Family BH Pavillion | 5th Floor | 2023-01-21 09:01 | Low
No | 062892 | Regulators, Suction | 1251 - Intermittent Suction | PSAA31467 | Ohio Medical | BHP 5 - Acute Adult Psychiatric Unit | Akron | Akron City Campus | Juve Family BH Pavillion | 5th Floor | 2023-01-21 09:02 | Low
No | 062893 | Regulators, Suction | 1251 - Intermittent Suction | PSAA26899 | Ohio Medical | BHP 5 - Acute Adult Psychiatric Unit | Akron | Akron City Campus | Juve Family BH Pavillion | 5th Floor | 2023-01-21 09:03 | Low
No | 062894 | Regulators, Suction | 1251 - Intermittent Suction | PSAA26894 | Ohio Medical | BHP 5 - Acute Adult Psychiatric Unit | Akron | Akron City Campus | Juve Family BH Pavillion | 5th Floor | 2023-01-21 09:03 | Low
No | 062895 | Regulators, Suction | 1251 - Intermittent Suction | PSAA31470 | Ohio Medical | BHP 4 - Geropsych Unit | Akron | Akron City Campus | Juve Family BH Pavillion | 4th Floor | 2023-01-21 09:04 | Low
No | 062896 | Regulators, Suction | 1251 - Intermittent Suction | PSAA31469 | Ohio Medical | BHP 4 - Geropsych Unit | Akron | Akron City Campus | Juve Family BH Pavillion | 4th Floor | 2023-01-21 09:05 | Low
No | 062897 | Regulators, Suction | 1251 - Intermittent Suction | PSAA26900 | Ohio Medical | BHP 4 - Geropsych Unit | Akron | Akron City Campus | Juve Family BH Pavillion | 4th Floor | 2023-01-21 09:05 | Low
No | 062898 | Regulators, Suction | 1251 - Intermittent Suction | PSAA26896 | Ohio Medical | BHP 4 - Geropsych Unit | Akron | Akron City Campus | Juve Family BH Pavillion | 4th Floor | 2023-01-21 09:06 | Low
No | 063423 | Regulators, Suction | 1251 - Intermittent Suction | JGGL14585 | Ohio Medical | DMT Equipment Distribution | Akron | Akron City Campus | Akron City Hospital | Basement | 2024-02-08 07:25 | Low
No | 063645 | Regulators, Suction | 1251 - Intermittent Suction | GFFA24781 | Ohio Medical | DMT Equipment Distribution | Akron | Akron City Campus | Akron City Hospital | Basement | 2018-04-20 | Low
No | 027748 | Regulators, Suction | 1351 - Intermittent Suction Unit | JGJQ02571 | Ohio Medical | Emergency Department (ED) - Green | Barberton | Green Campus | Green Medical Center | Ground Floor | 2011-11-22 | Low
No | 027749 | Regulators, Suction | 1351 - Intermittent Suction Unit | JGJQ02572 | Ohio Medical | Emergency Department (ED) - Green | Barberton | Green Campus | Green Medical Center | Ground Floor | 2011-11-22 | Low
No | 027752 | Regulators, Suction | 1351 - Intermittent Suction Unit | JGJQ02575 | Ohio Medical | Emergency Department (ED) - Green | Barberton | Green Campus | Green Medical Center | Ground Floor | 2011-11-22 | Low
No | 027754 | Regulators, Suction | 1351 - Intermittent Suction Unit | JGJQ02577 | Ohio Medical | Emergency Department (ED) - Green | Barberton | Green Campus | Green Medical Center | Ground Floor | 2011-11-22 | Low
No | 027755 | Regulators, Suction | 1351 - Intermittent Suction Unit | JGJQ02578 | Ohio Medical | Emergency Department (ED) - Green | Barberton | Green Campus | Green Medical Center | Ground Floor | 2011-11-22 | Low
No | 027756 | Regulators, Suction | 1351 - Intermittent Suction Unit | JGJQ02579 | Ohio Medical | Emergency Department (ED) - Green | Barberton | Green Campus | Green Medical Center | Ground Floor | 2011-11-22 | Low
No | 027757 | Regulators, Suction | 1351 - Intermittent Suction Unit | JGJQ02580 | Ohio Medical | Emergency Department (ED) - Green | Barberton | Green Campus | Green Medical Center | Ground Floor | 2011-11-22 | Low
No | 027759 | Regulators, Suction | 1351 - Intermittent Suction Unit | JGJQ02582 | Ohio Medical | Emergency Department (ED) - Green | Barberton | Green Campus | Green Medical Center | Ground Floor | 2011-11-22 | Low
No | 055620 | Regulators, Suction | 1351 - Intermittent Suction Unit | PSAX18002 | Ohio Medical | 7 East - Oncology Medical Unit | Akron | Akron City Campus | Akron City Hospital | 7th Floor | 2019-01-07 | Low
No | 055621 | Regulators, Suction | 1351 - Intermittent Suction Unit | PSAX18005 | Ohio Medical | 7 East - Oncology Medical Unit | Akron | Akron City Campus | Akron City Hospital | 7th Floor | 2019-01-07 | Low
No | 055645 | Regulators, Suction | 1351 - Intermittent Suction Unit | PSAX18004 | Ohio Medical | 7 East - Oncology Medical Unit | Akron | Akron City Campus | Akron City Hospital | 7th Floor | 2019-01-07 | Low
No | 055646 | Regulators, Suction | 1351 - Intermittent Suction Unit | PSAX18003 | Ohio Medical | 7 East - Oncology Medical Unit | Akron | Akron City Campus | Akron City Hospital | 7th Floor | 2019-01-07 | Low
No | 056705 | Regulators, Suction | 1351 - Intermittent Suction Unit | PSDY01291 | Ohio Medical | DMT Equipment Distribution | Akron | Akron City Campus | Akron City Hospital | Basement | 2019-05-20 | Low
No | 056706 | Regulators, Suction | 1351 - Intermittent Suction Unit | PSDY10292 | Ohio Medical | DMT Equipment Distribution | Akron | Akron City Campus | Akron City Hospital | Basement | 2019-05-20 | Low
No | 056707 | Regulators, Suction | 1351 - Intermittent Suction Unit | PSDY01295 | Ohio Medical | DMT Equipment Distribution | Akron | Akron City Campus | Akron City Hospital | Basement | 2019-05-20 | Low
No | 056708 | Regulators, Suction | 1351 - Intermittent Suction Unit | PSDY01287 | Ohio Medical | DMT Equipment Distribution | Akron | Akron City Campus | Akron City Hospital | Basement | 2019-05-20 | Low
No | 056709 | Regulators, Suction | 1351 - Intermittent Suction Unit | PSDY01288 | Ohio Medical | DMT Equipment Distribution | Akron | Akron City Campus | Akron City Hospital | Basement | 2019-05-20 | Low
No | 056710 | Regulators, Suction | 1351 - Intermittent Suction Unit | PSDY01289 | Ohio Medical | SCI - Noninvasive Cardio Service | Akron | Akron City Campus | Akron City Hospital | Ground Floor | 2019-05-20 | Low
No | 056711 | Regulators, Suction | 1351 - Intermittent Suction Unit | PSDY01293 | Ohio Medical | DMT Equipment Distribution | Akron | Akron City Campus | Akron City Hospital | Basement | 2019-05-20 | Low
No | 056712 | Regulators, Suction | 1351 - Intermittent Suction Unit | PSDY01290 | Ohio Medical | DMT Equipment Distribution | Akron | Akron City Campus | Akron City Hospital | Basement | 2019-05-20 | Low
No | 056713 | Regulators, Suction | 1351 - Intermittent Suction Unit | PSDY01294 | Ohio Medical | SCI - Noninvasive Cardio Service | Akron | Akron City Campus | Akron City Hospital | Ground Floor | 2019-05-20 | Low
No | 063370 | Regulators, Suction | 1351 - Intermittent Suction Unit | PSDX00100 | Ohio Medical | DMT Equipment Distribution | Akron | Akron City Campus | Akron City Hospital | Basement | 2023-08-24 07:56 | Low
No | 101-17533 | Regulators, Suction | 22-12-0102 - Suction Regulator | 0402 | Allied Healthcare Products | Operating Room - SW | Barberton | Wadsworth Campus | Wadsworth-Rittman Medical Center | 1st Floor | 2010-07-24 | Low
No | 000884 | Regulators, Suction | 6700-0082-000 - Intermittent Suction Unit (Isu) | CFFA24766 | Ohio Medical | 7 West - Respiratory Unit | Akron | Akron City Campus | Akron City Hospital | 7th Floor | 1997-12-31 | Low
No | 000887 | Regulators, Suction | 6700-0082-000 - Intermittent Suction Unit (Isu) | CFFA24787 | Ohio Medical | 7 West - Respiratory Unit | Akron | Akron City Campus | Akron City Hospital | 7th Floor | 1997-12-31 | Low
No | 000888 | Regulators, Suction | 6700-0082-000 - Intermittent Suction Unit (Isu) | CFFA24756 | Ohio Medical | 7 West - Respiratory Unit | Akron | Akron City Campus | Akron City Hospital | 7th Floor | 1997-12-31 | Low
No | 000889 | Regulators, Suction | 6700-0082-000 - Intermittent Suction Unit (Isu) | CFFA24759 | Ohio Medical | 7 West - Respiratory Unit | Akron | Akron City Campus | Akron City Hospital | 7th Floor | 1997-12-31 | Low
No | 000892 | Regulators, Suction | 6700-0082-000 - Intermittent Suction Unit (Isu) | CFFA24757 | Ohio Medical | 7 West - Respiratory Unit | Akron | Akron City Campus | Akron City Hospital | 7th Floor | 1997-12-31 | Low
No | 000894 | Regulators, Suction | 6700-0082-000 - Intermittent Suction Unit (Isu) | CFFA24778 | Ohio Medical | 7 West - Respiratory Unit | Akron | Akron City Campus | Akron City Hospital | 7th Floor | 1997-12-31 | Low
No | 000895 | Regulators, Suction | 6700-0082-000 - Intermittent Suction Unit (Isu) | CFFA24772 | Ohio Medical | PACU | Akron | Akron City Campus | Akron City Hospital | 1st Floor | 1997-12-31 | Low
No | 000896 | Regulators, Suction | 6700-0082-000 - Intermittent Suction Unit (Isu) | CFFA24722 | Ohio Medical | DMT Equipment Distribution | Akron | Akron City Campus | Akron City Hospital | Basement | 1997-12-31 | Low
No | 000899 | Regulators, Suction | 6700-0082-000 - Intermittent Suction Unit (Isu) | CFFA24727 | Ohio Medical | T2 - STN Intensive Care Unit (STN-ICU) | Akron | Akron City Campus | Critical Care Tower | 2nd Floor | 1997-12-31 | Low
No | 000901 | Regulators, Suction | 6700-0082-000 - Intermittent Suction Unit (Isu) | CFFA24725 | Ohio Medical | T2 - STN Intensive Care Unit (STN-ICU) | Akron | Akron City Campus | Critical Care Tower | 2nd Floor | 1997-12-31 | Low
No | 000903 | Regulators, Suction | 6700-0082-000 - Intermittent Suction Unit (Isu) | CFFA24750 | Ohio Medical | T2 - STN Intensive Care Unit (STN-ICU) | Akron | Akron City Campus | Critical Care Tower | 2nd Floor | 1997-12-31 | Low
No | 000904 | Regulators, Suction | 6700-0082-000 - Intermittent Suction Unit (Isu) | CFFA24743 | Ohio Medical | Nursery - SB | Barberton | Barberton Campus | Summa Barberton Hospital | 3rd Floor | 1997-12-31 | Low
No | 000908 | Regulators, Suction | 6700-0082-000 - Intermittent Suction Unit (Isu) | CFFA24742 | Ohio Medical | Nursery - SB | Barberton | Barberton Campus | Summa Barberton Hospital | 3rd Floor | 1997-12-31 | Low
No | 000910 | Regulators, Suction | 6700-0082-000 - Intermittent Suction Unit (Isu) | CFFA24740 | Ohio Medical | DMT Equipment Distribution | Akron | Akron City Campus | Akron City Hospital | Basement | 1997-12-31 | Low
No | 000911 | Regulators, Suction | 6700-0082-000 - Intermittent Suction Unit (Isu) | CFFA24769 | Ohio Medical | 5 North - Acuity Adaptable Unit (AAU) | Akron | Akron City Campus | Akron City Hospital | 5th Floor | 1997-12-31 | Low
No | 000913 | Regulators, Suction | 6700-0082-000 - Intermittent Suction Unit (Isu) | CFFA24732 | Ohio Medical | Nursery - SB | Barberton | Barberton Campus | Summa Barberton Hospital | 3rd Floor | 1997-12-31 | Low
No | 000914 | Regulators, Suction | 6700-0082-000 - Intermittent Suction Unit (Isu) | CFFA24764 | Ohio Medical | T2 - STN Intensive Care Unit (STN-ICU) | Akron | Akron City Campus | Critical Care Tower | 2nd Floor | 1997-12-31 | Low
No | 000916 | Regulators, Suction | 6700-0082-000 - Intermittent Suction Unit (Isu) | CFFA24730 | Ohio Medical | 5 North - Acuity Adaptable Unit (AAU) | Akron | Akron City Campus | Akron City Hospital | 4th Floor | 1997-12-31 | Low
No | 000918 | Regulators, Suction | 6700-0082-000 - Intermittent Suction Unit (Isu) | CFFA24723 | Ohio Medical | T2 - STN Intensive Care Unit (STN-ICU) | Akron | Akron City Campus | Critical Care Tower | 2nd Floor | 1997-12-31 | Low
No | 002089 | Regulators, Suction | 6700-0082-000 - Intermittent Suction Unit (Isu) | GFFZ15088 | Ohio Medical | DMT Equipment Distribution | Akron | Akron City Campus | Akron City Hospital | Basement | 1996-09-01 | Low
No | 002093 | Regulators, Suction | 6700-0082-000 - Intermittent Suction Unit (Isu) | GFFZ15094 | Ohio Medical | 5 North - Acuity Adaptable Unit (AAU) | Akron | Akron City Campus | Akron City Hospital | 4th Floor | 1996-09-01 | Low
No | 002095 | Regulators, Suction | 6700-0082-000 - Intermittent Suction Unit (Isu) | GFFZ15092 | Ohio Medical | DMT Equipment Distribution | Akron | Akron City Campus | Akron City Hospital | Basement | 1996-09-01 | Low
No | 002112 | Regulators, Suction | 6700-0082-000 - Intermittent Suction Unit (Isu) | GFFZ15086 | Ohio Medical | DMT Equipment Distribution | Akron | Akron City Campus | Akron City Hospital | Basement | 1996-11-25 | Low
No | 002115 | Regulators, Suction | 6700-0082-000 - Intermittent Suction Unit (Isu) | GFFZ15093 | Ohio Medical | DMT Equipment Distribution | Akron | Akron City Campus | Akron City Hospital | Basement | 1996-09-01 | Low
No | 003653 | Regulators, Suction | 6700-0082-000 - Intermittent Suction Unit (Isu) | GFFD18607 | Ohio Medical | T2 - STN Intensive Care Unit (STN-ICU) | Akron | Akron City Campus | Critical Care Tower | 2nd Floor | 2000-09-29 | Low
No | 003654 | Regulators, Suction | 6700-0082-000 - Intermittent Suction Unit (Isu) | GFFD18605 | Ohio Medical | T2 - STN Intensive Care Unit (STN-ICU) | Akron | Akron City Campus | Critical Care Tower | 2nd Floor | 2000-09-29 | Low
No | 003655 | Regulators, Suction | 6700-0082-000 - Intermittent Suction Unit (Isu) | GFFD18617 | Ohio Medical | T2 - STN Intensive Care Unit (STN-ICU) | Akron | Akron City Campus | Critical Care Tower | 2nd Floor | 2000-09-29 | Low
No | 003656 | Regulators, Suction | 6700-0082-000 - Intermittent Suction Unit (Isu) | GFFD18615 | Ohio Medical | T2 - STN Intensive Care Unit (STN-ICU) | Akron | Akron City Campus | Critical Care Tower | 2nd Floor | 2000-09-29 | Low
No | 003657 | Regulators, Suction | 6700-0082-000 - Intermittent Suction Unit (Isu) | GFFD18619 | Ohio Medical | Nursery - SB | Barberton | Barberton Campus | Summa Barberton Hospital | 3rd Floor | 2000-09-29 | Low
No | 003658 | Regulators, Suction | 6700-0082-000 - Intermittent Suction Unit (Isu) | GFFD18616 | Ohio Medical | T2 - STN Intensive Care Unit (STN-ICU) | Akron | Akron City Campus | Critical Care Tower | 2nd Floor | 2000-09-29 | Low
No | 003659 | Regulators, Suction | 6700-0082-000 - Intermittent Suction Unit (Isu) | GFFD18608 | Ohio Medical | Nursery - SB | Barberton | Barberton Campus | Summa Barberton Hospital | 3rd Floor | 2000-09-29 | Low
No | 003660 | Regulators, Suction | 6700-0082-000 - Intermittent Suction Unit (Isu) | GFFD18611 | Ohio Medical | DMT Equipment Distribution | Akron | Akron City Campus | Akron City Hospital | Basement | 2000-09-29 | Low
No | 003662 | Regulators, Suction | 6700-0082-000 - Intermittent Suction Unit (Isu) | GFFD18606 | Ohio Medical | T2 - STN Intensive Care Unit (STN-ICU) | Akron | Akron City Campus | Critical Care Tower | 2nd Floor | 2000-09-29 | Low
No | 003865 | Regulators, Suction | 6700-0082-000 - Intermittent Suction Unit (Isu) | GFFE25879 | Ohio Medical | T2 - STN Intensive Care Unit (STN-ICU) | Akron | Akron City Campus | Critical Care Tower | 2nd Floor | 2001-10-30 | Low
No | 003868 | Regulators, Suction | 6700-0082-000 - Intermittent Suction Unit (Isu) | GFFE25877 | Ohio Medical | T2 - STN Intensive Care Unit (STN-ICU) | Akron | Akron City Campus | Critical Care Tower | 2nd Floor | 2001-10-30 | Low
No | 003869 | Regulators, Suction | 6700-0082-000 - Intermittent Suction Unit (Isu) | GFFE25866 | Ohio Medical | T2 - STN Intensive Care Unit (STN-ICU) | Akron | Akron City Campus | Critical Care Tower | 2nd Floor | 2001-10-30 | Low
No | 003870 | Regulators, Suction | 6700-0082-000 - Intermittent Suction Unit (Isu) | GFFE25875 | Ohio Medical | 5 East - Observation Unit | Akron | Akron City Campus | Akron City Hospital | 5th Floor | 2001-10-30 | Low
No | 003872 | Regulators, Suction | 6700-0082-000 - Intermittent Suction Unit (Isu) | GFFE25872 | Ohio Medical | PACU | Akron | Akron City Campus | Akron City Hospital | 1st Floor | 2001-10-30 | Low
No | 003873 | Regulators, Suction | 6700-0082-000 - Intermittent Suction Unit (Isu) | GFFE25863 | Ohio Medical | T2 - STN Intensive Care Unit (STN-ICU) | Akron | Akron City Campus | Critical Care Tower | 2nd Floor | 2001-10-30 | Low
No | 003874 | Regulators, Suction | 6700-0082-000 - Intermittent Suction Unit (Isu) | GFCC02711 | Ohio Medical | T2 - STN Intensive Care Unit (STN-ICU) | Akron | Akron City Campus | Critical Care Tower | 2nd Floor | 2001-10-30 | Low
No | 003875 | Regulators, Suction | 6700-0082-000 - Intermittent Suction Unit (Isu) | GFFE25874 | Ohio Medical | T2 - STN Intensive Care Unit (STN-ICU) | Akron | Akron City Campus | Critical Care Tower | 2nd Floor | 2001-10-30 | Low
No | 003876 | Regulators, Suction | 6700-0082-000 - Intermittent Suction Unit (Isu) | GFFE2587473 | Ohio Medical | 1 Central - CV Progressive Care Unit (PCU) | Akron | Akron City Campus | Akron City Hospital | 1st Floor | 2001-10-30 | Low
No | 003877 | Regulators, Suction | 6700-0082-000 - Intermittent Suction Unit (Isu) | GFFE2587478 | Ohio Medical | T2 - STN Intensive Care Unit (STN-ICU) | Akron | Akron City Campus | Critical Care Tower | 2nd Floor | 2001-10-30 | Low
No | 003879 | Regulators, Suction | 6700-0082-000 - Intermittent Suction Unit (Isu) | GFFE25859 | Ohio Medical | T2 - STN Intensive Care Unit (STN-ICU) | Akron | Akron City Campus | Critical Care Tower | 2nd Floor | 2001-10-30 | Low
No | 003881 | Regulators, Suction | 6700-0082-000 - Intermittent Suction Unit (Isu) | GFFE25861 | Ohio Medical | DMT Equipment Distribution | Akron | Akron City Campus | Akron City Hospital | Basement | 2001-10-30 | Low
No | 003883 | Regulators, Suction | 6700-0082-000 - Intermittent Suction Unit (Isu) | GFFE25864 | Ohio Medical | T3 - Medical Intensive Care Unit (MICU) | Akron | Akron City Campus | Critical Care Tower | 3rd Floor | 2001-10-30 | Low
No | 003884 | Regulators, Suction | 6700-0082-000 - Intermittent Suction Unit (Isu) | GFFE25865 | Ohio Medical | T3 - Medical Intensive Care Unit (MICU) | Akron | Akron City Campus | Critical Care Tower | 3rd Floor | 2001-10-30 | Low
No | 003886 | Regulators, Suction | 6700-0082-000 - Intermittent Suction Unit (Isu) | GFFE25869 | Ohio Medical | T3 - Medical Intensive Care Unit (MICU) | Akron | Akron City Campus | Critical Care Tower | 3rd Floor | 2001-10-30 | Low
No | 003887 | Regulators, Suction | 6700-0082-000 - Intermittent Suction Unit (Isu) | GFFE25870 | Ohio Medical | T3 - Medical Intensive Care Unit (MICU) | Akron | Akron City Campus | Critical Care Tower | 3rd Floor | 2001-10-30 | Low
No | 003888 | Regulators, Suction | 6700-0082-000 - Intermittent Suction Unit (Isu) | GFFE25871 | Ohio Medical | T3 - Medical Intensive Care Unit (MICU) | Akron | Akron City Campus | Critical Care Tower | 3rd Floor | 2001-10-30 | Low
No | 003938 | Regulators, Suction | 6700-0082-000 - Intermittent Suction Unit (Isu) | GFF16621 | Ohio Medical | H6 - Surgical Progressive Care Unit (PCU) | Akron | Akron City Campus | H Tower | 6th Floor | 2002-07-08 | Low
No | 003939 | Regulators, Suction | 6700-0082-000 - Intermittent Suction Unit (Isu) | GFF16622 | Ohio Medical | H6 - Surgical Progressive Care Unit (PCU) | Akron | Akron City Campus | H Tower | 6th Floor | 2002-07-08 | Low
No | 003941 | Regulators, Suction | 6700-0082-000 - Intermittent Suction Unit (Isu) | GFF16624 | Ohio Medical | H6 - Surgical Progressive Care Unit (PCU) | Akron | Akron City Campus | H Tower | 6th Floor | 2002-07-08 | Low
No | 004070 | Regulators, Suction | 6700-0082-000 - Intermittent Suction Unit (Isu) | GFFZ17183 | Ohio Medical | T3 - Medical Intensive Care Unit (MICU) | Akron | Akron City Campus | Critical Care Tower | 3rd Floor | 1996-10-21 | Low
No | 004072 | Regulators, Suction | 6700-0082-000 - Intermittent Suction Unit (Isu) | GFFZ17186 | Ohio Medical | T3 - Medical Intensive Care Unit (MICU) | Akron | Akron City Campus | Critical Care Tower | 3rd Floor | 1996-10-21 | Low
No | 004073 | Regulators, Suction | 6700-0082-000 - Intermittent Suction Unit (Isu) | GFFZ17184 | Ohio Medical | SCI-Cardiac Cath Lab Svcs | Akron | Akron City Campus | Akron City Hospital | 1st Floor | 1996-10-21 | Low
No | 004074 | Regulators, Suction | 6700-0082-000 - Intermittent Suction Unit (Isu) | GFFZ17185 | Ohio Medical | T3 - Medical Intensive Care Unit (MICU) | Akron | Akron City Campus | Critical Care Tower | 3rd Floor | 1996-10-21 | Low
No | 004075 | Regulators, Suction | 6700-0082-000 - Intermittent Suction Unit (Isu) | GFFZ17182 | Ohio Medical | T3 - Medical Intensive Care Unit (MICU) | Akron | Akron City Campus | Critical Care Tower | 3rd Floor | 1996-10-21 | Low
No | 004180 | Regulators, Suction | 6700-0082-000 - Intermittent Suction Unit (Isu) | GFFZ15085 | Ohio Medical | DMT Equipment Distribution | Akron | Akron City Campus | Akron City Hospital | Basement | 1996-09-01 | Low
No | 004693 | Regulators, Suction | 6700-0082-000 - Intermittent Suction Unit (Isu) | CFFA24734 | Ohio Medical | T3 - Medical Intensive Care Unit (MICU) | Akron | Akron City Campus | Critical Care Tower | 3rd Floor | 1997-12-31 | Low
No | 004696 | Regulators, Suction | 6700-0082-000 - Intermittent Suction Unit (Isu) | CFFA24751 | Ohio Medical | T3 - Medical Intensive Care Unit (MICU) | Akron | Akron City Campus | Critical Care Tower | 3rd Floor | 1997-12-31 | Low
No | 004697 | Regulators, Suction | 6700-0082-000 - Intermittent Suction Unit (Isu) | CFFA24739 | Ohio Medical | T3 - Medical Intensive Care Unit (MICU) | Akron | Akron City Campus | Critical Care Tower | 3rd Floor | 1997-12-31 | Low
No | 004699 | Regulators, Suction | 6700-0082-000 - Intermittent Suction Unit (Isu) | CFFA24736 | Ohio Medical | T3 - Medical Intensive Care Unit (MICU) | Akron | Akron City Campus | Critical Care Tower | 3rd Floor | 1997-12-31 | Low
No | 004703 | Regulators, Suction | 6700-0082-000 - Intermittent Suction Unit (Isu) | GFFA24776 | Ohio Medical | DMT Equipment Distribution | Akron | Akron City Campus | Akron City Hospital | Basement | 1998-02-01 | Low
No | 004704 | Regulators, Suction | 6700-0082-000 - Intermittent Suction Unit (Isu) | CFFA24774 | Ohio Medical | T2 - STN Intensive Care Unit (STN-ICU) | Akron | Akron City Campus | Critical Care Tower | 2nd Floor | 1997-12-31 | Low
No | 004705 | Regulators, Suction | 6700-0082-000 - Intermittent Suction Unit (Isu) | CFFA24771 | Ohio Medical | T2 - STN Intensive Care Unit (STN-ICU) | Akron | Akron City Campus | Critical Care Tower | 2nd Floor | 1997-12-31 | Low
No | 004708 | Regulators, Suction | 6700-0082-000 - Intermittent Suction Unit (Isu) | CFFA24758 | Ohio Medical | Angiography | Akron | Akron City Campus | Akron City Hospital | 2nd Floor | 1997-12-31 | Low
No | 004711 | Regulators, Suction | 6700-0082-000 - Intermittent Suction Unit (Isu) | GFCC05565 | Ohio Medical | T2 - STN Intensive Care Unit (STN-ICU) | Akron | Akron City Campus | Critical Care Tower | 2nd Floor | 1997-12-31 | Low
No | 004713 | Regulators, Suction | 6700-0082-000 - Intermittent Suction Unit (Isu) | CFFA24767 | Ohio Medical | T2 - STN Intensive Care Unit (STN-ICU) | Akron | Akron City Campus | Critical Care Tower | 2nd Floor | 1997-12-31 | Low
No | 004715 | Regulators, Suction | 6700-0082-000 - Intermittent Suction Unit (Isu) | CFFA24775 | Ohio Medical | PACU | Akron | Akron City Campus | Akron City Hospital | 1st Floor | 1997-12-31 | Low
No | 004716 | Regulators, Suction | 6700-0082-000 - Intermittent Suction Unit (Isu) | GFCC05566 | Ohio Medical | T2 - STN Intensive Care Unit (STN-ICU) | Akron | Akron City Campus | Critical Care Tower | 2nd Floor | 1997-12-31 | Low
No | 004719 | Regulators, Suction | 6700-0082-000 - Intermittent Suction Unit (Isu) | CFFA24781 | Ohio Medical | 1 Central - CV Progressive Care Unit (PCU) | Akron | Akron City Campus | Akron City Hospital | 1st Floor | 1997-12-31 | Low
No | 004946 | Regulators, Suction | 6700-0082-000 - Intermittent Suction Unit (Isu) | GFFC04608 | Ohio Medical | DMT Equipment Distribution | Akron | Akron City Campus | Akron City Hospital | Basement | 2000-05-09 | Low
No | 004948 | Regulators, Suction | 6700-0082-000 - Intermittent Suction Unit (Isu) | GFFC04609 | Ohio Medical | DMT Equipment Distribution | Akron | Akron City Campus | Akron City Hospital | Basement | 1998-02-01 | Low
No | 004961 | Regulators, Suction | 6700-0082-000 - Intermittent Suction Unit (Isu) | GFFR06544 | Ohio Medical | 1 Central - CV Progressive Care Unit (PCU) | Akron | Akron City Campus | Akron City Hospital | 1st Floor | 1998-02-01 | Low
No | 004979 | Regulators, Suction | 6700-0082-000 - Intermittent Suction Unit (Isu) | GFFD18623 | Ohio Medical | DMT Equipment Distribution | Akron | Akron City Campus | Akron City Hospital | Basement | 2000-10-04 | Low
No | 004996 | Regulators, Suction | 6700-0082-000 - Intermittent Suction Unit (Isu) | GFCC02707 | Ohio Medical | DMT Equipment Distribution | Akron | Akron City Campus | Akron City Hospital | Basement | 2001-07-16 | Low
No | 005956 | Regulators, Suction | 6700-0082-000 - Intermittent Suction Unit (Isu) | GFFC20862 | Ohio Medical | DMT Equipment Distribution | Akron | Akron City Campus | Akron City Hospital | Basement | 1999-11-09 | Low
No | 005957 | Regulators, Suction | 6700-0082-000 - Intermittent Suction Unit (Isu) | GFFC20857 | Ohio Medical | DMT Equipment Distribution | Akron | Akron City Campus | Akron City Hospital | Basement | 1999-11-09 | Low
No | 005958 | Regulators, Suction | 6700-0082-000 - Intermittent Suction Unit (Isu) | GFFC20869 | Ohio Medical | DMT Equipment Distribution | Akron | Akron City Campus | Akron City Hospital | Basement | 1999-11-09 | Low
No | 005960 | Regulators, Suction | 6700-0082-000 - Intermittent Suction Unit (Isu) | GFFC20866 | Ohio Medical | DMT Equipment Distribution | Akron | Akron City Campus | Akron City Hospital | Basement | 1999-11-09 | Low
No | 005961 | Regulators, Suction | 6700-0082-000 - Intermittent Suction Unit (Isu) | GFFC20852 | Ohio Medical | DMT Equipment Distribution | Akron | Akron City Campus | Akron City Hospital | Basement | 1999-11-09 | Low
No | 005962 | Regulators, Suction | 6700-0082-000 - Intermittent Suction Unit (Isu) | GFFC20859 | Ohio Medical | 5 North - Acuity Adaptable Unit (AAU) | Akron | Akron City Campus | Akron City Hospital | 5th Floor | 1999-11-09 | Low
No | 005964 | Regulators, Suction | 6700-0082-000 - Intermittent Suction Unit (Isu) | GFFC20858 | Ohio Medical | DMT Equipment Distribution | Akron | Akron City Campus | Akron City Hospital | Basement | 1999-11-09 | Low
No | 005966 | Regulators, Suction | 6700-0082-000 - Intermittent Suction Unit (Isu) | GFFC20867 | Ohio Medical | DMT Equipment Distribution | Akron | Akron City Campus | Akron City Hospital | Basement | 1999-11-09 | Low
No | 005968 | Regulators, Suction | 6700-0082-000 - Intermittent Suction Unit (Isu) | GFFC20868 | Ohio Medical | DMT Equipment Distribution | Akron | Akron City Campus | Akron City Hospital | Basement | 1999-11-09 | Low
No | 005970 | Regulators, Suction | 6700-0082-000 - Intermittent Suction Unit (Isu) | GFFC20850 | Ohio Medical | DMT Equipment Distribution | Akron | Akron City Campus | Akron City Hospital | Basement | 1999-11-09 | Low
No | 005971 | Regulators, Suction | 6700-0082-000 - Intermittent Suction Unit (Isu) | GFCF03867 | Ohio Medical | DMT Equipment Distribution | Akron | Akron City Campus | Akron City Hospital | Basement | 1999-11-09 | Low
No | 005972 | Regulators, Suction | 6700-0082-000 - Intermittent Suction Unit (Isu) | GFFC20864 | Ohio Medical | DMT Equipment Distribution | Akron | Akron City Campus | Akron City Hospital | Basement | 1999-11-09 | Low
No | 005975 | Regulators, Suction | 6700-0082-000 - Intermittent Suction Unit (Isu) | GFFB24178 | Ohio Medical | Sameday Surgery Center | Akron | Akron City Campus | H Tower | 1st Floor | 1999-11-12 | Low
No | 006224 | Regulators, Suction | 6700-0082-000 - Intermittent Suction Unit (Isu) | GFFB24179 | Ohio Medical | DMT Equipment Distribution | Akron | Akron City Campus | Akron City Hospital | Basement | 1998-12-14 | Low
No | 006225 | Regulators, Suction | 6700-0082-000 - Intermittent Suction Unit (Isu) | GFFB24174 | Ohio Medical | Sameday Surgery Center | Akron | Akron City Campus | H Tower | 1st Floor | 1998-12-14 | Low
No | 007010 | Regulators, Suction | 6700-0082-000 - Intermittent Suction Unit (Isu) | GFFW105331 | Ohio Medical | DMT Equipment Distribution | Akron | Akron City Campus | Akron City Hospital | Basement | 1993-07-13 | Low
No | 007022 | Regulators, Suction | 6700-0082-000 - Intermittent Suction Unit (Isu) | GFFV23748 | Ohio Medical | DMT Equipment Distribution | Akron | Akron City Campus | Akron City Hospital | Basement | 1998-02-01 | Low
No | 007050 | Regulators, Suction | 6700-0082-000 - Intermittent Suction Unit (Isu) | GFCZ01481 | Ohio Medical | DMT Equipment Distribution | Akron | Akron City Campus | Akron City Hospital | Basement | 1998-02-01 | Low
No | 007051 | Regulators, Suction | 6700-0082-000 - Intermittent Suction Unit (Isu) | GFFX24200 | Ohio Medical | DMT Equipment Distribution | Akron | Akron City Campus | Akron City Hospital | Basement | 1998-02-01 | Low
No | 007299 | Regulators, Suction | 6700-0082-000 - Intermittent Suction Unit (Isu) | GFCZ04370 | Ohio Medical | DMT Equipment Distribution | Akron | Akron City Campus | Akron City Hospital | Basement | 1998-02-01 | Low
No | 007301 | Regulators, Suction | 6700-0082-000 - Intermittent Suction Unit (Isu) | GFFZ17187 | Ohio Medical | DMT Equipment Distribution | Akron | Akron City Campus | Akron City Hospital | Basement | 1998-02-01 | Low
No | 007309 | Regulators, Suction | 6700-0082-000 - Intermittent Suction Unit (Isu) | GFCZ04312 | Ohio Medical | DMT Equipment Distribution | Akron | Akron City Campus | Akron City Hospital | Basement | 1998-02-01 | Low
No | 007416 | Regulators, Suction | 6700-0082-000 - Intermittent Suction Unit (Isu) | AHBH55591 | Ohio Medical | DMT Equipment Distribution | Akron | Akron City Campus | Akron City Hospital | Basement | 1998-02-01 | Low
No | 007480 | Regulators, Suction | 6700-0082-000 - Intermittent Suction Unit (Isu) | GFFX24891 | Ohio Medical | DMT Equipment Distribution | Akron | Akron City Campus | Akron City Hospital | Basement | 1998-02-01 | Low
No | 007504 | Regulators, Suction | 6700-0082-000 - Intermittent Suction Unit (Isu) | GFFR02872 | Ohio Medical | DMT Equipment Distribution | Akron | Akron City Campus | Akron City Hospital | Basement | 1998-02-01 | Low
No | 007506 | Regulators, Suction | 6700-0082-000 - Intermittent Suction Unit (Isu) | GFFX24204 | Ohio Medical | DMT Equipment Distribution | Akron | Akron City Campus | Akron City Hospital | Basement | 1998-02-01 | Low
No | 007508 | Regulators, Suction | 6700-0082-000 - Intermittent Suction Unit (Isu) | GFFX23719 | Ohio Medical | DMT Equipment Distribution | Akron | Akron City Campus | Akron City Hospital | Basement | 1998-02-01 | Low
No | 007511 | Regulators, Suction | 6700-0082-000 - Intermittent Suction Unit (Isu) | GFCY060751 | Ohio Medical | DMT Equipment Distribution | Akron | Akron City Campus | Akron City Hospital | Basement | 1998-02-01 | Low
No | 007520 | Regulators, Suction | 6700-0082-000 - Intermittent Suction Unit (Isu) | GFFV00336 | Ohio Medical | DMT Equipment Distribution | Akron | Akron City Campus | Akron City Hospital | Basement | 1998-02-01 | Low
No | 007531 | Regulators, Suction | 6700-0082-000 - Intermittent Suction Unit (Isu) | GFCZ02298 | Ohio Medical | DMT Equipment Distribution | Akron | Akron City Campus | Akron City Hospital | Basement | 1998-02-01 | Low
No | 007540 | Regulators, Suction | 6700-0082-000 - Intermittent Suction Unit (Isu) | GFCY054381 | Ohio Medical | DMT Equipment Distribution | Akron | Akron City Campus | Akron City Hospital | Basement | 1998-02-01 | Low
No | 007541 | Regulators, Suction | 6700-0082-000 - Intermittent Suction Unit (Isu) | GFCX01496 | Ohio Medical | DMT Equipment Distribution | Akron | Akron City Campus | Akron City Hospital | Basement | 1998-02-01 | Low
No | 007544 | Regulators, Suction | 6700-0082-000 - Intermittent Suction Unit (Isu) | GFFW08070 | Ohio Medical | DMT Equipment Distribution | Akron | Akron City Campus | Akron City Hospital | Basement | 1998-02-01 | Low
No | 007545 | Regulators, Suction | 6700-0082-000 - Intermittent Suction Unit (Isu) | GFFX24201 | Ohio Medical | DMT Equipment Distribution | Akron | Akron City Campus | Akron City Hospital | Basement | 1998-02-01 | Low
No | 007547 | Regulators, Suction | 6700-0082-000 - Intermittent Suction Unit (Isu) | GFFX23738 | Ohio Medical | DMT Equipment Distribution | Akron | Akron City Campus | Akron City Hospital | Basement | 1998-02-01 | Low
No | 007565 | Regulators, Suction | 6700-0082-000 - Intermittent Suction Unit (Isu) | GFCC02714 | Ohio Medical | DMT Equipment Distribution | Akron | Akron City Campus | Akron City Hospital | Basement | 1998-02-01 | Low
No | 007567 | Regulators, Suction | 6700-0082-000 - Intermittent Suction Unit (Isu) | GFCZ01613 | Ohio Medical | DMT Equipment Distribution | Akron | Akron City Campus | Akron City Hospital | Basement | 1998-02-01 | Low
No | 007568 | Regulators, Suction | 6700-0082-000 - Intermittent Suction Unit (Isu) | GFFV00460 | Ohio Medical | DMT Equipment Distribution | Akron | Akron City Campus | Akron City Hospital | Basement | 1998-02-01 | Low
No | 007584 | Regulators, Suction | 6700-0082-000 - Intermittent Suction Unit (Isu) | GFCZ04527 | Ohio Medical | DMT Equipment Distribution | Akron | Akron City Campus | Akron City Hospital | Basement | 1998-02-01 | Low
No | 007586 | Regulators, Suction | 6700-0082-000 - Intermittent Suction Unit (Isu) | GFCZ04435 | Ohio Medical | DMT Equipment Distribution | Akron | Akron City Campus | Akron City Hospital | Basement | 1998-02-01 | Low
No | 007587 | Regulators, Suction | 6700-0082-000 - Intermittent Suction Unit (Isu) | GFFW08086 | Ohio Medical | DMT Equipment Distribution | Akron | Akron City Campus | Akron City Hospital | Basement | 1998-02-01 | Low
No | 007589 | Regulators, Suction | 6700-0082-000 - Intermittent Suction Unit (Isu) | GFCX02210 | Ohio Medical | DMT Equipment Distribution | Akron | Akron City Campus | Akron City Hospital | Basement | 1998-02-01 | Low
No | 007590 | Regulators, Suction | 6700-0082-000 - Intermittent Suction Unit (Isu) | GFCY05343 | Ohio Medical | T1 - CTV Intensive Care Unit (CTV-ICU) | Akron | Akron City Campus | Critical Care Tower | 1st Floor | 1998-02-01 | Low
No | 007601 | Regulators, Suction | 6700-0082-000 - Intermittent Suction Unit (Isu) | GFCZ02522 | Ohio Medical | DMT Equipment Distribution | Akron | Akron City Campus | Akron City Hospital | Basement | 1998-02-01 | Low
No | 007748 | Regulators, Suction | 6700-0082-000 - Intermittent Suction Unit (Isu) | GFFZ20864 | Ohio Medical | DMT Equipment Distribution | Akron | Akron City Campus | Akron City Hospital | Basement | 1998-02-01 | Low
No | 007914 | Regulators, Suction | 6700-0082-000 - Intermittent Suction Unit (Isu) | GFCB00801 | Ohio Medical | DMT Equipment Distribution | Akron | Akron City Campus | Akron City Hospital | Basement | 1998-02-01 | Low
No | 007920 | Regulators, Suction | 6700-0082-000 - Intermittent Suction Unit (Isu) | GFCZ02521 | Ohio Medical | DMT Equipment Distribution | Akron | Akron City Campus | Akron City Hospital | Basement | 1998-02-01 | Low
No | 007921 | Regulators, Suction | 6700-0082-000 - Intermittent Suction Unit (Isu) | GFCX01495 | Ohio Medical | DMT Equipment Distribution | Akron | Akron City Campus | Akron City Hospital | Basement | 1998-02-01 | Low
No | 007987 | Regulators, Suction | 6700-0082-000 - Intermittent Suction Unit (Isu) | GFFV00481 | Ohio Medical | DMT Equipment Distribution | Akron | Akron City Campus | Akron City Hospital | Basement | 1998-02-01 | Low
No | 008083 | Regulators, Suction | 6700-0082-000 - Intermittent Suction Unit (Isu) | GFCZ00796 | Ohio Medical | DMT Equipment Distribution | Akron | Akron City Campus | Akron City Hospital | Basement | 1998-02-01 | Low
No | 008089 | Regulators, Suction | 6700-0082-000 - Intermittent Suction Unit (Isu) | GFCZ03608 | Ohio Medical | DMT Equipment Distribution | Akron | Akron City Campus | Akron City Hospital | Basement | 1998-02-01 | Low
No | 008092 | Regulators, Suction | 6700-0082-000 - Intermittent Suction Unit (Isu) | AHBE05014 | Ohio Medical | DMT Equipment Distribution | Akron | Akron City Campus | Akron City Hospital | Basement | 1998-02-01 | Low
No | 008098 | Regulators, Suction | 6700-0082-000 - Intermittent Suction Unit (Isu) | GFCZ01484 | Ohio Medical | DMT Equipment Distribution | Akron | Akron City Campus | Akron City Hospital | Basement | 1998-02-01 | Low
No | 008200 | Regulators, Suction | 6700-0082-000 - Intermittent Suction Unit (Isu) | GFFX24199 | Ohio Medical | DMT Equipment Distribution | Akron | Akron City Campus | Akron City Hospital | Basement | 1998-02-01 | Low
No | 008264 | Regulators, Suction | 6700-0082-000 - Intermittent Suction Unit (Isu) | GFFY07303 | Ohio Medical | DMT Equipment Distribution | Akron | Akron City Campus | Akron City Hospital | Basement | 2023-11-21 09:26 | Low
No | 008269 | Regulators, Suction | 6700-0082-000 - Intermittent Suction Unit (Isu) | GFFY07294 | Ohio Medical | DMT Equipment Distribution | Akron | Akron City Campus | Akron City Hospital | Basement | 1995-04-01 | Low
No | 008287 | Regulators, Suction | 6700-0082-000 - Intermittent Suction Unit (Isu) | GFFV23764 | Ohio Medical | DMT Equipment Distribution | Akron | Akron City Campus | Akron City Hospital | Basement | 1998-02-01 | Low
No | 008458 | Regulators, Suction | 6700-0082-000 - Intermittent Suction Unit (Isu) | GFFV23660 | Ohio Medical | DMT Equipment Distribution | Akron | Akron City Campus | Akron City Hospital | Basement | 1998-02-01 | Low
No | 008463 | Regulators, Suction | 6700-0082-000 - Intermittent Suction Unit (Isu) | GFCB00206 | Ohio Medical | 5 North - Acuity Adaptable Unit (AAU) | Akron | Akron City Campus | Akron City Hospital | 5th Floor | 1998-02-01 | Low
No | 008489 | Regulators, Suction | 6700-0082-000 - Intermittent Suction Unit (Isu) | GFFZ21288 | Ohio Medical | DMT Equipment Distribution | Akron | Akron City Campus | Akron City Hospital | Basement | 1998-02-01 | Low
No | 008490 | Regulators, Suction | 6700-0082-000 - Intermittent Suction Unit (Isu) | GFFV23652 | Ohio Medical | SCI - Noninvasive Cardio Service | Akron | Akron City Campus | Akron City Hospital | Ground Floor | 1998-02-01 | Low
No | 008491 | Regulators, Suction | 6700-0082-000 - Intermittent Suction Unit (Isu) | GFCY02775 | Ohio Medical | DMT Equipment Distribution | Akron | Akron City Campus | Akron City Hospital | Basement | 1998-02-01 | Low
No | 008492 | Regulators, Suction | 6700-0082-000 - Intermittent Suction Unit (Isu) | GFCZ04433 | Ohio Medical | DMT Equipment Distribution | Akron | Akron City Campus | Akron City Hospital | Basement | 1998-02-01 | Low
No | 008502 | Regulators, Suction | 6700-0082-000 - Intermittent Suction Unit (Isu) | GFCX020351 | Ohio Medical | DMT Equipment Distribution | Akron | Akron City Campus | Akron City Hospital | Basement | 1998-02-01 | Low
No | 008503 | Regulators, Suction | 6700-0082-000 - Intermittent Suction Unit (Isu) | GFFV00474 | Ohio Medical | DMT Equipment Distribution | Akron | Akron City Campus | Akron City Hospital | Basement | 1998-02-01 | Low
No | 008504 | Regulators, Suction | 6700-0082-000 - Intermittent Suction Unit (Isu) | GFCZ04315 | Ohio Medical | DMT Equipment Distribution | Akron | Akron City Campus | Akron City Hospital | Basement | 1998-02-01 | Low
No | 008505 | Regulators, Suction | 6700-0082-000 - Intermittent Suction Unit (Isu) | GFCZ04313 | Ohio Medical | DMT Equipment Distribution | Akron | Akron City Campus | Akron City Hospital | Basement | 1998-02-01 | Low
No | 008522 | Regulators, Suction | 6700-0082-000 - Intermittent Suction Unit (Isu) | GFFX15840 | Ohio Medical | DMT Equipment Distribution | Akron | Akron City Campus | Akron City Hospital | Basement | 1998-02-01 | Low
No | 008557 | Regulators, Suction | 6700-0082-000 - Intermittent Suction Unit (Isu) | GFFX23722 | Ohio Medical | DMT Equipment Distribution | Akron | Akron City Campus | Akron City Hospital | Basement | 1998-02-01 | Low
No | 008561 | Regulators, Suction | 6700-0082-000 - Intermittent Suction Unit (Isu) | AHBM35511 | Ohio Medical | DMT Equipment Distribution | Akron | Akron City Campus | Akron City Hospital | Basement | 1998-02-01 | Low
No | 008572 | Regulators, Suction | 6700-0082-000 - Intermittent Suction Unit (Isu) | GFFV00331 | Ohio Medical | DMT Equipment Distribution | Akron | Akron City Campus | Akron City Hospital | Basement | 1998-02-01 | Low
No | 008574 | Regulators, Suction | 6700-0082-000 - Intermittent Suction Unit (Isu) | AHBH56341 | Ohio Medical | DMT Equipment Distribution | Akron | Akron City Campus | Akron City Hospital | Basement | 1998-02-01 | Low
No | 008575 | Regulators, Suction | 6700-0082-000 - Intermittent Suction Unit (Isu) | GFFR065471 | Ohio Medical | DMT Equipment Distribution | Akron | Akron City Campus | Akron City Hospital | Basement | 1998-02-01 | Low
No | 008657 | Regulators, Suction | 6700-0082-000 - Intermittent Suction Unit (Isu) | GFCA02093 | Ohio Medical | DMT Equipment Distribution | Akron | Akron City Campus | Akron City Hospital | Basement | 1998-02-01 | Low
No | 008658 | Regulators, Suction | 6700-0082-000 - Intermittent Suction Unit (Isu) | GFCA02090 | Ohio Medical | 4 West - CPI Progressive Care Unit (CPI-PCU) | Akron | Akron City Campus | Akron City Hospital | 4th Floor | 2024-11-22 09:28 | Low
No | 008673 | Regulators, Suction | 6700-0082-000 - Intermittent Suction Unit (Isu) | GFCY02771 | Ohio Medical | DMT Equipment Distribution | Akron | Akron City Campus | Akron City Hospital | Basement | 1998-02-01 | Low
No | 008674 | Regulators, Suction | 6700-0082-000 - Intermittent Suction Unit (Isu) | GFCA02092 | Ohio Medical | 1 Central - CV Progressive Care Unit (PCU) | Akron | Akron City Campus | Akron City Hospital | 1st Floor | 1998-02-01 | Low
No | 008675 | Regulators, Suction | 6700-0082-000 - Intermittent Suction Unit (Isu) | GFCA02134 | Ohio Medical | DMT Equipment Distribution | Akron | Akron City Campus | Akron City Hospital | Basement | 1998-02-01 | Low
No | 008700 | Regulators, Suction | 6700-0082-000 - Intermittent Suction Unit (Isu) | GFFS15225 | Ohio Medical | DMT Equipment Distribution | Akron | Akron City Campus | Akron City Hospital | Basement | 1998-02-01 | Low
No | 008701 | Regulators, Suction | 6700-0082-000 - Intermittent Suction Unit (Isu) | GFFX24896 | Ohio Medical | DMT Equipment Distribution | Akron | Akron City Campus | Akron City Hospital | Basement | 1998-02-01 | Low
No | 008710 | Regulators, Suction | 6700-0082-000 - Intermittent Suction Unit (Isu) | GFCX02192 | Ohio Medical | DMT Equipment Distribution | Akron | Akron City Campus | Akron City Hospital | Basement | 1998-02-01 | Low
No | 008711 | Regulators, Suction | 6700-0082-000 - Intermittent Suction Unit (Isu) | GFFX241978 | Ohio Medical | DMT Equipment Distribution | Akron | Akron City Campus | Akron City Hospital | Basement | 1998-02-01 | Low
No | 008719 | Regulators, Suction | 6700-0082-000 - Intermittent Suction Unit (Isu) | GFHZ17153 | Ohio Medical | DMT Equipment Distribution | Akron | Akron City Campus | Akron City Hospital | Basement | 1998-02-01 | Low
No | 008726 | Regulators, Suction | 6700-0082-000 - Intermittent Suction Unit (Isu) | GFFR14779 | Ohio Medical | DMT Equipment Distribution | Akron | Akron City Campus | Akron City Hospital | Basement | 1998-02-01 | Low
No | 008743 | Regulators, Suction | 6700-0082-000 - Intermittent Suction Unit (Isu) | GFCA02637 | Ohio Medical | DMT Equipment Distribution | Akron | Akron City Campus | Akron City Hospital | Basement | 1998-02-01 | Low
No | 008750 | Regulators, Suction | 6700-0082-000 - Intermittent Suction Unit (Isu) | GFFW08078 | Ohio Medical | DMT Equipment Distribution | Akron | Akron City Campus | Akron City Hospital | Basement | 1998-02-01 | Low
No | 008751 | Regulators, Suction | 6700-0082-000 - Intermittent Suction Unit (Isu) | GFFZ15073 | Ohio Medical | DMT Equipment Distribution | Akron | Akron City Campus | Akron City Hospital | Basement | 1998-02-01 | Low
No | 008757 | Regulators, Suction | 6700-0082-000 - Intermittent Suction Unit (Isu) | GFCA02596 | Ohio Medical | DMT Equipment Distribution | Akron | Akron City Campus | Akron City Hospital | Basement | 1998-02-01 | Low
No | 008788 | Regulators, Suction | 6700-0082-000 - Intermittent Suction Unit (Isu) | GFFX18690 | Ohio Medical | 3 West - Trauma/Neuro Progressive Care Unit (PCU) | Akron | Akron City Campus | Akron City Hospital | 3rd Floor | 1998-02-01 | Low
No | 008793 | Regulators, Suction | 6700-0082-000 - Intermittent Suction Unit (Isu) | GFCC02712 | Ohio Medical | DMT Equipment Distribution | Akron | Akron City Campus | Akron City Hospital | Basement | 1998-02-01 | Low
No | 008805 | Regulators, Suction | 6700-0082-000 - Intermittent Suction Unit (Isu) | GFFX18696 | Ohio Medical | DMT Equipment Distribution | Akron | Akron City Campus | Akron City Hospital | Basement | 1998-02-01 | Low
No | 008809 | Regulators, Suction | 6700-0082-000 - Intermittent Suction Unit (Isu) | GFCC02708 | Ohio Medical | DMT Equipment Distribution | Akron | Akron City Campus | Akron City Hospital | Basement | 1998-02-01 | Low
No | 008811 | Regulators, Suction | 6700-0082-000 - Intermittent Suction Unit (Isu) | GFFW00364 | Ohio Medical | DMT Equipment Distribution | Akron | Akron City Campus | Akron City Hospital | Basement | 1998-02-01 | Low
No | 008812 | Regulators, Suction | 6700-0082-000 - Intermittent Suction Unit (Isu) | GFFX118697 | Ohio Medical | DMT Equipment Distribution | Akron | Akron City Campus | Akron City Hospital | Basement | 1998-02-01 | Low
No | 008813 | Regulators, Suction | 6700-0082-000 - Intermittent Suction Unit (Isu) | GFFZ15075 | Ohio Medical | DMT Equipment Distribution | Akron | Akron City Campus | Akron City Hospital | Basement | 1998-02-01 | Low
No | 008820 | Regulators, Suction | 6700-0082-000 - Intermittent Suction Unit (Isu) | GFCA02137 | Ohio Medical | DMT Equipment Distribution | Akron | Akron City Campus | Akron City Hospital | Basement | 1998-02-01 | Low
No | 008821 | Regulators, Suction | 6700-0082-000 - Intermittent Suction Unit (Isu) | GFCZ01483 | Ohio Medical | DMT Equipment Distribution | Akron | Akron City Campus | Akron City Hospital | Basement | 1998-02-01 | Low
No | 008840 | Regulators, Suction | 6700-0082-000 - Intermittent Suction Unit (Isu) | GFFX18700 | Ohio Medical | 1 Central - CV Progressive Care Unit (PCU) | Akron | Akron City Campus | Akron City Hospital | 1st Floor | 1998-02-01 | Low
No | 008862 | Regulators, Suction | 6700-0082-000 - Intermittent Suction Unit (Isu) | GFFV23777 | Ohio Medical | DMT Equipment Distribution | Akron | Akron City Campus | Akron City Hospital | Basement | 1998-02-01 | Low
No | 008863 | Regulators, Suction | 6700-0082-000 - Intermittent Suction Unit (Isu) | GFCA03995 | Ohio Medical | DMT Equipment Distribution | Akron | Akron City Campus | Akron City Hospital | Basement | 1998-02-01 | Low
No | 008876 | Regulators, Suction | 6700-0082-000 - Intermittent Suction Unit (Isu) | GFFV00338 | Ohio Medical | Nursery - SB | Barberton | Barberton Campus | Summa Barberton Hospital | 3rd Floor | 1998-02-01 | Low
No | 008877 | Regulators, Suction | 6700-0082-000 - Intermittent Suction Unit (Isu) | GFCZ04347 | Ohio Medical | T3 - Medical Intensive Care Unit (MICU) | Akron | Akron City Campus | Critical Care Tower | 3rd Floor | 1998-02-01 | Low
No | 008879 | Regulators, Suction | 6700-0082-000 - Intermittent Suction Unit (Isu) | GFCX02091 | Ohio Medical | Virtual Care Simulation Lab | Akron | Akron City Campus | Akron City Hospital | 1st Floor | 1998-02-01 | Low
No | 008919 | Regulators, Suction | 6700-0082-000 - Intermittent Suction Unit (Isu) | GFFV00488 | Ohio Medical | 5 East - Observation Unit | Akron | Akron City Campus | Akron City Hospital | 5th Floor | 1998-02-01 | Low
No | 008921 | Regulators, Suction | 6700-0082-000 - Intermittent Suction Unit (Isu) | GFFW00246 | Ohio Medical | DMT Equipment Distribution | Akron | Akron City Campus | Akron City Hospital | Basement | 1998-02-01 | Low
No | 008922 | Regulators, Suction | 6700-0082-000 - Intermittent Suction Unit (Isu) | GFCA03842 | Ohio Medical | DMT Equipment Distribution | Akron | Akron City Campus | Akron City Hospital | Basement | 1998-02-01 | Low
No | 008924 | Regulators, Suction | 6700-0082-000 - Intermittent Suction Unit (Isu) | GFCA04225 | Ohio Medical | 5 North - Acuity Adaptable Unit (AAU) | Akron | Akron City Campus | Akron City Hospital | 4th Floor | 1998-02-01 | Low
No | 008925 | Regulators, Suction | 6700-0082-000 - Intermittent Suction Unit (Isu) | GFFA10533 | Ohio Medical | DMT Equipment Distribution | Akron | Akron City Campus | Akron City Hospital | Basement | 1998-02-01 | Low
No | 008927 | Regulators, Suction | 6700-0082-000 - Intermittent Suction Unit (Isu) | GFFA10537 | Ohio Medical | DMT Equipment Distribution | Akron | Akron City Campus | Akron City Hospital | Basement | 1998-02-01 | Low
No | 008930 | Regulators, Suction | 6700-0082-000 - Intermittent Suction Unit (Isu) | GFFT02651 | Ohio Medical | DMT Equipment Distribution | Akron | Akron City Campus | Akron City Hospital | Basement | 1998-02-01 | Low
No | 008932 | Regulators, Suction | 6700-0082-000 - Intermittent Suction Unit (Isu) | GFFA10534 | Ohio Medical | DMT Equipment Distribution | Akron | Akron City Campus | Akron City Hospital | Basement | 1998-02-01 | Low
No | 008934 | Regulators, Suction | 6700-0082-000 - Intermittent Suction Unit (Isu) | GFFA10536 | Ohio Medical | DMT Equipment Distribution | Akron | Akron City Campus | Akron City Hospital | Basement | 1998-02-01 | Low
No | 008936 | Regulators, Suction | 6700-0082-000 - Intermittent Suction Unit (Isu) | GFFU11363 | Ohio Medical | DMT Equipment Distribution | Akron | Akron City Campus | Akron City Hospital | Basement | 1998-02-01 | Low
No | 008937 | Regulators, Suction | 6700-0082-000 - Intermittent Suction Unit (Isu) | AHBM29474 | Ohio Medical | DMT Equipment Distribution | Akron | Akron City Campus | Akron City Hospital | Basement | 1998-02-01 | Low
No | 008940 | Regulators, Suction | 6700-0082-000 - Intermittent Suction Unit (Isu) | GFCA03996 | Ohio Medical | DMT Equipment Distribution | Akron | Akron City Campus | Akron City Hospital | Basement | 1998-02-01 | Low
No | 008942 | Regulators, Suction | 6700-0082-000 - Intermittent Suction Unit (Isu) | GFCA03994 | Ohio Medical | DMT Equipment Distribution | Akron | Akron City Campus | Akron City Hospital | Basement | 1998-02-01 | Low
No | 008943 | Regulators, Suction | 6700-0082-000 - Intermittent Suction Unit (Isu) | GFFA10535 | Ohio Medical | PACU | Akron | Akron City Campus | Akron City Hospital | 1st Floor | 1998-02-01 | Low
No | 008953 | Regulators, Suction | 6700-0082-000 - Intermittent Suction Unit (Isu) | GFFR14797 | Ohio Medical | DMT Equipment Distribution | Akron | Akron City Campus | Akron City Hospital | Basement | 1998-02-01 | Low
No | 008956 | Regulators, Suction | 6700-0082-000 - Intermittent Suction Unit (Isu) | GFCZ04298 | Ohio Medical | Nursery - SB | Barberton | Barberton Campus | Summa Barberton Hospital | 3rd Floor | 1998-02-01 | Low
No | 008975 | Regulators, Suction | 6700-0082-000 - Intermittent Suction Unit (Isu) | GFFT09326 | Ohio Medical | 5 North - Acuity Adaptable Unit (AAU) | Akron | Akron City Campus | Akron City Hospital | 4th Floor | 1998-02-01 | Low
No | 008976 | Regulators, Suction | 6700-0082-000 - Intermittent Suction Unit (Isu) | GFFT09322 | Ohio Medical | DMT Equipment Distribution | Akron | Akron City Campus | Akron City Hospital | Basement | 1998-02-01 | Low
No | 008979 | Regulators, Suction | 6700-0082-000 - Intermittent Suction Unit (Isu) | GFCA02303 | Ohio Medical | DMT Equipment Distribution | Akron | Akron City Campus | Akron City Hospital | Basement | 1998-02-01 | Low
No | 008983 | Regulators, Suction | 6700-0082-000 - Intermittent Suction Unit (Isu) | GFFW08091 | Ohio Medical | DMT Equipment Distribution | Akron | Akron City Campus | Akron City Hospital | Basement | 1998-02-01 | Low
No | 008990 | Regulators, Suction | 6700-0082-000 - Intermittent Suction Unit (Isu) | GFFR06542 | Ohio Medical | DMT Equipment Distribution | Akron | Akron City Campus | Akron City Hospital | Basement | 1998-02-01 | Low
No | 008991 | Regulators, Suction | 6700-0082-000 - Intermittent Suction Unit (Isu) | GFFR14792 | Ohio Medical | DMT Equipment Distribution | Akron | Akron City Campus | Akron City Hospital | Basement | 1998-02-01 | Low
No | 009475 | Regulators, Suction | 6700-0082-000 - Intermittent Suction Unit (Isu) | GFCA03845 | Ohio Medical | DMT Equipment Distribution | Akron | Akron City Campus | Akron City Hospital | Basement | 1998-02-01 | Low
No | 009476 | Regulators, Suction | 6700-0082-000 - Intermittent Suction Unit (Isu) | GFCA03997 | Ohio Medical | DMT Equipment Distribution | Akron | Akron City Campus | Akron City Hospital | Basement | 1998-02-01 | Low
No | 009478 | Regulators, Suction | 6700-0082-000 - Intermittent Suction Unit (Isu) | GFCA03843 | Ohio Medical | DMT Equipment Distribution | Akron | Akron City Campus | Akron City Hospital | Basement | 1998-02-01 | Low
No | 009481 | Regulators, Suction | 6700-0082-000 - Intermittent Suction Unit (Isu) | GFFX18702 | Ohio Medical | DMT Equipment Distribution | Akron | Akron City Campus | Akron City Hospital | Basement | 1998-02-01 | Low
No | 009482 | Regulators, Suction | 6700-0082-000 - Intermittent Suction Unit (Isu) | GFFR02867 | Ohio Medical | DMT Equipment Distribution | Akron | Akron City Campus | Akron City Hospital | Basement | 1998-02-01 | Low
No | 009492 | Regulators, Suction | 6700-0082-000 - Intermittent Suction Unit (Isu) | GFCZ04368 | Ohio Medical | DMT Equipment Distribution | Akron | Akron City Campus | Akron City Hospital | Basement | 1998-02-01 | Low
No | 009502 | Regulators, Suction | 6700-0082-000 - Intermittent Suction Unit (Isu) | GFFV00327 | Ohio Medical | DMT Equipment Distribution | Akron | Akron City Campus | Akron City Hospital | Basement | 1998-02-01 | Low
No | 009503 | Regulators, Suction | 6700-0082-000 - Intermittent Suction Unit (Isu) | GFCYO2779 | Ohio Medical | DMT Equipment Distribution | Akron | Akron City Campus | Akron City Hospital | Basement | 1998-02-01 | Low
No | 009504 | Regulators, Suction | 6700-0082-000 - Intermittent Suction Unit (Isu) | GFCX02242 | Ohio Medical | DMT Equipment Distribution | Akron | Akron City Campus | Akron City Hospital | Basement | 1998-02-01 | Low
No | 009506 | Regulators, Suction | 6700-0082-000 - Intermittent Suction Unit (Isu) | GFCX02194 | Ohio Medical | DMT Equipment Distribution | Akron | Akron City Campus | Akron City Hospital | Basement | 1998-02-01 | Low
No | 009508 | Regulators, Suction | 6700-0082-000 - Intermittent Suction Unit (Isu) | GFCA04150 | Ohio Medical | DMT Equipment Distribution | Akron | Akron City Campus | Akron City Hospital | Basement | 1998-02-01 | Low
No | 009509 | Regulators, Suction | 6700-0082-000 - Intermittent Suction Unit (Isu) | GFCZ02295 | Ohio Medical | DMT Equipment Distribution | Akron | Akron City Campus | Akron City Hospital | Basement | 1998-02-01 | Low
No | 009546 | Regulators, Suction | 6700-0082-000 - Intermittent Suction Unit (Isu) | GFFR02871 | Ohio Medical | DMT Equipment Distribution | Akron | Akron City Campus | Akron City Hospital | Basement | 1998-02-01 | Low
No | 009551 | Regulators, Suction | 6700-0082-000 - Intermittent Suction Unit (Isu) | GFCA06223 | Ohio Medical | DMT Equipment Distribution | Akron | Akron City Campus | Akron City Hospital | Basement | 1998-02-01 | Low
No | 009552 | Regulators, Suction | 6700-0082-000 - Intermittent Suction Unit (Isu) | GFFZ20862 | Ohio Medical | DMT Equipment Distribution | Akron | Akron City Campus | Akron City Hospital | Basement | 1998-02-01 | Low
No | 009553 | Regulators, Suction | 6700-0082-000 - Intermittent Suction Unit (Isu) | GFFV00330 | Ohio Medical | DMT Equipment Distribution | Akron | Akron City Campus | Akron City Hospital | Basement | 1998-02-01 | Low
No | 009554 | Regulators, Suction | 6700-0082-000 - Intermittent Suction Unit (Isu) | GFFU11365 | Ohio Medical | DMT Equipment Distribution | Akron | Akron City Campus | Akron City Hospital | Basement | 1998-02-01 | Low
No | 009555 | Regulators, Suction | 6700-0082-000 - Intermittent Suction Unit (Isu) | GFFZ20863 | Ohio Medical | DMT Equipment Distribution | Akron | Akron City Campus | Akron City Hospital | Basement | 1998-02-01 | Low
No | 009565 | Regulators, Suction | 6700-0082-000 - Intermittent Suction Unit (Isu) | AHBH44112 | Ohio Medical | DMT Equipment Distribution | Akron | Akron City Campus | Akron City Hospital | Basement | 1998-02-01 | Low
No | 009566 | Regulators, Suction | 6700-0082-000 - Intermittent Suction Unit (Isu) | AHBH53755 | Ohio Medical | DMT Equipment Distribution | Akron | Akron City Campus | Akron City Hospital | Basement | 1998-02-01 | Low
No | 009567 | Regulators, Suction | 6700-0082-000 - Intermittent Suction Unit (Isu) | AHBH52299 | Ohio Medical | DMT Equipment Distribution | Akron | Akron City Campus | Akron City Hospital | Basement | 1998-02-01 | Low
No | 009568 | Regulators, Suction | 6700-0082-000 - Intermittent Suction Unit (Isu) | GFFX15816 | Ohio Medical | DMT Equipment Distribution | Akron | Akron City Campus | Akron City Hospital | Basement | 1998-02-01 | Low
No | 009569 | Regulators, Suction | 6700-0082-000 - Intermittent Suction Unit (Isu) | GFFX15815 | Ohio Medical | DMT Equipment Distribution | Akron | Akron City Campus | Akron City Hospital | Basement | 1998-02-01 | Low
No | 009573 | Regulators, Suction | 6700-0082-000 - Intermittent Suction Unit (Isu) | GFFX15818 | Ohio Medical | DMT Equipment Distribution | Akron | Akron City Campus | Akron City Hospital | Basement | 1998-02-01 | Low
No | 009579 | Regulators, Suction | 6700-0082-000 - Intermittent Suction Unit (Isu) | GFCB00209 | Ohio Medical | DMT Equipment Distribution | Akron | Akron City Campus | Akron City Hospital | Basement | 1998-02-01 | Low
No | 009580 | Regulators, Suction | 6700-0082-000 - Intermittent Suction Unit (Isu) | GFCZ01616 | Ohio Medical | DMT Equipment Distribution | Akron | Akron City Campus | Akron City Hospital | Basement | 1998-02-01 | Low
No | 009613 | Regulators, Suction | 6700-0082-000 - Intermittent Suction Unit (Isu) | GFFA08031 | Ohio Medical | DMT Equipment Distribution | Akron | Akron City Campus | Akron City Hospital | Basement | 1998-02-01 | Low
No | 009615 | Regulators, Suction | 6700-0082-000 - Intermittent Suction Unit (Isu) | GFFA08035 | Ohio Medical | SCI-Cardiology Prep & Recovery | Akron | Akron City Campus | Akron City Hospital | 1st Floor | 1998-02-01 | Low
No | 009618 | Regulators, Suction | 6700-0082-000 - Intermittent Suction Unit (Isu) | GFFX24897 | Ohio Medical | DMT Equipment Distribution | Akron | Akron City Campus | Akron City Hospital | Basement | 1998-02-01 | Low
No | 009619 | Regulators, Suction | 6700-0082-000 - Intermittent Suction Unit (Isu) | GFFA08033 | Ohio Medical | DMT Equipment Distribution | Akron | Akron City Campus | Akron City Hospital | Basement | 1998-02-01 | Low
No | 009620 | Regulators, Suction | 6700-0082-000 - Intermittent Suction Unit (Isu) | GFCB00267 | Ohio Medical | SCI-Cardiology Prep & Recovery | Akron | Akron City Campus | Akron City Hospital | 1st Floor | 1998-02-01 | Low
No | 009626 | Regulators, Suction | 6700-0082-000 - Intermittent Suction Unit (Isu) | GFCZ00886 | Ohio Medical | PACU | Akron | Akron City Campus | Akron City Hospital | 1st Floor | 1998-02-01 | Low
No | 009628 | Regulators, Suction | 6700-0082-000 - Intermittent Suction Unit (Isu) | GFCY05340 | Ohio Medical | PACU | Akron | Akron City Campus | Akron City Hospital | 1st Floor | 1998-02-01 | Low
No | 009631 | Regulators, Suction | 6700-0082-000 - Intermittent Suction Unit (Isu) | GFCZ01639 | Ohio Medical | DMT Equipment Distribution | Akron | Akron City Campus | Akron City Hospital | Basement | 1998-02-01 | Low
No | 009632 | Regulators, Suction | 6700-0082-000 - Intermittent Suction Unit (Isu) | GFCB00269 | Ohio Medical | SCI-Cardiology Prep & Recovery | Akron | Akron City Campus | Akron City Hospital | 1st Floor | 1998-02-01 | Low
No | 009633 | Regulators, Suction | 6700-0082-000 - Intermittent Suction Unit (Isu) | AHBH56343 | Ohio Medical | DMT Equipment Distribution | Akron | Akron City Campus | Akron City Hospital | Basement | 1998-02-01 | Low
No | 009634 | Regulators, Suction | 6700-0082-000 - Intermittent Suction Unit (Isu) | GFFA22894 | Ohio Medical | DMT Equipment Distribution | Akron | Akron City Campus | Akron City Hospital | Basement | 1998-02-01 | Low
No | 009636 | Regulators, Suction | 6700-0082-000 - Intermittent Suction Unit (Isu) | GFFR06543 | Ohio Medical | DMT Equipment Distribution | Akron | Akron City Campus | Akron City Hospital | Basement | 1998-02-01 | Low
No | 009639 | Regulators, Suction | 6700-0082-000 - Intermittent Suction Unit (Isu) | GFFX24212 | Ohio Medical | DMT Equipment Distribution | Akron | Akron City Campus | Akron City Hospital | Basement | 1998-02-01 | Low
No | 009640 | Regulators, Suction | 6700-0082-000 - Intermittent Suction Unit (Isu) | GFFV00489 | Ohio Medical | DMT Equipment Distribution | Akron | Akron City Campus | Akron City Hospital | Basement | 1998-02-01 | Low
No | 009642 | Regulators, Suction | 6700-0082-000 - Intermittent Suction Unit (Isu) | GFFX23724 | Ohio Medical | DMT Equipment Distribution | Akron | Akron City Campus | Akron City Hospital | Basement | 1998-02-01 | Low
No | 009652 | Regulators, Suction | 6700-0082-000 - Intermittent Suction Unit (Isu) | GFFV23640 | Ohio Medical | 3 West - Trauma/Neuro Progressive Care Unit (PCU) | Akron | Akron City Campus | Akron City Hospital | 3rd Floor | 1998-02-01 | Low
No | 009720 | Regulators, Suction | 6700-0082-000 - Intermittent Suction Unit (Isu) | GFCA05816 | Ohio Medical | DMT Equipment Distribution | Akron | Akron City Campus | Akron City Hospital | Basement | 1998-02-01 | Low
No | 009721 | Regulators, Suction | 6700-0082-000 - Intermittent Suction Unit (Isu) | GFFV00475 | Ohio Medical | DMT Equipment Distribution | Akron | Akron City Campus | Akron City Hospital | Basement | 1998-02-01 | Low
No | 009722 | Regulators, Suction | 6700-0082-000 - Intermittent Suction Unit (Isu) | GZ415276390826698109 | Ohio Medical | DMT Equipment Distribution | Akron | Akron City Campus | Akron City Hospital | Basement | 1998-02-01 | Low
No | 009725 | Regulators, Suction | 6700-0082-000 - Intermittent Suction Unit (Isu) | GFFV00470 | Ohio Medical | DMT Equipment Distribution | Akron | Akron City Campus | Akron City Hospital | Basement | 1998-02-01 | Low
No | 009728 | Regulators, Suction | 6700-0082-000 - Intermittent Suction Unit (Isu) | GFCB00208 | Ohio Medical | DMT Equipment Distribution | Akron | Akron City Campus | Akron City Hospital | Basement | 1998-02-01 | Low
No | 009729 | Regulators, Suction | 6700-0082-000 - Intermittent Suction Unit (Isu) | GFFV03509 | Ohio Medical | DMT Equipment Distribution | Akron | Akron City Campus | Akron City Hospital | Basement | 1998-02-01 | Low
No | 009730 | Regulators, Suction | 6700-0082-000 - Intermittent Suction Unit (Isu) | GFCB00266 | Ohio Medical | DMT Equipment Distribution | Akron | Akron City Campus | Akron City Hospital | Basement | 1998-02-01 | Low
No | 009731 | Regulators, Suction | 6700-0082-000 - Intermittent Suction Unit (Isu) | GFCZ00798 | Ohio Medical | DMT Equipment Distribution | Akron | Akron City Campus | Akron City Hospital | Basement | 1998-02-01 | Low
No | 009739 | Regulators, Suction | 6700-0082-000 - Intermittent Suction Unit (Isu) | GFCW04358 | Ohio Medical | DMT Equipment Distribution | Akron | Akron City Campus | Akron City Hospital | Basement | 1998-02-01 | Low
No | 009741 | Regulators, Suction | 6700-0082-000 - Intermittent Suction Unit (Isu) | GFFV23751 | Ohio Medical | DMT Equipment Distribution | Akron | Akron City Campus | Akron City Hospital | Basement | 1998-02-01 | Low
No | 009742 | Regulators, Suction | 6700-0082-000 - Intermittent Suction Unit (Isu) | GFCA05818 | Ohio Medical | 1 Central - CV Progressive Care Unit (PCU) | Akron | Akron City Campus | Akron City Hospital | 1st Floor | 1998-02-01 | Low
No | 009745 | Regulators, Suction | 6700-0082-000 - Intermittent Suction Unit (Isu) | GFFV00491 | Ohio Medical | DMT Equipment Distribution | Akron | Akron City Campus | Akron City Hospital | Basement | 1998-02-01 | Low
No | 009793 | Regulators, Suction | 6700-0082-000 - Intermittent Suction Unit (Isu) | GFFV00476 | Ohio Medical | DMT Equipment Distribution | Akron | Akron City Campus | Akron City Hospital | Basement | 2000-07-03 | Low
No | 009794 | Regulators, Suction | 6700-0082-000 - Intermittent Suction Unit (Isu) | GFFV00490 | Ohio Medical | DMT Equipment Distribution | Akron | Akron City Campus | Akron City Hospital | Basement | 1998-02-01 | Low
No | 009795 | Regulators, Suction | 6700-0082-000 - Intermittent Suction Unit (Isu) | GFFT09323 | Ohio Medical | DMT Equipment Distribution | Akron | Akron City Campus | Akron City Hospital | Basement | 1998-02-01 | Low
No | 009796 | Regulators, Suction | 6700-0082-000 - Intermittent Suction Unit (Isu) | GFCA05935 | Ohio Medical | DMT Equipment Distribution | Akron | Akron City Campus | Akron City Hospital | Basement | 1998-02-01 | Low
No | 009797 | Regulators, Suction | 6700-0082-000 - Intermittent Suction Unit (Isu) | GFFX24206 | Ohio Medical | DMT Equipment Distribution | Akron | Akron City Campus | Akron City Hospital | Basement | 1998-02-01 | Low
No | 009798 | Regulators, Suction | 6700-0082-000 - Intermittent Suction Unit (Isu) | GFFA22897 | Ohio Medical | DMT Equipment Distribution | Akron | Akron City Campus | Akron City Hospital | Basement | 1998-02-01 | Low
No | 009800 | Regulators, Suction | 6700-0082-000 - Intermittent Suction Unit (Isu) | GFFX15820 | Ohio Medical | DMT Equipment Distribution | Akron | Akron City Campus | Akron City Hospital | Basement | 1998-02-01 | Low
No | 009801 | Regulators, Suction | 6700-0082-000 - Intermittent Suction Unit (Isu) | GFFT06207 | Ohio Medical | Nursery - SB | Barberton | Barberton Campus | Summa Barberton Hospital | 3rd Floor | 1998-02-01 | Low
No | 009802 | Regulators, Suction | 6700-0082-000 - Intermittent Suction Unit (Isu) | GFFA22896 | Ohio Medical | DMT Equipment Distribution | Akron | Akron City Campus | Akron City Hospital | Basement | 1998-02-01 | Low
No | 009803 | Regulators, Suction | 6700-0082-000 - Intermittent Suction Unit (Isu) | GFCA05938 | Ohio Medical | T1 - CTV Intensive Care Unit (CTV-ICU) | Akron | Akron City Campus | Critical Care Tower | 1st Floor | 1998-02-01 | Low
No | 009804 | Regulators, Suction | 6700-0082-000 - Intermittent Suction Unit (Isu) | GFCA05817 | Ohio Medical | DMT Equipment Distribution | Akron | Akron City Campus | Akron City Hospital | Basement | 1998-02-01 | Low
No | 009805 | Regulators, Suction | 6700-0082-000 - Intermittent Suction Unit (Isu) | GFFA22893 | Ohio Medical | DMT Equipment Distribution | Akron | Akron City Campus | Akron City Hospital | Basement | 1998-02-01 | Low
No | 009809 | Regulators, Suction | 6700-0082-000 - Intermittent Suction Unit (Isu) | GFCA05936 | Ohio Medical | DMT Equipment Distribution | Akron | Akron City Campus | Akron City Hospital | Basement | 1998-02-01 | Low
No | 009810 | Regulators, Suction | 6700-0082-000 - Intermittent Suction Unit (Isu) | GFFA08030 | Ohio Medical | DMT Equipment Distribution | Akron | Akron City Campus | Akron City Hospital | Basement | 1998-02-01 | Low
No | 009812 | Regulators, Suction | 6700-0082-000 - Intermittent Suction Unit (Isu) | GFFA22898 | Ohio Medical | DMT Equipment Distribution | Akron | Akron City Campus | Akron City Hospital | Basement | 1998-02-01 | Low
No | 009813 | Regulators, Suction | 6700-0082-000 - Intermittent Suction Unit (Isu) | GFCX02032 | Ohio Medical | DMT Equipment Distribution | Akron | Akron City Campus | Akron City Hospital | Basement | 1998-02-01 | Low
No | 009819 | Regulators, Suction | 6700-0082-000 - Intermittent Suction Unit (Isu) | GFFX15813 | Ohio Medical | DMT Equipment Distribution | Akron | Akron City Campus | Akron City Hospital | Basement | 1998-02-01 | Low
No | 009821 | Regulators, Suction | 6700-0082-000 - Intermittent Suction Unit (Isu) | GFFW08063 | Ohio Medical | DMT Equipment Distribution | Akron | Akron City Campus | Akron City Hospital | Basement | 1998-02-01 | Low
No | 009840 | Regulators, Suction | 6700-0082-000 - Intermittent Suction Unit (Isu) | GFCA06244 | Ohio Medical | DMT Equipment Distribution | Akron | Akron City Campus | Akron City Hospital | Basement | 1998-02-01 | Low
No | 009841 | Regulators, Suction | 6700-0082-000 - Intermittent Suction Unit (Isu) | GFCX02098 | Ohio Medical | T1 - CTV Intensive Care Unit (CTV-ICU) | Akron | Akron City Campus | Critical Care Tower | 1st Floor | 1998-02-01 | Low
No | 009843 | Regulators, Suction | 6700-0082-000 - Intermittent Suction Unit (Isu) | GFCB00323 | Ohio Medical | DMT Equipment Distribution | Akron | Akron City Campus | Akron City Hospital | Basement | 1998-02-01 | Low
No | 009844 | Regulators, Suction | 6700-0082-000 - Intermittent Suction Unit (Isu) | GFCY05342 | Ohio Medical | DMT Equipment Distribution | Akron | Akron City Campus | Akron City Hospital | Basement | 1998-02-01 | Low
No | 009846 | Regulators, Suction | 6700-0082-000 - Intermittent Suction Unit (Isu) | GFCB00322 | Ohio Medical | 5 North - Acuity Adaptable Unit (AAU) | Akron | Akron City Campus | Akron City Hospital | 4th Floor | 1998-02-01 | Low
No | 010012 | Regulators, Suction | 6700-0082-000 - Intermittent Suction Unit (Isu) | GFFB18312 | Ohio Medical | DMT Equipment Distribution | Akron | Akron City Campus | Akron City Hospital | Basement | 1998-09-08 | Low
No | 010013 | Regulators, Suction | 6700-0082-000 - Intermittent Suction Unit (Isu) | GFFB18313 | Ohio Medical | DMT Equipment Distribution | Akron | Akron City Campus | Akron City Hospital | Basement | 1998-09-08 | Low
No | 010016 | Regulators, Suction | 6700-0082-000 - Intermittent Suction Unit (Isu) | GFFB18306 | Ohio Medical | DMT Equipment Distribution | Akron | Akron City Campus | Akron City Hospital | Basement | 1998-09-08 | Low
No | 010017 | Regulators, Suction | 6700-0082-000 - Intermittent Suction Unit (Isu) | GFFB18307 | Ohio Medical | SCI-Cardiology Prep & Recovery | Akron | Akron City Campus | Akron City Hospital | 1st Floor | 1998-09-08 | Low
No | 010018 | Regulators, Suction | 6700-0082-000 - Intermittent Suction Unit (Isu) | GFFB18304 | Ohio Medical | DMT Equipment Distribution | Akron | Akron City Campus | Akron City Hospital | Basement | 1998-09-08 | Low
No | 010021 | Regulators, Suction | 6700-0082-000 - Intermittent Suction Unit (Isu) | GFFB18303 | Ohio Medical | DMT Equipment Distribution | Akron | Akron City Campus | Akron City Hospital | Basement | 1998-09-08 | Low
No | 010578 | Regulators, Suction | 6700-0082-000 - Intermittent Suction Unit (Isu) | GFFD20544 | Ohio Medical | DMT Equipment Distribution | Akron | Akron City Campus | Akron City Hospital | Basement | 2000-11-02 | Low
No | 010579 | Regulators, Suction | 6700-0082-000 - Intermittent Suction Unit (Isu) | GFFD20543 | Ohio Medical | DMT Equipment Distribution | Akron | Akron City Campus | Akron City Hospital | Basement | 2000-11-02 | Low
No | 010580 | Regulators, Suction | 6700-0082-000 - Intermittent Suction Unit (Isu) | GFFD20545 | Ohio Medical | DMT Equipment Distribution | Akron | Akron City Campus | Akron City Hospital | Basement | 2000-11-02 | Low
No | 010581 | Regulators, Suction | 6700-0082-000 - Intermittent Suction Unit (Isu) | GFFD20542 | Ohio Medical | DMT Equipment Distribution | Akron | Akron City Campus | Akron City Hospital | Basement | 2000-11-02 | Low
No | 010900 | Regulators, Suction | 6700-0082-000 - Intermittent Suction Unit (Isu) | GFFE11809 | Ohio Medical | SCI-Cardiac Cath Lab Svcs | Akron | Akron City Campus | Akron City Hospital | 1st Floor | 2001-06-12 | Low
No | 010901 | Regulators, Suction | 6700-0082-000 - Intermittent Suction Unit (Isu) | GFFE11810 | Ohio Medical | PACU | Akron | Akron City Campus | Akron City Hospital | 1st Floor | 2001-06-12 | Low
No | 010902 | Regulators, Suction | 6700-0082-000 - Intermittent Suction Unit (Isu) | GFFE11800 | Ohio Medical | PACU | Akron | Akron City Campus | Akron City Hospital | 1st Floor | 2001-06-12 | Low
No | 010903 | Regulators, Suction | 6700-0082-000 - Intermittent Suction Unit (Isu) | GFFE11797 | Ohio Medical | PACU | Akron | Akron City Campus | Akron City Hospital | 1st Floor | 2001-06-12 | Low
No | 010904 | Regulators, Suction | 6700-0082-000 - Intermittent Suction Unit (Isu) | GFFE11812 | Ohio Medical | PACU | Akron | Akron City Campus | Akron City Hospital | 1st Floor | 2001-06-12 | Low
No | 010905 | Regulators, Suction | 6700-0082-000 - Intermittent Suction Unit (Isu) | GFFE11808 | Ohio Medical | PACU | Akron | Akron City Campus | Akron City Hospital | 1st Floor | 2001-06-12 | Low
No | 010906 | Regulators, Suction | 6700-0082-000 - Intermittent Suction Unit (Isu) | GFFE11807 | Ohio Medical | PACU | Akron | Akron City Campus | Akron City Hospital | 1st Floor | 2001-06-12 | Low
No | 010907 | Regulators, Suction | 6700-0082-000 - Intermittent Suction Unit (Isu) | GFFE11795 | Ohio Medical | PACU | Akron | Akron City Campus | Akron City Hospital | 1st Floor | 2001-06-12 | Low
No | 010908 | Regulators, Suction | 6700-0082-000 - Intermittent Suction Unit (Isu) | GFFE11796 | Ohio Medical | PACU | Akron | Akron City Campus | Akron City Hospital | 1st Floor | 2001-06-12 | Low
No | 010909 | Regulators, Suction | 6700-0082-000 - Intermittent Suction Unit (Isu) | GFFE11813 | Ohio Medical | PACU | Akron | Akron City Campus | Akron City Hospital | 1st Floor | 2001-06-12 | Low
No | 010910 | Regulators, Suction | 6700-0082-000 - Intermittent Suction Unit (Isu) | GFFE11799 | Ohio Medical | PACU | Akron | Akron City Campus | Akron City Hospital | 1st Floor | 2001-06-12 | Low
No | 010911 | Regulators, Suction | 6700-0082-000 - Intermittent Suction Unit (Isu) | GFFE11801 | Ohio Medical | PACU | Akron | Akron City Campus | Akron City Hospital | 1st Floor | 2001-06-12 | Low
No | 010912 | Regulators, Suction | 6700-0082-000 - Intermittent Suction Unit (Isu) | GFFE11818 | Ohio Medical | PACU | Akron | Akron City Campus | Akron City Hospital | 1st Floor | 2001-06-12 | Low
No | 010913 | Regulators, Suction | 6700-0082-000 - Intermittent Suction Unit (Isu) | GFFE11820 | Ohio Medical | PACU | Akron | Akron City Campus | Akron City Hospital | 1st Floor | 2001-06-12 | Low
No | 010915 | Regulators, Suction | 6700-0082-000 - Intermittent Suction Unit (Isu) | GFFE11817 | Ohio Medical | PACU | Akron | Akron City Campus | Akron City Hospital | 1st Floor | 2001-06-12 | Low
No | 010916 | Regulators, Suction | 6700-0082-000 - Intermittent Suction Unit (Isu) | GFFE11804 | Ohio Medical | PACU | Akron | Akron City Campus | Akron City Hospital | 1st Floor | 2001-06-12 | Low
No | 010917 | Regulators, Suction | 6700-0082-000 - Intermittent Suction Unit (Isu) | GFFE11798 | Ohio Medical | PACU | Akron | Akron City Campus | Akron City Hospital | 1st Floor | 2001-06-12 | Low
No | 010918 | Regulators, Suction | 6700-0082-000 - Intermittent Suction Unit (Isu) | GFFE11803 | Ohio Medical | PACU | Akron | Akron City Campus | Akron City Hospital | 1st Floor | 2001-06-12 | Low
No | 010919 | Regulators, Suction | 6700-0082-000 - Intermittent Suction Unit (Isu) | GFFE11814 | Ohio Medical | PACU | Akron | Akron City Campus | Akron City Hospital | 1st Floor | 2001-06-12 | Low
No | 010920 | Regulators, Suction | 6700-0082-000 - Intermittent Suction Unit (Isu) | GFFE11821 | Ohio Medical | PACU | Akron | Akron City Campus | Akron City Hospital | 1st Floor | 2001-06-12 | Low
No | 010921 | Regulators, Suction | 6700-0082-000 - Intermittent Suction Unit (Isu) | GFFE11802 | Ohio Medical | PACU | Akron | Akron City Campus | Akron City Hospital | 1st Floor | 2001-06-12 | Low
No | 010922 | Regulators, Suction | 6700-0082-000 - Intermittent Suction Unit (Isu) | GFFE11815 | Ohio Medical | Nursery - SB | Barberton | Barberton Campus | Summa Barberton Hospital | 3rd Floor | 2001-06-12 | Low
No | 010923 | Regulators, Suction | 6700-0082-000 - Intermittent Suction Unit (Isu) | GFFE11822 | Ohio Medical | PACU | Akron | Akron City Campus | Akron City Hospital | 1st Floor | 2001-06-12 | Low
No | 010924 | Regulators, Suction | 6700-0082-000 - Intermittent Suction Unit (Isu) | GFFE11793 | Ohio Medical | PACU | Akron | Akron City Campus | Akron City Hospital | 1st Floor | 2001-06-12 | Low
No | 010925 | Regulators, Suction | 6700-0082-000 - Intermittent Suction Unit (Isu) | GFFE11805 | Ohio Medical | PACU | Akron | Akron City Campus | Akron City Hospital | 1st Floor | 2001-06-12 | Low
No | 010926 | Regulators, Suction | 6700-0082-000 - Intermittent Suction Unit (Isu) | GFFE11806 | Ohio Medical | PACU | Akron | Akron City Campus | Akron City Hospital | 1st Floor | 2001-06-12 | Low
No | 010927 | Regulators, Suction | 6700-0082-000 - Intermittent Suction Unit (Isu) | GFFE11816 | Ohio Medical | PACU | Akron | Akron City Campus | Akron City Hospital | 1st Floor | 2001-06-12 | Low
No | 010928 | Regulators, Suction | 6700-0082-000 - Intermittent Suction Unit (Isu) | GFFE11819 | Ohio Medical | PACU | Akron | Akron City Campus | Akron City Hospital | 1st Floor | 2001-06-12 | Low
No | 010970 | Regulators, Suction | 6700-0082-000 - Intermittent Suction Unit (Isu) | GFFC04422 | Ohio Medical | DMT Equipment Distribution | Akron | Akron City Campus | Akron City Hospital | Basement | 2001-11-19 | Low
No | 010972 | Regulators, Suction | 6700-0082-000 - Intermittent Suction Unit (Isu) | GFFC04425 | Ohio Medical | DMT Equipment Distribution | Akron | Akron City Campus | Akron City Hospital | Basement | 2001-11-19 | Low
No | 011105 | Regulators, Suction | 6700-0082-000 - Intermittent Suction Unit (Isu) | GFCC02706 | Ohio Medical | DMT Equipment Distribution | Akron | Akron City Campus | Akron City Hospital | Basement | 1999-10-06 | Low
No | 011133 | Regulators, Suction | 6700-0082-000 - Intermittent Suction Unit (Isu) | GFFV23666 | Ohio Medical | 3 East - Palliative and Hospice Unit | Akron | Akron City Campus | Akron City Hospital | 3rd Floor | 1998-02-01 | Low
No | 011246 | Regulators, Suction | 6700-0082-000 - Intermittent Suction Unit (Isu) | GFFR06547 | Ohio Medical | DMT Equipment Distribution | Akron | Akron City Campus | Akron City Hospital | Basement | 1998-02-01 | Low
No | 011247 | Regulators, Suction | 6700-0082-000 - Intermittent Suction Unit (Isu) | GFCZ01732? | Ohio Medical | DMT Equipment Distribution | Akron | Akron City Campus | Akron City Hospital | Basement | 1998-02-01 | Low
No | 011248 | Regulators, Suction | 6700-0082-000 - Intermittent Suction Unit (Isu) | GFFV23746 | Ohio Medical | DMT Equipment Distribution | Akron | Akron City Campus | Akron City Hospital | Basement | 1998-02-01 | Low
No | 011256 | Regulators, Suction | 6700-0082-000 - Intermittent Suction Unit (Isu) | GFCDZ00797 | Ohio Medical | DMT Equipment Distribution | Akron | Akron City Campus | Akron City Hospital | Basement | 1998-02-01 | Low
No | 011258 | Regulators, Suction | 6700-0082-000 - Intermittent Suction Unit (Isu) | GFCY05438 | Ohio Medical | DMT Equipment Distribution | Akron | Akron City Campus | Akron City Hospital | Basement | 1998-02-01 | Low
No | 011259 | Regulators, Suction | 6700-0082-000 - Intermittent Suction Unit (Isu) | GFFV23643 | Ohio Medical | DMT Equipment Distribution | Akron | Akron City Campus | Akron City Hospital | Basement | 1998-02-01 | Low
No | 011262 | Regulators, Suction | 6700-0082-000 - Intermittent Suction Unit (Isu) | GFCY06075 | Ohio Medical | DMT Equipment Distribution | Akron | Akron City Campus | Akron City Hospital | Basement | 1998-02-01 | Low
No | 011263 | Regulators, Suction | 6700-0082-000 - Intermittent Suction Unit (Isu) | GFCY06148 | Ohio Medical | DMT Equipment Distribution | Akron | Akron City Campus | Akron City Hospital | Basement | 1998-02-01 | Low
No | 011267 | Regulators, Suction | 6700-0082-000 - Intermittent Suction Unit (Isu) | CFFA24741 | Ohio Medical | DMT Equipment Distribution | Akron | Akron City Campus | Akron City Hospital | Basement | 1997-12-31 | Low
No | 011268 | Regulators, Suction | 6700-0082-000 - Intermittent Suction Unit (Isu) | GFFA24739 | Ohio Medical | DMT Equipment Distribution | Akron | Akron City Campus | Akron City Hospital | Basement | 1997-12-31 | Low
No | 011269 | Regulators, Suction | 6700-0082-000 - Intermittent Suction Unit (Isu) | GFCX02090 | Ohio Medical | DMT Equipment Distribution | Akron | Akron City Campus | Akron City Hospital | Basement | 1998-02-01 | Low
No | 011271 | Regulators, Suction | 6700-0082-000 - Intermittent Suction Unit (Isu) | GFCX02035 | Ohio Medical | DMT Equipment Distribution | Akron | Akron City Campus | Akron City Hospital | Basement | 1998-02-01 | Low
No | 011272 | Regulators, Suction | 6700-0082-000 - Intermittent Suction Unit (Isu) | AHBM01342? | Ohio Medical | DMT Equipment Distribution | Akron | Akron City Campus | Akron City Hospital | Basement | 1998-02-01 | Low
No | 011273 | Regulators, Suction | 6700-0082-000 - Intermittent Suction Unit (Isu) | GFFV03505 | Ohio Medical | DMT Equipment Distribution | Akron | Akron City Campus | Akron City Hospital | Basement | 1998-02-01 | Low
No | 011274 | Regulators, Suction | 6700-0082-000 - Intermittent Suction Unit (Isu) | GFCX02274? | Ohio Medical | DMT Equipment Distribution | Akron | Akron City Campus | Akron City Hospital | Basement | 1998-02-01 | Low
No | 011275 | Regulators, Suction | 6700-0082-000 - Intermittent Suction Unit (Isu) | GFCX01493 | Ohio Medical | DMT Equipment Distribution | Akron | Akron City Campus | Akron City Hospital | Basement | 1998-02-01 | Low
No | 011278 | Regulators, Suction | 6700-0082-000 - Intermittent Suction Unit (Isu) | CFFA24771? | Ohio Medical | DMT Equipment Distribution | Akron | Akron City Campus | Akron City Hospital | Basement | 1997-12-31 | Low
No | 011279 | Regulators, Suction | 6700-0082-000 - Intermittent Suction Unit (Isu) | GFFA24767 | Ohio Medical | DMT Equipment Distribution | Akron | Akron City Campus | Akron City Hospital | Basement | 1997-12-31 | Low
No | 011283 | Regulators, Suction | 6700-0082-000 - Intermittent Suction Unit (Isu) | CFFA24728? | Ohio Medical | DMT Equipment Distribution | Akron | Akron City Campus | Akron City Hospital | Basement | 1997-12-31 | Low
No | 011284 | Regulators, Suction | 6700-0082-000 - Intermittent Suction Unit (Isu) | CFFA24759? | Ohio Medical | DMT Equipment Distribution | Akron | Akron City Campus | Akron City Hospital | Basement | 1997-12-31 | Low
No | 011285 | Regulators, Suction | 6700-0082-000 - Intermittent Suction Unit (Isu) | CFFA24756? | Ohio Medical | DMT Equipment Distribution | Akron | Akron City Campus | Akron City Hospital | Basement | 1997-12-31 | Low
No | 011286 | Regulators, Suction | 6700-0082-000 - Intermittent Suction Unit (Isu) | CFFA24761 | Ohio Medical | DMT Equipment Distribution | Akron | Akron City Campus | Akron City Hospital | Basement | 1997-12-31 | Low
No | 011288 | Regulators, Suction | 6700-0082-000 - Intermittent Suction Unit (Isu) | GFFV03512 | Ohio Medical | DMT Equipment Distribution | Akron | Akron City Campus | Akron City Hospital | Basement | 1999-12-21 | Low
No | 011289 | Regulators, Suction | 6700-0082-000 - Intermittent Suction Unit (Isu) | GFFW00249 | Ohio Medical | DMT Equipment Distribution | Akron | Akron City Campus | Akron City Hospital | Basement | 1999-12-21 | Low
No | 011308 | Regulators, Suction | 6700-0082-000 - Intermittent Suction Unit (Isu) | GFFC20861 | Ohio Medical | DMT Equipment Distribution | Akron | Akron City Campus | Akron City Hospital | Basement | 1999-12-31 | Low
No | 011564 | Regulators, Suction | 6700-0082-000 - Intermittent Suction Unit (Isu) | GFFV23773 | Ohio Medical | Nuclear Medicine | Akron | Akron City Campus | Akron City Hospital | Ground Floor | 1998-02-01 | Low
No | 012027 | Regulators, Suction | 6700-0082-000 - Intermittent Suction Unit (Isu) | GFCB00325 | Ohio Medical | DMT Equipment Distribution | Akron | Akron City Campus | Akron City Hospital | Basement | 1998-02-01 | Low
No | 012030 | Regulators, Suction | 6700-0082-000 - Intermittent Suction Unit (Isu) | GFCA06243 | Ohio Medical | DMT Equipment Distribution | Akron | Akron City Campus | Akron City Hospital | Basement | 1998-02-01 | Low
No | 012031 | Regulators, Suction | 6700-0082-000 - Intermittent Suction Unit (Isu) | GFCB03061 | Ohio Medical | DMT Equipment Distribution | Akron | Akron City Campus | Akron City Hospital | Basement | 1998-02-01 | Low
No | 012032 | Regulators, Suction | 6700-0082-000 - Intermittent Suction Unit (Isu) | GFCB00324 | Ohio Medical | DMT Equipment Distribution | Akron | Akron City Campus | Akron City Hospital | Basement | 1998-02-01 | Low
No | 012039 | Regulators, Suction | 6700-0082-000 - Intermittent Suction Unit (Isu) | GFCB00328 | Ohio Medical | DMT Equipment Distribution | Akron | Akron City Campus | Akron City Hospital | Basement | 1998-02-01 | Low
No | 012228 | Regulators, Suction | 6700-0082-000 - Intermittent Suction Unit (Isu) | GFFV23657 | Ohio Medical | 4 East - Detox Unit | Akron | Akron City Campus | Akron City Hospital | 4th Floor | 1998-02-01 | Low
No | 013008 | Regulators, Suction | 6700-0082-000 - Intermittent Suction Unit (Isu) | GFCZ01731 | Ohio Medical | DMT Equipment Distribution | Akron | Akron City Campus | Akron City Hospital | Basement | 1998-02-01 | Low
No | 013009 | Regulators, Suction | 6700-0082-000 - Intermittent Suction Unit (Isu) | GFCA05768 | Ohio Medical | DMT Equipment Distribution | Akron | Akron City Campus | Akron City Hospital | Basement | 1998-02-01 | Low
No | 013011 | Regulators, Suction | 6700-0082-000 - Intermittent Suction Unit (Isu) | GFCB03059 | Ohio Medical | DMT Equipment Distribution | Akron | Akron City Campus | Akron City Hospital | Basement | 1998-02-01 | Low
No | 013012 | Regulators, Suction | 6700-0082-000 - Intermittent Suction Unit (Isu) | GFCX02124 | Ohio Medical | DMT Equipment Distribution | Akron | Akron City Campus | Akron City Hospital | Basement | 1998-02-01 | Low
No | 013013 | Regulators, Suction | 6700-0082-000 - Intermittent Suction Unit (Isu) | GFFX25040 | Ohio Medical | DMT Equipment Distribution | Akron | Akron City Campus | Akron City Hospital | Basement | 1998-02-01 | Low
No | 013033 | Regulators, Suction | 6700-0082-000 - Intermittent Suction Unit (Isu) | GFFX25042 | Ohio Medical | DMT Equipment Distribution | Akron | Akron City Campus | Akron City Hospital | Basement | 1997-12-31 | Low
No | 014039 | Regulators, Suction | 6700-0082-000 - Intermittent Suction Unit (Isu) | GFFD18621 | Ohio Medical | 5 North - Acuity Adaptable Unit (AAU) | Akron | Akron City Campus | Akron City Hospital | 5th Floor | 2000-10-04 | Low
No | 014044 | Regulators, Suction | 6700-0082-000 - Intermittent Suction Unit (Isu) | GFFD18612 | Ohio Medical | T3 - Medical Intensive Care Unit (MICU) | Akron | Akron City Campus | Critical Care Tower | 3rd Floor | 2000-10-20 | Low
No | 014046 | Regulators, Suction | 6700-0082-000 - Intermittent Suction Unit (Isu) | GFFD18613 | Ohio Medical | T3 - Medical Intensive Care Unit (MICU) | Akron | Akron City Campus | Critical Care Tower | 3rd Floor | 2000-10-20 | Low
No | 014751 | Regulators, Suction | 6700-0082-000 - Intermittent Suction Unit (Isu) | GFFL09026 | Ohio Medical | Nursery - SB | Barberton | Barberton Campus | Summa Barberton Hospital | 3rd Floor | 2007-05-01 | Low
No | 014752 | Regulators, Suction | 6700-0082-000 - Intermittent Suction Unit (Isu) | GFFL09027 | Ohio Medical | 1 Central - CV Progressive Care Unit (PCU) | Akron | Akron City Campus | Akron City Hospital | 1st Floor | 2007-05-01 | Low
No | 014753 | Regulators, Suction | 6700-0082-000 - Intermittent Suction Unit (Isu) | GFFL09028 | Ohio Medical | 1 Central - CV Progressive Care Unit (PCU) | Akron | Akron City Campus | Akron City Hospital | 1st Floor | 2007-05-01 | Low
No | 014754 | Regulators, Suction | 6700-0082-000 - Intermittent Suction Unit (Isu) | GFFL09029 | Ohio Medical | 1 Central - CV Progressive Care Unit (PCU) | Akron | Akron City Campus | Akron City Hospital | 1st Floor | 2007-05-01 | Low
No | 014757 | Regulators, Suction | 6700-0082-000 - Intermittent Suction Unit (Isu) | GFFL09032 | Ohio Medical | 1 Central - CV Progressive Care Unit (PCU) | Akron | Akron City Campus | Akron City Hospital | 1st Floor | 2007-05-01 | Low
No | 014759 | Regulators, Suction | 6700-0082-000 - Intermittent Suction Unit (Isu) | GFFL09024 | Ohio Medical | 1 Central - CV Progressive Care Unit (PCU) | Akron | Akron City Campus | Akron City Hospital | 1st Floor | 2007-05-01 | Low
No | 014773 | Regulators, Suction | 6700-0082-000 - Intermittent Suction Unit (Isu) | GFFL10191 | Ohio Medical | DMT Equipment Distribution | Akron | Akron City Campus | Akron City Hospital | Basement | 2007-06-06 | Low
No | 014774 | Regulators, Suction | 6700-0082-000 - Intermittent Suction Unit (Isu) | GFFL10189 | Ohio Medical | Virtual Care Simulation Lab | Akron | Akron City Campus | Akron City Hospital | 1st Floor | 2007-06-06 | Low
No | 014775 | Regulators, Suction | 6700-0082-000 - Intermittent Suction Unit (Isu) | GFFL10190 | Ohio Medical | DMT Equipment Distribution | Akron | Akron City Campus | Akron City Hospital | Basement | 2007-06-06 | Low
No | 015304 | Regulators, Suction | 6700-0082-000 - Intermittent Suction Unit (Isu) | GFFA11915 | Ohio Medical | DMT Equipment Distribution | Akron | Akron City Campus | Akron City Hospital | Basement | 2004-04-23 | Low
No | 015897 | Regulators, Suction | 6700-0082-000 - Intermittent Suction Unit (Isu) | GFFH34894 | Ohio Medical | H5 - Medical/Surgical Unit (MSU) | Akron | Akron City Campus | H Tower | 5th Floor | 2004-12-09 | Low
No | 015898 | Regulators, Suction | 6700-0082-000 - Intermittent Suction Unit (Isu) | GFFH34899 | Ohio Medical | Nursery - SB | Barberton | Barberton Campus | Summa Barberton Hospital | 3rd Floor | 2004-12-09 | Low
No | 016075 | Regulators, Suction | 6700-0082-000 - Intermittent Suction Unit (Isu) | GFCX02274 | Ohio Medical | DMT Equipment Distribution | Akron | Akron City Campus | Akron City Hospital | Basement | 1998-02-01 | Low
No | 016080 | Regulators, Suction | 6700-0082-000 - Intermittent Suction Unit (Isu) | GFFX18698 | Ohio Medical | DMT Equipment Distribution | Akron | Akron City Campus | Akron City Hospital | Basement | 1998-02-01 | Low
No | 016093 | Regulators, Suction | 6700-0082-000 - Intermittent Suction Unit (Isu) | GFFC04611 | Ohio Medical | DMT Equipment Distribution | Akron | Akron City Campus | Akron City Hospital | Basement | 1998-02-01 | Low
No | 016096 | Regulators, Suction | 6700-0082-000 - Intermittent Suction Unit (Isu) | GFFZ15089 | Ohio Medical | DMT Equipment Distribution | Akron | Akron City Campus | Akron City Hospital | Basement | 1998-02-01 | Low
No | 016101 | Regulators, Suction | 6700-0082-000 - Intermittent Suction Unit (Isu) | GFFX20602 | Ohio Medical | DMT Equipment Distribution | Akron | Akron City Campus | Akron City Hospital | Basement | 2001-03-27 | Low
No | 016103 | Regulators, Suction | 6700-0082-000 - Intermittent Suction Unit (Isu) | GFFX20603 | Ohio Medical | DMT Equipment Distribution | Akron | Akron City Campus | Akron City Hospital | Basement | 2013-08-26 | Low
No | 016127 | Regulators, Suction | 6700-0082-000 - Intermittent Suction Unit (Isu) | GFFC04607 | Ohio Medical | DMT Equipment Distribution | Akron | Akron City Campus | Akron City Hospital | Basement | 2000-05-09 | Low
No | 016165 | Regulators, Suction | 6700-0082-000 - Intermittent Suction Unit (Isu) | GFFX25041 | Ohio Medical | DMT Equipment Distribution | Akron | Akron City Campus | Akron City Hospital | Basement | 2000-05-23 | Low
No | 016177 | Regulators, Suction | 6700-0082-000 - Intermittent Suction Unit (Isu) | GFFV03504 | Ohio Medical | DMT Equipment Distribution | Akron | Akron City Campus | Akron City Hospital | Basement | 2000-05-23 | Low
No | 016179 | Regulators, Suction | 6700-0082-000 - Intermittent Suction Unit (Isu) | GFFX25038 | Ohio Medical | DMT Equipment Distribution | Akron | Akron City Campus | Akron City Hospital | Basement | 2000-05-23 | Low
No | 016180 | Regulators, Suction | 6700-0082-000 - Intermittent Suction Unit (Isu) | GFFX25044 | Ohio Medical | DMT Equipment Distribution | Akron | Akron City Campus | Akron City Hospital | Basement | 2000-05-23 | Low
No | 016181 | Regulators, Suction | 6700-0082-000 - Intermittent Suction Unit (Isu) | GFFX25035 | Ohio Medical | DMT Equipment Distribution | Akron | Akron City Campus | Akron City Hospital | Basement | 2000-05-23 | Low
No | 016182 | Regulators, Suction | 6700-0082-000 - Intermittent Suction Unit (Isu) | GFFR06590 | Ohio Medical | Nursery - SB | Barberton | Barberton Campus | Summa Barberton Hospital | 3rd Floor | 2000-05-23 | Low
No | 016189 | Regulators, Suction | 6700-0082-000 - Intermittent Suction Unit (Isu) | GFCX02125 | Ohio Medical | DMT Equipment Distribution | Akron | Akron City Campus | Akron City Hospital | Basement | 2000-05-24 | Low
No | 016200 | Regulators, Suction | 6700-0082-000 - Intermittent Suction Unit (Isu) | GFFX25039 | Ohio Medical | DMT Equipment Distribution | Akron | Akron City Campus | Akron City Hospital | Basement | 2000-06-07 | Low
No | 016209 | Regulators, Suction | 6700-0082-000 - Intermittent Suction Unit (Isu) | GFCF03865 | Ohio Medical | DMT Equipment Distribution | Akron | Akron City Campus | Akron City Hospital | Basement | 2000-08-15 | Low
No | 016218 | Regulators, Suction | 6700-0082-000 - Intermittent Suction Unit (Isu) | GFFR14784 | Ohio Medical | DMT Equipment Distribution | Akron | Akron City Campus | Akron City Hospital | Basement | 2000-06-12 | Low
No | 016226 | Regulators, Suction | 6700-0082-000 - Intermittent Suction Unit (Isu) | GFCB00804 | Ohio Medical | DMT Equipment Distribution | Akron | Akron City Campus | Akron City Hospital | Basement | 1998-02-01 | Low
No | 016327 | Regulators, Suction | 6700-0082-000 - Intermittent Suction Unit (Isu) | GFCZ04314 | Ohio Medical | DMT Equipment Distribution | Akron | Akron City Campus | Akron City Hospital | Basement | 1998-02-01 | Low
No | 016598 | Regulators, Suction | 6700-0082-000 - Intermittent Suction Unit (Isu) | CFFA24749 | Ohio Medical | T3 - Medical Intensive Care Unit (MICU) | Akron | Akron City Campus | Critical Care Tower | 3rd Floor | 1997-12-31 | Low
No | 017001 | Regulators, Suction | 6700-0082-000 - Intermittent Suction Unit (Isu) | GFFE11249 | Ohio Medical | DMT Equipment Distribution | Akron | Akron City Campus | Akron City Hospital | Basement | 2001-07-16 | Low
No | 017002 | Regulators, Suction | 6700-0082-000 - Intermittent Suction Unit (Isu) | GFFE06636 | Ohio Medical | DMT Equipment Distribution | Akron | Akron City Campus | Akron City Hospital | Basement | 2001-07-16 | Low
No | 017003 | Regulators, Suction | 6700-0082-000 - Intermittent Suction Unit (Isu) | GFFE11259 | Ohio Medical | DMT Equipment Distribution | Akron | Akron City Campus | Akron City Hospital | Basement | 2001-07-16 | Low
No | 017005 | Regulators, Suction | 6700-0082-000 - Intermittent Suction Unit (Isu) | GFFE11260 | Ohio Medical | H4 - Mother/Baby Unit | Akron | Akron City Campus | H Tower | 4th Floor | 2001-07-16 | Low
No | 017007 | Regulators, Suction | 6700-0082-000 - Intermittent Suction Unit (Isu) | GFFE11256 | Ohio Medical | DMT Equipment Distribution | Akron | Akron City Campus | Akron City Hospital | Basement | 2001-07-16 | Low
No | 017011 | Regulators, Suction | 6700-0082-000 - Intermittent Suction Unit (Isu) | GFFE11253 | Ohio Medical | DMT Equipment Distribution | Akron | Akron City Campus | Akron City Hospital | Basement | 2001-07-16 | Low
No | 017013 | Regulators, Suction | 6700-0082-000 - Intermittent Suction Unit (Isu) | GFFE11252 | Ohio Medical | DMT Equipment Distribution | Akron | Akron City Campus | Akron City Hospital | Basement | 2001-07-16 | Low
No | 017014 | Regulators, Suction | 6700-0082-000 - Intermittent Suction Unit (Isu) | GFFE11258 | Ohio Medical | DMT Equipment Distribution | Akron | Akron City Campus | Akron City Hospital | Basement | 2001-07-16 | Low
No | 017015 | Regulators, Suction | 6700-0082-000 - Intermittent Suction Unit (Isu) | GFFE06644 | Ohio Medical | DMT Equipment Distribution | Akron | Akron City Campus | Akron City Hospital | Basement | 2001-07-16 | Low
No | 017155 | Regulators, Suction | 6700-0082-000 - Intermittent Suction Unit (Isu) | GFFD15753 | Ohio Medical | DMT Equipment Distribution | Akron | Akron City Campus | Akron City Hospital | Basement | 2002-10-09 | Low
No | 017157 | Regulators, Suction | 6700-0082-000 - Intermittent Suction Unit (Isu) | GFFD15756 | Ohio Medical | 1 Central - CV Progressive Care Unit (PCU) | Akron | Akron City Campus | Akron City Hospital | 1st Floor | 2002-10-09 | Low
No | 017158 | Regulators, Suction | 6700-0082-000 - Intermittent Suction Unit (Isu) | GFFD15752 | Ohio Medical | DMT Equipment Distribution | Akron | Akron City Campus | Akron City Hospital | Basement | 2002-10-09 | Low
No | 017218 | Regulators, Suction | 6700-0082-000 - Intermittent Suction Unit (Isu) | GFFFL8287 | Ohio Medical | SCI-Cardiac Cath Lab Svcs | Akron | Akron City Campus | Akron City Hospital | 1st Floor | 2002-11-20 | Low
No | 018111 | Regulators, Suction | 6700-0082-000 - Intermittent Suction Unit (Isu) | GFFD18609 | Ohio Medical | DMT Equipment Distribution | Akron | Akron City Campus | Akron City Hospital | Basement | 2002-08-06 | Low
No | 018113 | Regulators, Suction | 6700-0082-000 - Intermittent Suction Unit (Isu) | GFFC04610 | Ohio Medical | DMT Equipment Distribution | Akron | Akron City Campus | Akron City Hospital | Basement | 1998-02-01 | Low
No | 018676 | Regulators, Suction | 6700-0082-000 - Intermittent Suction Unit (Isu) | GFCX02209 | Ohio Medical | DMT Equipment Distribution | Akron | Akron City Campus | Akron City Hospital | Basement | 1998-02-01 | Low
No | 018693 | Regulators, Suction | 6700-0082-000 - Intermittent Suction Unit (Isu) | GFFG14876 | Ohio Medical | Endoscopy - Outpatient | Akron | Akron City Campus | 95 Arch | Ground Floor | 2003-06-05 | Low
No | 018695 | Regulators, Suction | 6700-0082-000 - Intermittent Suction Unit (Isu) | GFFG14861 | Ohio Medical | Endoscopy - Outpatient | Akron | Akron City Campus | 95 Arch | Ground Floor | 2003-06-05 | Low
No | 018696 | Regulators, Suction | 6700-0082-000 - Intermittent Suction Unit (Isu) | GFFG14862 | Ohio Medical | Endoscopy - Outpatient | Akron | Akron City Campus | 95 Arch | Ground Floor | 2003-06-05 | Low
No | 018697 | Regulators, Suction | 6700-0082-000 - Intermittent Suction Unit (Isu) | GFFG14863 | Ohio Medical | Endoscopy - Outpatient | Akron | Akron City Campus | 95 Arch | Ground Floor | 2003-06-05 | Low
No | 018698 | Regulators, Suction | 6700-0082-000 - Intermittent Suction Unit (Isu) | GFFG14864 | Ohio Medical | Virtual Care Simulation Lab | Akron | Akron City Campus | Akron City Hospital | 1st Floor | 2003-06-05 | Low
No | 018699 | Regulators, Suction | 6700-0082-000 - Intermittent Suction Unit (Isu) | GFFG14865 | Ohio Medical | 5 West - Cardiac Progressive Care Unit (PCU) | Akron | Akron City Campus | Akron City Hospital | 5th Floor | 2003-06-05 | Low
No | 018700 | Regulators, Suction | 6700-0082-000 - Intermittent Suction Unit (Isu) | GFFG14854 | Ohio Medical | Endoscopy - Outpatient | Akron | Akron City Campus | 95 Arch | Ground Floor | 2003-06-05 | Low
No | 018701 | Regulators, Suction | 6700-0082-000 - Intermittent Suction Unit (Isu) | GFFG14855 | Ohio Medical | Endoscopy - Outpatient | Akron | Akron City Campus | 95 Arch | Ground Floor | 2003-06-05 | Low
No | 018702 | Regulators, Suction | 6700-0082-000 - Intermittent Suction Unit (Isu) | GFFG14871 | Ohio Medical | Endoscopy - Outpatient | Akron | Akron City Campus | 95 Arch | Ground Floor | 2003-06-05 | Low
No | 018703 | Regulators, Suction | 6700-0082-000 - Intermittent Suction Unit (Isu) | GFFG14872 | Ohio Medical | Endoscopy - Outpatient | Akron | Akron City Campus | 95 Arch | Ground Floor | 2003-06-05 | Low
No | 018704 | Regulators, Suction | 6700-0082-000 - Intermittent Suction Unit (Isu) | GFFG14873 | Ohio Medical | Endoscopy - Outpatient | Akron | Akron City Campus | 95 Arch | Ground Floor | 2003-06-05 | Low
No | 018705 | Regulators, Suction | 6700-0082-000 - Intermittent Suction Unit (Isu) | GFFG14856 | Ohio Medical | Endoscopy - Outpatient | Akron | Akron City Campus | 95 Arch | Ground Floor | 2003-06-05 | Low
No | 018706 | Regulators, Suction | 6700-0082-000 - Intermittent Suction Unit (Isu) | GFFG14857 | Ohio Medical | Endoscopy - Outpatient | Akron | Akron City Campus | 95 Arch | Ground Floor | 2003-06-05 | Low
No | 018707 | Regulators, Suction | 6700-0082-000 - Intermittent Suction Unit (Isu) | GFFG14858 | Ohio Medical | Endoscopy - Outpatient | Akron | Akron City Campus | 95 Arch | Ground Floor | 2003-06-05 | Low
No | 018708 | Regulators, Suction | 6700-0082-000 - Intermittent Suction Unit (Isu) | GFFG14859 | Ohio Medical | Endoscopy - Outpatient | Akron | Akron City Campus | 95 Arch | Ground Floor | 2003-06-05 | Low
No | 018709 | Regulators, Suction | 6700-0082-000 - Intermittent Suction Unit (Isu) | GFFG14860 | Ohio Medical | Endoscopy - Outpatient | Akron | Akron City Campus | 95 Arch | Ground Floor | 2003-06-05 | Low
No | 018710 | Regulators, Suction | 6700-0082-000 - Intermittent Suction Unit (Isu) | GFFG14867 | Ohio Medical | PACU | Akron | Akron City Campus | Akron City Hospital | 1st Floor | 2003-06-05 | Low
No | 018711 | Regulators, Suction | 6700-0082-000 - Intermittent Suction Unit (Isu) | GFFG14866 | Ohio Medical | PACU | Akron | Akron City Campus | Akron City Hospital | 1st Floor | 2003-06-05 | Low
No | 018712 | Regulators, Suction | 6700-0082-000 - Intermittent Suction Unit (Isu) | GFFG14868 | Ohio Medical | Endoscopy - Outpatient | Akron | Akron City Campus | 95 Arch | Ground Floor | 2003-06-05 | Low
No | 018713 | Regulators, Suction | 6700-0082-000 - Intermittent Suction Unit (Isu) | GFFG14869 | Ohio Medical | Endoscopy - Outpatient | Akron | Akron City Campus | 95 Arch | Ground Floor | 2003-06-05 | Low
No | 018714 | Regulators, Suction | 6700-0082-000 - Intermittent Suction Unit (Isu) | GFFG14870 | Ohio Medical | Endoscopy - Outpatient | Akron | Akron City Campus | 95 Arch | Ground Floor | 2003-06-05 | Low
No | 018831 | Regulators, Suction | 6700-0082-000 - Intermittent Suction Unit (Isu) | GFFX25043 | Ohio Medical | 5 West - Cardiac Progressive Care Unit (PCU) | Akron | Akron City Campus | Akron City Hospital | 5th Floor | 2003-06-12 | Low
No | 018832 | Regulators, Suction | 6700-0082-000 - Intermittent Suction Unit (Isu) | GFFG14694 | Ohio Medical | 5 West - Cardiac Progressive Care Unit (PCU) | Akron | Akron City Campus | Akron City Hospital | 5th Floor | 2003-06-12 | Low
No | 018834 | Regulators, Suction | 6700-0082-000 - Intermittent Suction Unit (Isu) | GFFG14704 | Ohio Medical | 5 West - Cardiac Progressive Care Unit (PCU) | Akron | Akron City Campus | Akron City Hospital | 5th Floor | 2003-06-12 | Low
No | 018835 | Regulators, Suction | 6700-0082-000 - Intermittent Suction Unit (Isu) | GFFG14705 | Ohio Medical | 5 West - Cardiac Progressive Care Unit (PCU) | Akron | Akron City Campus | Akron City Hospital | 5th Floor | 2003-06-12 | Low
No | 018841 | Regulators, Suction | 6700-0082-000 - Intermittent Suction Unit (Isu) | GFFG14692 | Ohio Medical | 5 West - Cardiac Progressive Care Unit (PCU) | Akron | Akron City Campus | Akron City Hospital | 5th Floor | 2003-06-12 | Low
No | 018843 | Regulators, Suction | 6700-0082-000 - Intermittent Suction Unit (Isu) | GFFG14690 | Ohio Medical | 5 West - Cardiac Progressive Care Unit (PCU) | Akron | Akron City Campus | Akron City Hospital | 5th Floor | 2003-06-12 | Low
No | 018844 | Regulators, Suction | 6700-0082-000 - Intermittent Suction Unit (Isu) | GFFA24780 | Ohio Medical | 5 West - Cardiac Progressive Care Unit (PCU) | Akron | Akron City Campus | Akron City Hospital | 5th Floor | 2003-06-12 | Low
No | 018846 | Regulators, Suction | 6700-0082-000 - Intermittent Suction Unit (Isu) | GFFG14698 | Ohio Medical | Virtual Care Simulation Lab | Akron | Akron City Campus | Akron City Hospital | 1st Floor | 2003-06-12 | Low
No | 018848 | Regulators, Suction | 6700-0082-000 - Intermittent Suction Unit (Isu) | GFFG14688 | Ohio Medical | 5 West - Cardiac Progressive Care Unit (PCU) | Akron | Akron City Campus | Akron City Hospital | 5th Floor | 2003-06-12 | Low
No | 018849 | Regulators, Suction | 6700-0082-000 - Intermittent Suction Unit (Isu) | GFFG14689 | Ohio Medical | 5 West - Cardiac Progressive Care Unit (PCU) | Akron | Akron City Campus | Akron City Hospital | 5th Floor | 2003-06-12 | Low
No | 018876 | Regulators, Suction | 6700-0082-000 - Intermittent Suction Unit (Isu) | GFFG17018 | Ohio Medical | SCI-Cardiology Prep & Recovery | Akron | Akron City Campus | Akron City Hospital | 1st Floor | 2003-06-26 | Low
No | 018877 | Regulators, Suction | 6700-0082-000 - Intermittent Suction Unit (Isu) | GFFG17019 | Ohio Medical | DMT Equipment Distribution | Akron | Akron City Campus | Akron City Hospital | Basement | 2003-06-26 | Low
No | 018878 | Regulators, Suction | 6700-0082-000 - Intermittent Suction Unit (Isu) | GFFG17013 | Ohio Medical | DMT Equipment Distribution | Akron | Akron City Campus | Akron City Hospital | Basement | 2003-06-26 | Low
No | 018880 | Regulators, Suction | 6700-0082-000 - Intermittent Suction Unit (Isu) | GFFG17015 | Ohio Medical | DMT Equipment Distribution | Akron | Akron City Campus | Akron City Hospital | Basement | 2003-06-26 | Low
No | 018881 | Regulators, Suction | 6700-0082-000 - Intermittent Suction Unit (Isu) | GFFG17016 | Ohio Medical | DMT Equipment Distribution | Akron | Akron City Campus | Akron City Hospital | Basement | 2003-06-26 | Low
No | 018882 | Regulators, Suction | 6700-0082-000 - Intermittent Suction Unit (Isu) | GFFG17017 | Ohio Medical | DMT Equipment Distribution | Akron | Akron City Campus | Akron City Hospital | Basement | 2003-06-26 | Low
No | 018883 | Regulators, Suction | 6700-0082-000 - Intermittent Suction Unit (Isu) | GFFG17020 | Ohio Medical | DMT Equipment Distribution | Akron | Akron City Campus | Akron City Hospital | Basement | 2003-06-26 | Low
No | 018884 | Regulators, Suction | 6700-0082-000 - Intermittent Suction Unit (Isu) | GFFG17021 | Ohio Medical | DMT Equipment Distribution | Akron | Akron City Campus | Akron City Hospital | Basement | 2003-06-26 | Low
No | 019113 | Regulators, Suction | 6700-0082-000 - Intermittent Suction Unit (Isu) | GFCC02710 | Ohio Medical | DMT Equipment Distribution | Akron | Akron City Campus | Akron City Hospital | Basement | 1998-02-01 | Low
No | 020573 | Regulators, Suction | 6700-0082-000 - Intermittent Suction Unit (Isu) | GFFH39583 | Ohio Medical | T2 - STN Intensive Care Unit (STN-ICU) | Akron | Akron City Campus | Critical Care Tower | 2nd Floor | 2005-01-05 | Low
No | 020574 | Regulators, Suction | 6700-0082-000 - Intermittent Suction Unit (Isu) | GFFH39580 | Ohio Medical | T2 - STN Intensive Care Unit (STN-ICU) | Akron | Akron City Campus | Critical Care Tower | 2nd Floor | 2005-01-05 | Low
No | 020576 | Regulators, Suction | 6700-0082-000 - Intermittent Suction Unit (Isu) | GFFH39568 | Ohio Medical | 1 Central - CV Progressive Care Unit (PCU) | Akron | Akron City Campus | Akron City Hospital | 1st Floor | 2005-01-05 | Low
No | 020577 | Regulators, Suction | 6700-0082-000 - Intermittent Suction Unit (Isu) | GFFH39579 | Ohio Medical | T2 - STN Intensive Care Unit (STN-ICU) | Akron | Akron City Campus | Critical Care Tower | 2nd Floor | 2005-01-05 | Low
No | 020578 | Regulators, Suction | 6700-0082-000 - Intermittent Suction Unit (Isu) | GFFH39584 | Ohio Medical | T2 - STN Intensive Care Unit (STN-ICU) | Akron | Akron City Campus | Critical Care Tower | 2nd Floor | 2005-01-05 | Low
No | 020579 | Regulators, Suction | 6700-0082-000 - Intermittent Suction Unit (Isu) | GFFH39571 | Ohio Medical | T2 - STN Intensive Care Unit (STN-ICU) | Akron | Akron City Campus | Critical Care Tower | 2nd Floor | 2005-01-05 | Low
No | 020582 | Regulators, Suction | 6700-0082-000 - Intermittent Suction Unit (Isu) | GFFH39575 | Ohio Medical | T2 - STN Intensive Care Unit (STN-ICU) | Akron | Akron City Campus | Critical Care Tower | 2nd Floor | 2005-01-05 | Low
No | 020584 | Regulators, Suction | 6700-0082-000 - Intermittent Suction Unit (Isu) | GFFH39581 | Ohio Medical | T3 - Medical Intensive Care Unit (MICU) | Akron | Akron City Campus | Critical Care Tower | 3rd Floor | 2005-01-05 | Low
No | 020586 | Regulators, Suction | 6700-0082-000 - Intermittent Suction Unit (Isu) | GFFH39559 | Ohio Medical | T3 - Medical Intensive Care Unit (MICU) | Akron | Akron City Campus | Critical Care Tower | 3rd Floor | 2005-01-05 | Low
No | 020588 | Regulators, Suction | 6700-0082-000 - Intermittent Suction Unit (Isu) | GFFH39558 | Ohio Medical | T3 - Medical Intensive Care Unit (MICU) | Akron | Akron City Campus | Critical Care Tower | 3rd Floor | 2005-01-05 | Low
No | 020589 | Regulators, Suction | 6700-0082-000 - Intermittent Suction Unit (Isu) | GFFH39569 | Ohio Medical | T3 - Medical Intensive Care Unit (MICU) | Akron | Akron City Campus | Critical Care Tower | 3rd Floor | 2005-01-05 | Low
No | 020590 | Regulators, Suction | 6700-0082-000 - Intermittent Suction Unit (Isu) | GFFH39566 | Ohio Medical | T3 - Medical Intensive Care Unit (MICU) | Akron | Akron City Campus | Critical Care Tower | 3rd Floor | 2005-01-05 | Low
No | 020591 | Regulators, Suction | 6700-0082-000 - Intermittent Suction Unit (Isu) | GFFH39582 | Ohio Medical | T3 - Medical Intensive Care Unit (MICU) | Akron | Akron City Campus | Critical Care Tower | 3rd Floor | 2005-01-05 | Low
No | 020593 | Regulators, Suction | 6700-0082-000 - Intermittent Suction Unit (Isu) | GFFH39563 | Ohio Medical | 5 North - Acuity Adaptable Unit (AAU) | Akron | Akron City Campus | Akron City Hospital | 4th Floor | 2005-01-05 | Low
No | 020594 | Regulators, Suction | 6700-0082-000 - Intermittent Suction Unit (Isu) | GFFH39573 | Ohio Medical | PACU | Akron | Akron City Campus | Akron City Hospital | 1st Floor | 2005-01-05 | Low
No | 020596 | Regulators, Suction | 6700-0082-000 - Intermittent Suction Unit (Isu) | GFFH39565 | Ohio Medical | PACU | Akron | Akron City Campus | Akron City Hospital | 1st Floor | 2005-01-05 | Low
No | 020597 | Regulators, Suction | 6700-0082-000 - Intermittent Suction Unit (Isu) | GFFH39572 | Ohio Medical | PACU | Akron | Akron City Campus | Akron City Hospital | 1st Floor | 2005-01-05 | Low
No | 020598 | Regulators, Suction | 6700-0082-000 - Intermittent Suction Unit (Isu) | GFFH39574 | Ohio Medical | PACU | Akron | Akron City Campus | Akron City Hospital | 1st Floor | 2005-01-05 | Low
No | 020599 | Regulators, Suction | 6700-0082-000 - Intermittent Suction Unit (Isu) | GFFH39577 | Ohio Medical | PACU | Akron | Akron City Campus | Akron City Hospital | 1st Floor | 2005-01-05 | Low
No | 020600 | Regulators, Suction | 6700-0082-000 - Intermittent Suction Unit (Isu) | GFFH39567 | Ohio Medical | PACU | Akron | Akron City Campus | Akron City Hospital | 1st Floor | 2005-01-05 | Low
No | 020719 | Regulators, Suction | 6700-0082-000 - Intermittent Suction Unit (Isu) | AHB005515 | Ohio Medical | DMT Equipment Distribution | Akron | Akron City Campus | Akron City Hospital | Basement | 2005-11-23 | Low
No | 020771 | Regulators, Suction | 6700-0082-000 - Intermittent Suction Unit (Isu) | AHBN35499 | Ohio Medical | DMT Equipment Distribution | Akron | Akron City Campus | Akron City Hospital | Basement | 1998-02-01 | Low
No | 021399 | Regulators, Suction | 6700-0082-000 - Intermittent Suction Unit (Isu) | AHBM01347 | Ohio Medical | SCI-Cardiology Prep & Recovery | Akron | Akron City Campus | Akron City Hospital | 1st Floor | 2007-01-03 | Low
No | 021426 | Regulators, Suction | 6700-0082-000 - Intermittent Suction Unit (Isu) | GFFK32199 | Ohio Medical | SCI-Cardiology Prep & Recovery | Akron | Akron City Campus | Akron City Hospital | 1st Floor | 2007-01-03 | Low
No | 021427 | Regulators, Suction | 6700-0082-000 - Intermittent Suction Unit (Isu) | GFFK32201 | Ohio Medical | SCI-Cardiology Prep & Recovery | Akron | Akron City Campus | Akron City Hospital | 1st Floor | 2007-01-03 | Low
No | 021428 | Regulators, Suction | 6700-0082-000 - Intermittent Suction Unit (Isu) | GFFK32198 | Ohio Medical | SCI-Cardiology Prep & Recovery | Akron | Akron City Campus | Akron City Hospital | 1st Floor | 2007-01-03 | Low
No | 021429 | Regulators, Suction | 6700-0082-000 - Intermittent Suction Unit (Isu) | GFFK32200 | Ohio Medical | SCI-Cardiology Prep & Recovery | Akron | Akron City Campus | Akron City Hospital | 1st Floor | 2007-01-03 | Low
No | 021430 | Regulators, Suction | 6700-0082-000 - Intermittent Suction Unit (Isu) | GFFK32203 | Ohio Medical | SCI-Cardiology Prep & Recovery | Akron | Akron City Campus | Akron City Hospital | 1st Floor | 2007-01-03 | Low
No | 021431 | Regulators, Suction | 6700-0082-000 - Intermittent Suction Unit (Isu) | GFFK32202 | Ohio Medical | SCI-Cardiology Prep & Recovery | Akron | Akron City Campus | Akron City Hospital | 1st Floor | 2007-01-03 | Low
No | 021432 | Regulators, Suction | 6700-0082-000 - Intermittent Suction Unit (Isu) | GFFK32204 | Ohio Medical | SCI-Cardiology Prep & Recovery | Akron | Akron City Campus | Akron City Hospital | 1st Floor | 2007-01-03 | Low
No | 021679 | Regulators, Suction | 6700-0082-000 - Intermittent Suction Unit (Isu) | GFFK02505 | Ohio Medical | T2 - STN Intensive Care Unit (STN-ICU) | Akron | Akron City Campus | Critical Care Tower | 2nd Floor | 2006-05-24 | Low
No | 021680 | Regulators, Suction | 6700-0082-000 - Intermittent Suction Unit (Isu) | GFFK02508 | Ohio Medical | T3 - Medical Intensive Care Unit (MICU) | Akron | Akron City Campus | Critical Care Tower | 3rd Floor | 2006-05-24 | Low
No | 021681 | Regulators, Suction | 6700-0082-000 - Intermittent Suction Unit (Isu) | GFFK02625 | Ohio Medical | T3 - Medical Intensive Care Unit (MICU) | Akron | Akron City Campus | Critical Care Tower | 3rd Floor | 2006-05-24 | Low
No | 021682 | Regulators, Suction | 6700-0082-000 - Intermittent Suction Unit (Isu) | GFFK02506 | Ohio Medical | Nursery - SB | Barberton | Barberton Campus | Summa Barberton Hospital | 3rd Floor | 2006-05-24 | Low
No | 021683 | Regulators, Suction | 6700-0082-000 - Intermittent Suction Unit (Isu) | GFFK02509 | Ohio Medical | T2 - STN Intensive Care Unit (STN-ICU) | Akron | Akron City Campus | Critical Care Tower | 2nd Floor | 2006-05-24 | Low
No | 021684 | Regulators, Suction | 6700-0082-000 - Intermittent Suction Unit (Isu) | GFFK02507 | Ohio Medical | T3 - Medical Intensive Care Unit (MICU) | Akron | Akron City Campus | Critical Care Tower | 3rd Floor | 2006-05-24 | Low
No | 021685 | Regulators, Suction | 6700-0082-000 - Intermittent Suction Unit (Isu) | GFFK02629 | Ohio Medical | PACU | Akron | Akron City Campus | Akron City Hospital | 1st Floor | 2006-05-24 | Low
No | 021686 | Regulators, Suction | 6700-0082-000 - Intermittent Suction Unit (Isu) | GFFK02623 | Ohio Medical | T2 - STN Intensive Care Unit (STN-ICU) | Akron | Akron City Campus | Critical Care Tower | 2nd Floor | 2006-05-24 | Low
No | 021687 | Regulators, Suction | 6700-0082-000 - Intermittent Suction Unit (Isu) | GFFK02502 | Ohio Medical | T2 - STN Intensive Care Unit (STN-ICU) | Akron | Akron City Campus | Critical Care Tower | 2nd Floor | 2006-05-24 | Low
No | 021688 | Regulators, Suction | 6700-0082-000 - Intermittent Suction Unit (Isu) | GFFK02620 | Ohio Medical | T2 - STN Intensive Care Unit (STN-ICU) | Akron | Akron City Campus | Critical Care Tower | 2nd Floor | 2006-05-24 | Low
No | 021689 | Regulators, Suction | 6700-0082-000 - Intermittent Suction Unit (Isu) | GFFK02628 | Ohio Medical | T2 - STN Intensive Care Unit (STN-ICU) | Akron | Akron City Campus | Critical Care Tower | 2nd Floor | 2006-05-24 | Low
No | 021690 | Regulators, Suction | 6700-0082-000 - Intermittent Suction Unit (Isu) | GFFK02626 | Ohio Medical | T2 - STN Intensive Care Unit (STN-ICU) | Akron | Akron City Campus | Critical Care Tower | 2nd Floor | 2006-05-24 | Low
No | 021692 | Regulators, Suction | 6700-0082-000 - Intermittent Suction Unit (Isu) | GFFK02501 | Ohio Medical | T2 - STN Intensive Care Unit (STN-ICU) | Akron | Akron City Campus | Critical Care Tower | 2nd Floor | 2006-05-24 | Low
No | 021693 | Regulators, Suction | 6700-0082-000 - Intermittent Suction Unit (Isu) | GFFK02573 | Ohio Medical | T2 - STN Intensive Care Unit (STN-ICU) | Akron | Akron City Campus | Critical Care Tower | 2nd Floor | 2006-05-24 | Low
No | 021694 | Regulators, Suction | 6700-0082-000 - Intermittent Suction Unit (Isu) | GFFK02574 | Ohio Medical | T2 - STN Intensive Care Unit (STN-ICU) | Akron | Akron City Campus | Critical Care Tower | 2nd Floor | 2006-05-24 | Low
No | 021695 | Regulators, Suction | 6700-0082-000 - Intermittent Suction Unit (Isu) | GFFK02621 | Ohio Medical | T2 - STN Intensive Care Unit (STN-ICU) | Akron | Akron City Campus | Critical Care Tower | 2nd Floor | 2006-05-24 | Low
No | 021696 | Regulators, Suction | 6700-0082-000 - Intermittent Suction Unit (Isu) | GFFK02572 | Ohio Medical | T2 - STN Intensive Care Unit (STN-ICU) | Akron | Akron City Campus | Critical Care Tower | 2nd Floor | 2006-05-24 | Low
No | 021697 | Regulators, Suction | 6700-0082-000 - Intermittent Suction Unit (Isu) | GFFK02575 | Ohio Medical | T2 - STN Intensive Care Unit (STN-ICU) | Akron | Akron City Campus | Critical Care Tower | 2nd Floor | 2006-05-24 | Low
No | 021698 | Regulators, Suction | 6700-0082-000 - Intermittent Suction Unit (Isu) | GFFK02627 | Ohio Medical | T2 - STN Intensive Care Unit (STN-ICU) | Akron | Akron City Campus | Critical Care Tower | 2nd Floor | 2006-05-24 | Low
No | 021699 | Regulators, Suction | 6700-0082-000 - Intermittent Suction Unit (Isu) | GFFK02570 | Ohio Medical | T2 - STN Intensive Care Unit (STN-ICU) | Akron | Akron City Campus | Critical Care Tower | 2nd Floor | 2006-05-24 | Low
No | 021700 | Regulators, Suction | 6700-0082-000 - Intermittent Suction Unit (Isu) | GFFK02571 | Ohio Medical | T2 - STN Intensive Care Unit (STN-ICU) | Akron | Akron City Campus | Critical Care Tower | 2nd Floor | 2006-05-24 | Low
No | 021701 | Regulators, Suction | 6700-0082-000 - Intermittent Suction Unit (Isu) | GFFK02504 | Ohio Medical | T2 - STN Intensive Care Unit (STN-ICU) | Akron | Akron City Campus | Critical Care Tower | 2nd Floor | 2006-05-24 | Low
No | 021702 | Regulators, Suction | 6700-0082-000 - Intermittent Suction Unit (Isu) | GFFK02579 | Ohio Medical | T2 - STN Intensive Care Unit (STN-ICU) | Akron | Akron City Campus | Critical Care Tower | 2nd Floor | 2006-05-24 | Low
No | 021703 | Regulators, Suction | 6700-0082-000 - Intermittent Suction Unit (Isu) | GFFK02578 | Ohio Medical | T2 - STN Intensive Care Unit (STN-ICU) | Akron | Akron City Campus | Critical Care Tower | 2nd Floor | 2006-05-24 | Low
No | 021704 | Regulators, Suction | 6700-0082-000 - Intermittent Suction Unit (Isu) | GFFK02503 | Ohio Medical | T2 - STN Intensive Care Unit (STN-ICU) | Akron | Akron City Campus | Critical Care Tower | 2nd Floor | 2006-05-24 | Low
No | 021705 | Regulators, Suction | 6700-0082-000 - Intermittent Suction Unit (Isu) | GFFK02576 | Ohio Medical | T2 - STN Intensive Care Unit (STN-ICU) | Akron | Akron City Campus | Critical Care Tower | 2nd Floor | 2006-05-24 | Low
No | 021706 | Regulators, Suction | 6700-0082-000 - Intermittent Suction Unit (Isu) | GFFK02577 | Ohio Medical | T2 - STN Intensive Care Unit (STN-ICU) | Akron | Akron City Campus | Critical Care Tower | 2nd Floor | 2006-05-24 | Low
No | 021707 | Regulators, Suction | 6700-0082-000 - Intermittent Suction Unit (Isu) | GFFK02540 | Ohio Medical | T2 - STN Intensive Care Unit (STN-ICU) | Akron | Akron City Campus | Critical Care Tower | 2nd Floor | 2006-05-24 | Low
No | 021708 | Regulators, Suction | 6700-0082-000 - Intermittent Suction Unit (Isu) | GFFK02444 | Ohio Medical | T2 - STN Intensive Care Unit (STN-ICU) | Akron | Akron City Campus | Critical Care Tower | 2nd Floor | 2006-05-24 | Low
No | 021709 | Regulators, Suction | 6700-0082-000 - Intermittent Suction Unit (Isu) | GFFK02447 | Ohio Medical | 1 Central - CV Progressive Care Unit (PCU) | Akron | Akron City Campus | Akron City Hospital | 1st Floor | 2006-05-24 | Low
No | 021710 | Regulators, Suction | 6700-0082-000 - Intermittent Suction Unit (Isu) | GFFK02544 | Ohio Medical | T2 - STN Intensive Care Unit (STN-ICU) | Akron | Akron City Campus | Critical Care Tower | 2nd Floor | 2006-05-24 | Low
No | 021712 | Regulators, Suction | 6700-0082-000 - Intermittent Suction Unit (Isu) | GFFK02445 | Ohio Medical | T2 - STN Intensive Care Unit (STN-ICU) | Akron | Akron City Campus | Critical Care Tower | 2nd Floor | 2006-05-24 | Low
No | 021713 | Regulators, Suction | 6700-0082-000 - Intermittent Suction Unit (Isu) | GFFK02543 | Ohio Medical | T2 - STN Intensive Care Unit (STN-ICU) | Akron | Akron City Campus | Critical Care Tower | 2nd Floor | 2006-05-24 | Low
No | 021714 | Regulators, Suction | 6700-0082-000 - Intermittent Suction Unit (Isu) | GFFK02448 | Ohio Medical | T2 - STN Intensive Care Unit (STN-ICU) | Akron | Akron City Campus | Critical Care Tower | 2nd Floor | 2006-05-24 | Low
No | 021715 | Regulators, Suction | 6700-0082-000 - Intermittent Suction Unit (Isu) | GFFK02443 | Ohio Medical | T2 - STN Intensive Care Unit (STN-ICU) | Akron | Akron City Campus | Critical Care Tower | 2nd Floor | 2006-05-24 | Low
No | 021716 | Regulators, Suction | 6700-0082-000 - Intermittent Suction Unit (Isu) | GFFK02541 | Ohio Medical | T2 - STN Intensive Care Unit (STN-ICU) | Akron | Akron City Campus | Critical Care Tower | 2nd Floor | 2006-05-24 | Low
No | 021717 | Regulators, Suction | 6700-0082-000 - Intermittent Suction Unit (Isu) | GFFK02440 | Ohio Medical | T2 - STN Intensive Care Unit (STN-ICU) | Akron | Akron City Campus | Critical Care Tower | 2nd Floor | 2006-05-24 | Low
No | 021718 | Regulators, Suction | 6700-0082-000 - Intermittent Suction Unit (Isu) | GFFK02449 | Ohio Medical | T2 - STN Intensive Care Unit (STN-ICU) | Akron | Akron City Campus | Critical Care Tower | 2nd Floor | 2006-05-24 | Low
No | 021719 | Regulators, Suction | 6700-0082-000 - Intermittent Suction Unit (Isu) | GFFK02545 | Ohio Medical | T2 - STN Intensive Care Unit (STN-ICU) | Akron | Akron City Campus | Critical Care Tower | 2nd Floor | 2006-05-24 | Low
No | 021720 | Regulators, Suction | 6700-0082-000 - Intermittent Suction Unit (Isu) | GFFK02442 | Ohio Medical | T2 - STN Intensive Care Unit (STN-ICU) | Akron | Akron City Campus | Critical Care Tower | 2nd Floor | 2006-05-24 | Low
No | 021721 | Regulators, Suction | 6700-0082-000 - Intermittent Suction Unit (Isu) | GFFK02441 | Ohio Medical | T2 - STN Intensive Care Unit (STN-ICU) | Akron | Akron City Campus | Critical Care Tower | 2nd Floor | 2006-05-24 | Low
No | 021722 | Regulators, Suction | 6700-0082-000 - Intermittent Suction Unit (Isu) | GFFK02542 | Ohio Medical | T2 - STN Intensive Care Unit (STN-ICU) | Akron | Akron City Campus | Critical Care Tower | 2nd Floor | 2006-05-24 | Low
No | 021723 | Regulators, Suction | 6700-0082-000 - Intermittent Suction Unit (Isu) | GFFK02580 | Ohio Medical | T2 - STN Intensive Care Unit (STN-ICU) | Akron | Akron City Campus | Critical Care Tower | 2nd Floor | 2006-05-24 | Low
No | 021724 | Regulators, Suction | 6700-0082-000 - Intermittent Suction Unit (Isu) | GFFK02581 | Ohio Medical | T2 - STN Intensive Care Unit (STN-ICU) | Akron | Akron City Campus | Critical Care Tower | 2nd Floor | 2006-05-24 | Low
No | 021725 | Regulators, Suction | 6700-0082-000 - Intermittent Suction Unit (Isu) | GFFK02526 | Ohio Medical | T2 - STN Intensive Care Unit (STN-ICU) | Akron | Akron City Campus | Critical Care Tower | 2nd Floor | 2006-05-24 | Low
No | 021726 | Regulators, Suction | 6700-0082-000 - Intermittent Suction Unit (Isu) | GFFK02582 | Ohio Medical | T2 - STN Intensive Care Unit (STN-ICU) | Akron | Akron City Campus | Critical Care Tower | 2nd Floor | 2006-05-24 | Low
No | 021727 | Regulators, Suction | 6700-0082-000 - Intermittent Suction Unit (Isu) | GFFK02583 | Ohio Medical | T2 - STN Intensive Care Unit (STN-ICU) | Akron | Akron City Campus | Critical Care Tower | 2nd Floor | 2006-05-24 | Low
No | 021728 | Regulators, Suction | 6700-0082-000 - Intermittent Suction Unit (Isu) | GFFK02528 | Ohio Medical | T2 - STN Intensive Care Unit (STN-ICU) | Akron | Akron City Campus | Critical Care Tower | 2nd Floor | 2006-05-24 | Low
No | 021730 | Regulators, Suction | 6700-0082-000 - Intermittent Suction Unit (Isu) | GFFK02585 | Ohio Medical | T2 - STN Intensive Care Unit (STN-ICU) | Akron | Akron City Campus | Critical Care Tower | 2nd Floor | 2006-05-24 | Low
No | 021731 | Regulators, Suction | 6700-0082-000 - Intermittent Suction Unit (Isu) | GFFK02527 | Ohio Medical | T2 - STN Intensive Care Unit (STN-ICU) | Akron | Akron City Campus | Critical Care Tower | 2nd Floor | 2006-05-24 | Low
No | 021732 | Regulators, Suction | 6700-0082-000 - Intermittent Suction Unit (Isu) | GFFK02588 | Ohio Medical | T2 - STN Intensive Care Unit (STN-ICU) | Akron | Akron City Campus | Critical Care Tower | 2nd Floor | 2006-05-24 | Low
No | 021733 | Regulators, Suction | 6700-0082-000 - Intermittent Suction Unit (Isu) | GFFK02584 | Ohio Medical | T2 - STN Intensive Care Unit (STN-ICU) | Akron | Akron City Campus | Critical Care Tower | 2nd Floor | 2006-05-24 | Low
No | 021734 | Regulators, Suction | 6700-0082-000 - Intermittent Suction Unit (Isu) | GFFK02586 | Ohio Medical | 1 Central - CV Progressive Care Unit (PCU) | Akron | Akron City Campus | Akron City Hospital | 1st Floor | 2006-05-24 | Low
No | 021735 | Regulators, Suction | 6700-0082-000 - Intermittent Suction Unit (Isu) | GFFK02529 | Ohio Medical | T2 - STN Intensive Care Unit (STN-ICU) | Akron | Akron City Campus | Critical Care Tower | 2nd Floor | 2006-05-24 | Low
No | 021736 | Regulators, Suction | 6700-0082-000 - Intermittent Suction Unit (Isu) | GFFK02522 | Ohio Medical | 1 Central - CV Progressive Care Unit (PCU) | Akron | Akron City Campus | Akron City Hospital | 1st Floor | 2006-05-24 | Low
No | 021737 | Regulators, Suction | 6700-0082-000 - Intermittent Suction Unit (Isu) | GFFK02524 | Ohio Medical | T2 - STN Intensive Care Unit (STN-ICU) | Akron | Akron City Campus | Critical Care Tower | 2nd Floor | 2006-05-24 | Low
No | 021739 | Regulators, Suction | 6700-0082-000 - Intermittent Suction Unit (Isu) | GFFK02587 | Ohio Medical | T2 - STN Intensive Care Unit (STN-ICU) | Akron | Akron City Campus | Critical Care Tower | 2nd Floor | 2006-05-24 | Low
No | 021740 | Regulators, Suction | 6700-0082-000 - Intermittent Suction Unit (Isu) | GFFK02589 | Ohio Medical | T2 - STN Intensive Care Unit (STN-ICU) | Akron | Akron City Campus | Critical Care Tower | 2nd Floor | 2006-05-24 | Low
No | 021741 | Regulators, Suction | 6700-0082-000 - Intermittent Suction Unit (Isu) | GFFK02547 | Ohio Medical | T2 - STN Intensive Care Unit (STN-ICU) | Akron | Akron City Campus | Critical Care Tower | 2nd Floor | 2006-05-24 | Low
No | 021742 | Regulators, Suction | 6700-0082-000 - Intermittent Suction Unit (Isu) | GFFK02511 | Ohio Medical | T2 - STN Intensive Care Unit (STN-ICU) | Akron | Akron City Campus | Critical Care Tower | 2nd Floor | 2006-05-24 | Low
No | 021743 | Regulators, Suction | 6700-0082-000 - Intermittent Suction Unit (Isu) | GFFK02510 | Ohio Medical | T2 - STN Intensive Care Unit (STN-ICU) | Akron | Akron City Campus | Critical Care Tower | 2nd Floor | 2006-05-24 | Low
No | 021744 | Regulators, Suction | 6700-0082-000 - Intermittent Suction Unit (Isu) | GFFK02549 | Ohio Medical | T2 - STN Intensive Care Unit (STN-ICU) | Akron | Akron City Campus | Critical Care Tower | 2nd Floor | 2006-05-24 | Low
No | 021745 | Regulators, Suction | 6700-0082-000 - Intermittent Suction Unit (Isu) | GFFK02514 | Ohio Medical | T2 - STN Intensive Care Unit (STN-ICU) | Akron | Akron City Campus | Critical Care Tower | 2nd Floor | 2006-05-24 | Low
No | 021746 | Regulators, Suction | 6700-0082-000 - Intermittent Suction Unit (Isu) | GFFK02513 | Ohio Medical | T2 - STN Intensive Care Unit (STN-ICU) | Akron | Akron City Campus | Critical Care Tower | 2nd Floor | 2006-05-24 | Low
No | 021747 | Regulators, Suction | 6700-0082-000 - Intermittent Suction Unit (Isu) | GFFK02546 | Ohio Medical | T2 - STN Intensive Care Unit (STN-ICU) | Akron | Akron City Campus | Critical Care Tower | 2nd Floor | 2006-05-24 | Low
No | 021748 | Regulators, Suction | 6700-0082-000 - Intermittent Suction Unit (Isu) | GFFK02518 | Ohio Medical | T2 - STN Intensive Care Unit (STN-ICU) | Akron | Akron City Campus | Critical Care Tower | 2nd Floor | 2006-05-24 | Low
No | 021749 | Regulators, Suction | 6700-0082-000 - Intermittent Suction Unit (Isu) | GFFK02512 | Ohio Medical | T2 - STN Intensive Care Unit (STN-ICU) | Akron | Akron City Campus | Critical Care Tower | 2nd Floor | 2006-05-24 | Low
No | 021750 | Regulators, Suction | 6700-0082-000 - Intermittent Suction Unit (Isu) | GFFK02500 | Ohio Medical | T2 - STN Intensive Care Unit (STN-ICU) | Akron | Akron City Campus | Critical Care Tower | 2nd Floor | 2006-05-24 | Low
No | 021751 | Regulators, Suction | 6700-0082-000 - Intermittent Suction Unit (Isu) | GFFK02519 | Ohio Medical | T2 - STN Intensive Care Unit (STN-ICU) | Akron | Akron City Campus | Critical Care Tower | 2nd Floor | 2006-05-24 | Low
No | 021752 | Regulators, Suction | 6700-0082-000 - Intermittent Suction Unit (Isu) | GFFK02515 | Ohio Medical | T2 - STN Intensive Care Unit (STN-ICU) | Akron | Akron City Campus | Critical Care Tower | 2nd Floor | 2006-05-24 | Low
No | 021753 | Regulators, Suction | 6700-0082-000 - Intermittent Suction Unit (Isu) | GFFK02624 | Ohio Medical | T2 - STN Intensive Care Unit (STN-ICU) | Akron | Akron City Campus | Critical Care Tower | 2nd Floor | 2006-05-24 | Low
No | 021754 | Regulators, Suction | 6700-0082-000 - Intermittent Suction Unit (Isu) | GFFK02517 | Ohio Medical | T2 - STN Intensive Care Unit (STN-ICU) | Akron | Akron City Campus | Critical Care Tower | 2nd Floor | 2006-05-24 | Low
No | 021755 | Regulators, Suction | 6700-0082-000 - Intermittent Suction Unit (Isu) | GFFK02516 | Ohio Medical | T2 - STN Intensive Care Unit (STN-ICU) | Akron | Akron City Campus | Critical Care Tower | 2nd Floor | 2006-05-24 | Low
No | 021756 | Regulators, Suction | 6700-0082-000 - Intermittent Suction Unit (Isu) | GFFK02622 | Ohio Medical | 5 North - Acuity Adaptable Unit (AAU) | Akron | Akron City Campus | Akron City Hospital | 4th Floor | 2006-05-24 | Low
No | 021758 | Regulators, Suction | 6700-0082-000 - Intermittent Suction Unit (Isu) | GFFJ20051 | Ohio Medical | T2 - STN Intensive Care Unit (STN-ICU) | Akron | Akron City Campus | Critical Care Tower | 2nd Floor | 2006-05-24 | Low
No | 021793 | Regulators, Suction | 6700-0082-000 - Intermittent Suction Unit (Isu) | GFFK02607 | Ohio Medical | 5 West - Cardiac Progressive Care Unit (PCU) | Akron | Akron City Campus | Akron City Hospital | 5th Floor | 2006-06-12 | Low
No | 021795 | Regulators, Suction | 6700-0082-000 - Intermittent Suction Unit (Isu) | GFFK02608 | Ohio Medical | T3 - Medical Intensive Care Unit (MICU) | Akron | Akron City Campus | Critical Care Tower | 3rd Floor | 2006-06-12 | Low
No | 021797 | Regulators, Suction | 6700-0082-000 - Intermittent Suction Unit (Isu) | GFFK02599 | Ohio Medical | T3 - Medical Intensive Care Unit (MICU) | Akron | Akron City Campus | Critical Care Tower | 3rd Floor | 2006-06-12 | Low
No | 021799 | Regulators, Suction | 6700-0082-000 - Intermittent Suction Unit (Isu) | GFFK02596 | Ohio Medical | T3 - Medical Intensive Care Unit (MICU) | Akron | Akron City Campus | Critical Care Tower | 3rd Floor | 2006-06-12 | Low
No | 021800 | Regulators, Suction | 6700-0082-000 - Intermittent Suction Unit (Isu) | GFFJ19351 | Ohio Medical | T2 - STN Intensive Care Unit (STN-ICU) | Akron | Akron City Campus | Critical Care Tower | 2nd Floor | 2006-06-12 | Low
No | 022646 | Regulators, Suction | 6700-0082-000 - Intermittent Suction Unit (Isu) | GFFK02431 | Ohio Medical | T1 - CTV Intensive Care Unit (CTV-ICU) | Akron | Akron City Campus | Critical Care Tower | 1st Floor | 2006-03-31 | Low
No | 022647 | Regulators, Suction | 6700-0082-000 - Intermittent Suction Unit (Isu) | GFFK02436 | Ohio Medical | T1 - CTV Intensive Care Unit (CTV-ICU) | Akron | Akron City Campus | Critical Care Tower | 1st Floor | 2006-03-31 | Low
No | 022648 | Regulators, Suction | 6700-0082-000 - Intermittent Suction Unit (Isu) | GFFK02434 | Ohio Medical | T1 - CTV Intensive Care Unit (CTV-ICU) | Akron | Akron City Campus | Critical Care Tower | 1st Floor | 2006-03-31 | Low
No | 022649 | Regulators, Suction | 6700-0082-000 - Intermittent Suction Unit (Isu) | GFFK02435 | Ohio Medical | T1 - CTV Intensive Care Unit (CTV-ICU) | Akron | Akron City Campus | Critical Care Tower | 1st Floor | 2006-03-31 | Low
No | 022651 | Regulators, Suction | 6700-0082-000 - Intermittent Suction Unit (Isu) | GFFK02439 | Ohio Medical | T1 - CTV Intensive Care Unit (CTV-ICU) | Akron | Akron City Campus | Critical Care Tower | 1st Floor | 2006-03-31 | Low
No | 022652 | Regulators, Suction | 6700-0082-000 - Intermittent Suction Unit (Isu) | GFFK02437 | Ohio Medical | T1 - CTV Intensive Care Unit (CTV-ICU) | Akron | Akron City Campus | Critical Care Tower | 1st Floor | 2006-03-31 | Low
No | 022653 | Regulators, Suction | 6700-0082-000 - Intermittent Suction Unit (Isu) | GFFK02433 | Ohio Medical | T1 - CTV Intensive Care Unit (CTV-ICU) | Akron | Akron City Campus | Critical Care Tower | 1st Floor | 2006-03-31 | Low
No | 022654 | Regulators, Suction | 6700-0082-000 - Intermittent Suction Unit (Isu) | GFFK02481 | Ohio Medical | T3 - Medical Intensive Care Unit (MICU) | Akron | Akron City Campus | Critical Care Tower | 3rd Floor | 2006-03-31 | Low
No | 022655 | Regulators, Suction | 6700-0082-000 - Intermittent Suction Unit (Isu) | GFFK02480 | Ohio Medical | 1 Central - CV Progressive Care Unit (PCU) | Akron | Akron City Campus | Akron City Hospital | 1st Floor | 2006-03-31 | Low
No | 022657 | Regulators, Suction | 6700-0082-000 - Intermittent Suction Unit (Isu) | GFFK02430 | Ohio Medical | 1 Central - CV Progressive Care Unit (PCU) | Akron | Akron City Campus | Akron City Hospital | 1st Floor | 2006-03-31 | Low
No | 022659 | Regulators, Suction | 6700-0082-000 - Intermittent Suction Unit (Isu) | GFFK02482 | Ohio Medical | T1 - CTV Intensive Care Unit (CTV-ICU) | Akron | Akron City Campus | Critical Care Tower | 1st Floor | 2006-03-31 | Low
No | 022660 | Regulators, Suction | 6700-0082-000 - Intermittent Suction Unit (Isu) | GFFK02485 | Ohio Medical | T1 - CTV Intensive Care Unit (CTV-ICU) | Akron | Akron City Campus | Critical Care Tower | 1st Floor | 2006-03-31 | Low
No | 022662 | Regulators, Suction | 6700-0082-000 - Intermittent Suction Unit (Isu) | GFFK02461 | Ohio Medical | DMT Equipment Distribution | Akron | Akron City Campus | Akron City Hospital | Basement | 2006-03-31 | Low
No | 022663 | Regulators, Suction | 6700-0082-000 - Intermittent Suction Unit (Isu) | GFFK02460 | Ohio Medical | T1 - CTV Intensive Care Unit (CTV-ICU) | Akron | Akron City Campus | Critical Care Tower | 1st Floor | 2006-03-31 | Low
No | 022664 | Regulators, Suction | 6700-0082-000 - Intermittent Suction Unit (Isu) | GFFK02484 | Ohio Medical | T1 - CTV Intensive Care Unit (CTV-ICU) | Akron | Akron City Campus | Critical Care Tower | 1st Floor | 2006-03-31 | Low
No | 022665 | Regulators, Suction | 6700-0082-000 - Intermittent Suction Unit (Isu) | GFFK02463 | Ohio Medical | T1 - CTV Intensive Care Unit (CTV-ICU) | Akron | Akron City Campus | Critical Care Tower | 1st Floor | 2006-03-31 | Low
No | 022666 | Regulators, Suction | 6700-0082-000 - Intermittent Suction Unit (Isu) | GFFK02462 | Ohio Medical | T1 - CTV Intensive Care Unit (CTV-ICU) | Akron | Akron City Campus | Critical Care Tower | 1st Floor | 2006-03-31 | Low
No | 022667 | Regulators, Suction | 6700-0082-000 - Intermittent Suction Unit (Isu) | GFFK02464 | Ohio Medical | T1 - CTV Intensive Care Unit (CTV-ICU) | Akron | Akron City Campus | Critical Care Tower | 1st Floor | 2006-03-31 | Low
No | 022668 | Regulators, Suction | 6700-0082-000 - Intermittent Suction Unit (Isu) | GFFK02489 | Ohio Medical | T1 - CTV Intensive Care Unit (CTV-ICU) | Akron | Akron City Campus | Critical Care Tower | 1st Floor | 2006-03-31 | Low
No | 022669 | Regulators, Suction | 6700-0082-000 - Intermittent Suction Unit (Isu) | GFFK02488 | Ohio Medical | T1 - CTV Intensive Care Unit (CTV-ICU) | Akron | Akron City Campus | Critical Care Tower | 1st Floor | 2006-03-31 | Low
No | 022670 | Regulators, Suction | 6700-0082-000 - Intermittent Suction Unit (Isu) | GFFK02486 | Ohio Medical | T1 - CTV Intensive Care Unit (CTV-ICU) | Akron | Akron City Campus | Critical Care Tower | 1st Floor | 2006-03-31 | Low
No | 022678 | Regulators, Suction | 6700-0082-000 - Intermittent Suction Unit (Isu) | GFFK02632 | Ohio Medical | T1 - CTV Intensive Care Unit (CTV-ICU) | Akron | Akron City Campus | Critical Care Tower | 1st Floor | 2006-04-25 | Low
No | 022680 | Regulators, Suction | 6700-0082-000 - Intermittent Suction Unit (Isu) | GFFK02467 | Ohio Medical | T1 - CTV Intensive Care Unit (CTV-ICU) | Akron | Akron City Campus | Critical Care Tower | 1st Floor | 2006-04-25 | Low
No | 022681 | Regulators, Suction | 6700-0082-000 - Intermittent Suction Unit (Isu) | GFFK02468 | Ohio Medical | 1 Central - CV Progressive Care Unit (PCU) | Akron | Akron City Campus | Akron City Hospital | 1st Floor | 2006-04-25 | Low
No | 022682 | Regulators, Suction | 6700-0082-000 - Intermittent Suction Unit (Isu) | GFFK02466 | Ohio Medical | T1 - CTV Intensive Care Unit (CTV-ICU) | Akron | Akron City Campus | Critical Care Tower | 1st Floor | 2006-04-25 | Low
No | 022683 | Regulators, Suction | 6700-0082-000 - Intermittent Suction Unit (Isu) | GFFK02630 | Ohio Medical | T1 - CTV Intensive Care Unit (CTV-ICU) | Akron | Akron City Campus | Critical Care Tower | 1st Floor | 2006-04-25 | Low
No | 022684 | Regulators, Suction | 6700-0082-000 - Intermittent Suction Unit (Isu) | GFFK02476 | Ohio Medical | T1 - CTV Intensive Care Unit (CTV-ICU) | Akron | Akron City Campus | Critical Care Tower | 1st Floor | 2006-04-25 | Low
No | 022685 | Regulators, Suction | 6700-0082-000 - Intermittent Suction Unit (Isu) | GFFK02477 | Ohio Medical | T1 - CTV Intensive Care Unit (CTV-ICU) | Akron | Akron City Campus | Critical Care Tower | 1st Floor | 2006-04-25 | Low
No | 022686 | Regulators, Suction | 6700-0082-000 - Intermittent Suction Unit (Isu) | GFFK02478 | Ohio Medical | T1 - CTV Intensive Care Unit (CTV-ICU) | Akron | Akron City Campus | Critical Care Tower | 1st Floor | 2006-04-25 | Low
No | 022687 | Regulators, Suction | 6700-0082-000 - Intermittent Suction Unit (Isu) | GFFK02469 | Ohio Medical | T1 - CTV Intensive Care Unit (CTV-ICU) | Akron | Akron City Campus | Critical Care Tower | 1st Floor | 2006-04-25 | Low
No | 022701 | Regulators, Suction | 6700-0082-000 - Intermittent Suction Unit (Isu) | GFFK02561 | Ohio Medical | 1 Central - CV Progressive Care Unit (PCU) | Akron | Akron City Campus | Akron City Hospital | 1st Floor | 2006-05-24 | Low
No | 022704 | Regulators, Suction | 6700-0082-000 - Intermittent Suction Unit (Isu) | GFFK02558 | Ohio Medical | 1 Central - CV Progressive Care Unit (PCU) | Akron | Akron City Campus | Akron City Hospital | 1st Floor | 2006-05-24 | Low
No | 022706 | Regulators, Suction | 6700-0082-000 - Intermittent Suction Unit (Isu) | GFFK02559 | Ohio Medical | 1 Central - CV Progressive Care Unit (PCU) | Akron | Akron City Campus | Akron City Hospital | 1st Floor | 2006-05-24 | Low
No | 022707 | Regulators, Suction | 6700-0082-000 - Intermittent Suction Unit (Isu) | GFFK02553 | Ohio Medical | 1 Central - CV Progressive Care Unit (PCU) | Akron | Akron City Campus | Akron City Hospital | 1st Floor | 2006-05-24 | Low
No | 022709 | Regulators, Suction | 6700-0082-000 - Intermittent Suction Unit (Isu) | GFFK02554 | Ohio Medical | 1 Central - CV Progressive Care Unit (PCU) | Akron | Akron City Campus | Akron City Hospital | 1st Floor | 2006-05-24 | Low
No | 022710 | Regulators, Suction | 6700-0082-000 - Intermittent Suction Unit (Isu) | GFFK02551 | Ohio Medical | 1 Central - CV Progressive Care Unit (PCU) | Akron | Akron City Campus | Akron City Hospital | 1st Floor | 2006-05-24 | Low
No | 022711 | Regulators, Suction | 6700-0082-000 - Intermittent Suction Unit (Isu) | GFFK02555 | Ohio Medical | 1 Central - CV Progressive Care Unit (PCU) | Akron | Akron City Campus | Akron City Hospital | 1st Floor | 2006-05-24 | Low
No | 022713 | Regulators, Suction | 6700-0082-000 - Intermittent Suction Unit (Isu) | GFFK02557 | Ohio Medical | 1 Central - CV Progressive Care Unit (PCU) | Akron | Akron City Campus | Akron City Hospital | 1st Floor | 2006-05-24 | Low
No | 022714 | Regulators, Suction | 6700-0082-000 - Intermittent Suction Unit (Isu) | GFFK02536 | Ohio Medical | 1 Central - CV Progressive Care Unit (PCU) | Akron | Akron City Campus | Akron City Hospital | 1st Floor | 2006-05-24 | Low
No | 022716 | Regulators, Suction | 6700-0082-000 - Intermittent Suction Unit (Isu) | GFFK02539 | Ohio Medical | 1 Central - CV Progressive Care Unit (PCU) | Akron | Akron City Campus | Akron City Hospital | 1st Floor | 2006-05-24 | Low
No | 022719 | Regulators, Suction | 6700-0082-000 - Intermittent Suction Unit (Isu) | GFFK02533 | Ohio Medical | 1 Central - CV Progressive Care Unit (PCU) | Akron | Akron City Campus | Akron City Hospital | 1st Floor | 2006-05-24 | Low
No | 022722 | Regulators, Suction | 6700-0082-000 - Intermittent Suction Unit (Isu) | GFFK02531 | Ohio Medical | 1 Central - CV Progressive Care Unit (PCU) | Akron | Akron City Campus | Akron City Hospital | 1st Floor | 2006-05-24 | Low
No | 022723 | Regulators, Suction | 6700-0082-000 - Intermittent Suction Unit (Isu) | GFFK02535 | Ohio Medical | 1 Central - CV Progressive Care Unit (PCU) | Akron | Akron City Campus | Akron City Hospital | 1st Floor | 2006-05-24 | Low
No | 022724 | Regulators, Suction | 6700-0082-000 - Intermittent Suction Unit (Isu) | GFFK02566 | Ohio Medical | T3 - Medical Intensive Care Unit (MICU) | Akron | Akron City Campus | Critical Care Tower | 3rd Floor | 2006-06-12 | Low
No | 022725 | Regulators, Suction | 6700-0082-000 - Intermittent Suction Unit (Isu) | GFFK02565 | Ohio Medical | T3 - Medical Intensive Care Unit (MICU) | Akron | Akron City Campus | Critical Care Tower | 3rd Floor | 2006-06-12 | Low
No | 022726 | Regulators, Suction | 6700-0082-000 - Intermittent Suction Unit (Isu) | GFFK02567 | Ohio Medical | T3 - Medical Intensive Care Unit (MICU) | Akron | Akron City Campus | Critical Care Tower | 3rd Floor | 2006-06-12 | Low
No | 022727 | Regulators, Suction | 6700-0082-000 - Intermittent Suction Unit (Isu) | GFFK02560 | Ohio Medical | T3 - Medical Intensive Care Unit (MICU) | Akron | Akron City Campus | Critical Care Tower | 3rd Floor | 2006-06-12 | Low
No | 022728 | Regulators, Suction | 6700-0082-000 - Intermittent Suction Unit (Isu) | GFFK02564 | Ohio Medical | T3 - Medical Intensive Care Unit (MICU) | Akron | Akron City Campus | Critical Care Tower | 3rd Floor | 2006-06-12 | Low
No | 022729 | Regulators, Suction | 6700-0082-000 - Intermittent Suction Unit (Isu) | GFFK02568 | Ohio Medical | T3 - Medical Intensive Care Unit (MICU) | Akron | Akron City Campus | Critical Care Tower | 3rd Floor | 2006-05-24 | Low
No | 022730 | Regulators, Suction | 6700-0082-000 - Intermittent Suction Unit (Isu) | GFFK02569 | Ohio Medical | T3 - Medical Intensive Care Unit (MICU) | Akron | Akron City Campus | Critical Care Tower | 3rd Floor | 2006-06-12 | Low
No | 022731 | Regulators, Suction | 6700-0082-000 - Intermittent Suction Unit (Isu) | GFFJ11151 | Ohio Medical | T2 - STN Intensive Care Unit (STN-ICU) | Akron | Akron City Campus | Critical Care Tower | 2nd Floor | 2006-06-12 | Low
No | 022732 | Regulators, Suction | 6700-0082-000 - Intermittent Suction Unit (Isu) | GFFJ11155 | Ohio Medical | T2 - STN Intensive Care Unit (STN-ICU) | Akron | Akron City Campus | Critical Care Tower | 2nd Floor | 2006-06-12 | Low
No | 022733 | Regulators, Suction | 6700-0082-000 - Intermittent Suction Unit (Isu) | GFFJ19362 | Ohio Medical | DMT Equipment Distribution | Akron | Akron City Campus | Akron City Hospital | Basement | 2006-06-12 | Low
No | 022734 | Regulators, Suction | 6700-0082-000 - Intermittent Suction Unit (Isu) | GFFJ22835 | Ohio Medical | T2 - STN Intensive Care Unit (STN-ICU) | Akron | Akron City Campus | Critical Care Tower | 2nd Floor | 2006-06-12 | Low
No | 022736 | Regulators, Suction | 6700-0082-000 - Intermittent Suction Unit (Isu) | GFFJ19363 | Ohio Medical | T2 - STN Intensive Care Unit (STN-ICU) | Akron | Akron City Campus | Critical Care Tower | 2nd Floor | 2006-06-12 | Low
No | 022737 | Regulators, Suction | 6700-0082-000 - Intermittent Suction Unit (Isu) | GFFJ19350 | Ohio Medical | T2 - STN Intensive Care Unit (STN-ICU) | Akron | Akron City Campus | Critical Care Tower | 2nd Floor | 2006-06-12 | Low
No | 022738 | Regulators, Suction | 6700-0082-000 - Intermittent Suction Unit (Isu) | GFFJ11149 | Ohio Medical | T2 - STN Intensive Care Unit (STN-ICU) | Akron | Akron City Campus | Critical Care Tower | 2nd Floor | 2006-06-12 | Low
No | 022739 | Regulators, Suction | 6700-0082-000 - Intermittent Suction Unit (Isu) | GFFJ19356 | Ohio Medical | T2 - STN Intensive Care Unit (STN-ICU) | Akron | Akron City Campus | Critical Care Tower | 2nd Floor | 2006-06-12 | Low
No | 022740 | Regulators, Suction | 6700-0082-000 - Intermittent Suction Unit (Isu) | GFFJ11154 | Ohio Medical | T2 - STN Intensive Care Unit (STN-ICU) | Akron | Akron City Campus | Critical Care Tower | 2nd Floor | 2006-06-12 | Low
No | 022741 | Regulators, Suction | 6700-0082-000 - Intermittent Suction Unit (Isu) | GFFJ22836 | Ohio Medical | T2 - STN Intensive Care Unit (STN-ICU) | Akron | Akron City Campus | Critical Care Tower | 2nd Floor | 2006-06-12 | Low
No | 022742 | Regulators, Suction | 6700-0082-000 - Intermittent Suction Unit (Isu) | GFFJ11153 | Ohio Medical | T2 - STN Intensive Care Unit (STN-ICU) | Akron | Akron City Campus | Critical Care Tower | 2nd Floor | 2006-06-12 | Low
No | 022743 | Regulators, Suction | 6700-0082-000 - Intermittent Suction Unit (Isu) | GFFJ19347 | Ohio Medical | 1 Central - CV Progressive Care Unit (PCU) | Akron | Akron City Campus | Akron City Hospital | 1st Floor | 2006-06-12 | Low
No | 022744 | Regulators, Suction | 6700-0082-000 - Intermittent Suction Unit (Isu) | GFFJ19358 | Ohio Medical | T2 - STN Intensive Care Unit (STN-ICU) | Akron | Akron City Campus | Critical Care Tower | 2nd Floor | 2006-06-12 | Low
No | 022745 | Regulators, Suction | 6700-0082-000 - Intermittent Suction Unit (Isu) | GFFJ11148 | Ohio Medical | T2 - STN Intensive Care Unit (STN-ICU) | Akron | Akron City Campus | Critical Care Tower | 2nd Floor | 2006-06-12 | Low
No | 022746 | Regulators, Suction | 6700-0082-000 - Intermittent Suction Unit (Isu) | GFFJ19353 | Ohio Medical | T2 - STN Intensive Care Unit (STN-ICU) | Akron | Akron City Campus | Critical Care Tower | 2nd Floor | 2006-06-12 | Low
No | 022747 | Regulators, Suction | 6700-0082-000 - Intermittent Suction Unit (Isu) | GFFJ19349 | Ohio Medical | T2 - STN Intensive Care Unit (STN-ICU) | Akron | Akron City Campus | Critical Care Tower | 2nd Floor | 2006-06-12 | Low
No | 022748 | Regulators, Suction | 6700-0082-000 - Intermittent Suction Unit (Isu) | GFFJ11150 | Ohio Medical | T2 - STN Intensive Care Unit (STN-ICU) | Akron | Akron City Campus | Critical Care Tower | 2nd Floor | 2006-06-12 | Low
No | 022749 | Regulators, Suction | 6700-0082-000 - Intermittent Suction Unit (Isu) | GFFJ11147 | Ohio Medical | T2 - STN Intensive Care Unit (STN-ICU) | Akron | Akron City Campus | Critical Care Tower | 2nd Floor | 2006-06-12 | Low
No | 022783 | Regulators, Suction | 6700-0082-000 - Intermittent Suction Unit (Isu) | GFFJ11152 | Ohio Medical | T2 - STN Intensive Care Unit (STN-ICU) | Akron | Akron City Campus | Critical Care Tower | 2nd Floor | 2006-06-12 | Low
No | 022821 | Regulators, Suction | 6700-0082-000 - Intermittent Suction Unit (Isu) | GFFK13182 | Ohio Medical | 3 East - Palliative and Hospice Unit | Akron | Akron City Campus | Akron City Hospital | 3rd Floor | 2006-07-19 | Low
No | 022822 | Regulators, Suction | 6700-0082-000 - Intermittent Suction Unit (Isu) | GFFK13186 | Ohio Medical | 3 East - Palliative and Hospice Unit | Akron | Akron City Campus | Akron City Hospital | 3rd Floor | 2006-07-19 | Low
No | 022823 | Regulators, Suction | 6700-0082-000 - Intermittent Suction Unit (Isu) | GFFK13185 | Ohio Medical | 3 East - Palliative and Hospice Unit | Akron | Akron City Campus | Akron City Hospital | 3rd Floor | 2006-07-19 | Low
No | 022824 | Regulators, Suction | 6700-0082-000 - Intermittent Suction Unit (Isu) | GFFK13180 | Ohio Medical | 3 East - Palliative and Hospice Unit | Akron | Akron City Campus | Akron City Hospital | 3rd Floor | 2006-07-19 | Low
No | 022825 | Regulators, Suction | 6700-0082-000 - Intermittent Suction Unit (Isu) | GFFK13187 | Ohio Medical | DMT Equipment Distribution | Akron | Akron City Campus | Akron City Hospital | Basement | 2006-07-19 | Low
No | 022826 | Regulators, Suction | 6700-0082-000 - Intermittent Suction Unit (Isu) | GFFK13189 | Ohio Medical | 3 East - Palliative and Hospice Unit | Akron | Akron City Campus | Akron City Hospital | 3rd Floor | 2006-07-19 | Low
No | 022827 | Regulators, Suction | 6700-0082-000 - Intermittent Suction Unit (Isu) | GFFK13188 | Ohio Medical | 3 East - Palliative and Hospice Unit | Akron | Akron City Campus | Akron City Hospital | 3rd Floor | 2006-07-19 | Low
No | 022828 | Regulators, Suction | 6700-0082-000 - Intermittent Suction Unit (Isu) | GFFK13190 | Ohio Medical | 3 East - Palliative and Hospice Unit | Akron | Akron City Campus | Akron City Hospital | 3rd Floor | 2006-07-19 | Low
No | 022830 | Regulators, Suction | 6700-0082-000 - Intermittent Suction Unit (Isu) | GFFK13181 | Ohio Medical | 3 East - Palliative and Hospice Unit | Akron | Akron City Campus | Akron City Hospital | 3rd Floor | 2006-07-19 | Low
No | 022831 | Regulators, Suction | 6700-0082-000 - Intermittent Suction Unit (Isu) | GFFK13183 | Ohio Medical | 3 East - Palliative and Hospice Unit | Akron | Akron City Campus | Akron City Hospital | 3rd Floor | 2006-07-19 | Low
No | 022832 | Regulators, Suction | 6700-0082-000 - Intermittent Suction Unit (Isu) | GFFK13191 | Ohio Medical | 3 East - Palliative and Hospice Unit | Akron | Akron City Campus | Akron City Hospital | 3rd Floor | 2006-07-19 | Low
No | 022870 | Regulators, Suction | 6700-0082-000 - Intermittent Suction Unit (Isu) | GFFK27437 | Ohio Medical | H5 - Medical/Surgical Unit (MSU) | Akron | Akron City Campus | H Tower | 5th Floor | 2006-11-09 | Low
No | 022876 | Regulators, Suction | 6700-0082-000 - Intermittent Suction Unit (Isu) | GFFK27443 | Ohio Medical | DMT Equipment Distribution | Akron | Akron City Campus | Akron City Hospital | Basement | 2006-11-09 | Low
No | 023137 | Regulators, Suction | 6700-0082-000 - Intermittent Suction Unit (Isu) | GFFJ19357 | Ohio Medical | T2 - STN Intensive Care Unit (STN-ICU) | Akron | Akron City Campus | Critical Care Tower | 2nd Floor | 2006-06-12 | Low
No | 023138 | Regulators, Suction | 6700-0082-000 - Intermittent Suction Unit (Isu) | GFFK02609 | Ohio Medical | T3 - Medical Intensive Care Unit (MICU) | Akron | Akron City Campus | Critical Care Tower | 3rd Floor | 2006-06-12 | Low
No | 023139 | Regulators, Suction | 6700-0082-000 - Intermittent Suction Unit (Isu) | GFFK02600 | Ohio Medical | T3 - Medical Intensive Care Unit (MICU) | Akron | Akron City Campus | Critical Care Tower | 3rd Floor | 2006-06-12 | Low
No | 023140 | Regulators, Suction | 6700-0082-000 - Intermittent Suction Unit (Isu) | GFFK02598 | Ohio Medical | T3 - Medical Intensive Care Unit (MICU) | Akron | Akron City Campus | Critical Care Tower | 3rd Floor | 2006-06-12 | Low
No | 023141 | Regulators, Suction | 6700-0082-000 - Intermittent Suction Unit (Isu) | GFFK02606 | Ohio Medical | T3 - Medical Intensive Care Unit (MICU) | Akron | Akron City Campus | Critical Care Tower | 3rd Floor | 2006-06-12 | Low
No | 023142 | Regulators, Suction | 6700-0082-000 - Intermittent Suction Unit (Isu) | GFFK02605 | Ohio Medical | T3 - Medical Intensive Care Unit (MICU) | Akron | Akron City Campus | Critical Care Tower | 3rd Floor | 2006-06-12 | Low
No | 023143 | Regulators, Suction | 6700-0082-000 - Intermittent Suction Unit (Isu) | GFFK02603 | Ohio Medical | T3 - Medical Intensive Care Unit (MICU) | Akron | Akron City Campus | Critical Care Tower | 3rd Floor | 2006-06-12 | Low
No | 023144 | Regulators, Suction | 6700-0082-000 - Intermittent Suction Unit (Isu) | GFFK02452 | Ohio Medical | T3 - Medical Intensive Care Unit (MICU) | Akron | Akron City Campus | Critical Care Tower | 3rd Floor | 2006-06-12 | Low
No | 023145 | Regulators, Suction | 6700-0082-000 - Intermittent Suction Unit (Isu) | GFFK02591 | Ohio Medical | T3 - Medical Intensive Care Unit (MICU) | Akron | Akron City Campus | Critical Care Tower | 3rd Floor | 2006-06-12 | Low
No | 023146 | Regulators, Suction | 6700-0082-000 - Intermittent Suction Unit (Isu) | GFFK02453 | Ohio Medical | T3 - Medical Intensive Care Unit (MICU) | Akron | Akron City Campus | Critical Care Tower | 3rd Floor | 2006-06-12 | Low
No | 023147 | Regulators, Suction | 6700-0082-000 - Intermittent Suction Unit (Isu) | GFFK02451 | Ohio Medical | T3 - Medical Intensive Care Unit (MICU) | Akron | Akron City Campus | Critical Care Tower | 3rd Floor | 2006-06-12 | Low
No | 023148 | Regulators, Suction | 6700-0082-000 - Intermittent Suction Unit (Isu) | GFFK02427 | Ohio Medical | T3 - Medical Intensive Care Unit (MICU) | Akron | Akron City Campus | Critical Care Tower | 3rd Floor | 2006-06-12 | Low
No | 023149 | Regulators, Suction | 6700-0082-000 - Intermittent Suction Unit (Isu) | GFFK02498 | Ohio Medical | T3 - Medical Intensive Care Unit (MICU) | Akron | Akron City Campus | Critical Care Tower | 3rd Floor | 2006-06-12 | Low
No | 023151 | Regulators, Suction | 6700-0082-000 - Intermittent Suction Unit (Isu) | GFFK02593 | Ohio Medical | T3 - Medical Intensive Care Unit (MICU) | Akron | Akron City Campus | Critical Care Tower | 3rd Floor | 2006-06-12 | Low
No | 023152 | Regulators, Suction | 6700-0082-000 - Intermittent Suction Unit (Isu) | GFFK02450 | Ohio Medical | T3 - Medical Intensive Care Unit (MICU) | Akron | Akron City Campus | Critical Care Tower | 3rd Floor | 2006-06-12 | Low
No | 023153 | Regulators, Suction | 6700-0082-000 - Intermittent Suction Unit (Isu) | GFFK02590 | Ohio Medical | T3 - Medical Intensive Care Unit (MICU) | Akron | Akron City Campus | Critical Care Tower | 3rd Floor | 2006-06-12 | Low
No | 023154 | Regulators, Suction | 6700-0082-000 - Intermittent Suction Unit (Isu) | GFFK02594 | Ohio Medical | T3 - Medical Intensive Care Unit (MICU) | Akron | Akron City Campus | Critical Care Tower | 3rd Floor | 2006-06-12 | Low
No | 023155 | Regulators, Suction | 6700-0082-000 - Intermittent Suction Unit (Isu) | GFFK02423 | Ohio Medical | T3 - Medical Intensive Care Unit (MICU) | Akron | Akron City Campus | Critical Care Tower | 3rd Floor | 2006-06-12 | Low
No | 023156 | Regulators, Suction | 6700-0082-000 - Intermittent Suction Unit (Isu) | GFFK02613 | Ohio Medical | T3 - Medical Intensive Care Unit (MICU) | Akron | Akron City Campus | Critical Care Tower | 3rd Floor | 2006-06-12 | Low
No | 023157 | Regulators, Suction | 6700-0082-000 - Intermittent Suction Unit (Isu) | GFFK02523 | Ohio Medical | T3 - Medical Intensive Care Unit (MICU) | Akron | Akron City Campus | Critical Care Tower | 3rd Floor | 2006-06-12 | Low
No | 023158 | Regulators, Suction | 6700-0082-000 - Intermittent Suction Unit (Isu) | GFFK02521 | Ohio Medical | T3 - Medical Intensive Care Unit (MICU) | Akron | Akron City Campus | Critical Care Tower | 3rd Floor | 2006-06-12 | Low
No | 023159 | Regulators, Suction | 6700-0082-000 - Intermittent Suction Unit (Isu) | GFFK02479 | Ohio Medical | T3 - Medical Intensive Care Unit (MICU) | Akron | Akron City Campus | Critical Care Tower | 3rd Floor | 2006-06-12 | Low
No | 023160 | Regulators, Suction | 6700-0082-000 - Intermittent Suction Unit (Isu) | GFFK02520 | Ohio Medical | T3 - Medical Intensive Care Unit (MICU) | Akron | Akron City Campus | Critical Care Tower | 3rd Floor | 2006-06-12 | Low
No | 023161 | Regulators, Suction | 6700-0082-000 - Intermittent Suction Unit (Isu) | GFFK02610 | Ohio Medical | T3 - Medical Intensive Care Unit (MICU) | Akron | Akron City Campus | Critical Care Tower | 3rd Floor | 2006-06-12 | Low
No | 023162 | Regulators, Suction | 6700-0082-000 - Intermittent Suction Unit (Isu) | GFFK02612 | Ohio Medical | T3 - Medical Intensive Care Unit (MICU) | Akron | Akron City Campus | Critical Care Tower | 3rd Floor | 2006-06-12 | Low
No | 023163 | Regulators, Suction | 6700-0082-000 - Intermittent Suction Unit (Isu) | GFFK02474 | Ohio Medical | T3 - Medical Intensive Care Unit (MICU) | Akron | Akron City Campus | Critical Care Tower | 3rd Floor | 2006-06-12 | Low
No | 023164 | Regulators, Suction | 6700-0082-000 - Intermittent Suction Unit (Isu) | GFFK02592 | Ohio Medical | T3 - Medical Intensive Care Unit (MICU) | Akron | Akron City Campus | Critical Care Tower | 3rd Floor | 2006-06-12 | Low
No | 023165 | Regulators, Suction | 6700-0082-000 - Intermittent Suction Unit (Isu) | GFFK02595 | Ohio Medical | T3 - Medical Intensive Care Unit (MICU) | Akron | Akron City Campus | Critical Care Tower | 3rd Floor | 2006-06-12 | Low
No | 023166 | Regulators, Suction | 6700-0082-000 - Intermittent Suction Unit (Isu) | GFFK02471 | Ohio Medical | T3 - Medical Intensive Care Unit (MICU) | Akron | Akron City Campus | Critical Care Tower | 3rd Floor | 2006-06-12 | Low
No | 023167 | Regulators, Suction | 6700-0082-000 - Intermittent Suction Unit (Isu) | GFFK02475 | Ohio Medical | T3 - Medical Intensive Care Unit (MICU) | Akron | Akron City Campus | Critical Care Tower | 3rd Floor | 2006-06-12 | Low
No | 023168 | Regulators, Suction | 6700-0082-000 - Intermittent Suction Unit (Isu) | GFFK02470 | Ohio Medical | T3 - Medical Intensive Care Unit (MICU) | Akron | Akron City Campus | Critical Care Tower | 3rd Floor | 2006-06-12 | Low
No | 023169 | Regulators, Suction | 6700-0082-000 - Intermittent Suction Unit (Isu) | GFFK02473 | Ohio Medical | T3 - Medical Intensive Care Unit (MICU) | Akron | Akron City Campus | Critical Care Tower | 3rd Floor | 2006-06-12 | Low
No | 023170 | Regulators, Suction | 6700-0082-000 - Intermittent Suction Unit (Isu) | GFFK02472 | Ohio Medical | T3 - Medical Intensive Care Unit (MICU) | Akron | Akron City Campus | Critical Care Tower | 3rd Floor | 2006-06-12 | Low
No | 023171 | Regulators, Suction | 6700-0082-000 - Intermittent Suction Unit (Isu) | GFFK02614 | Ohio Medical | T3 - Medical Intensive Care Unit (MICU) | Akron | Akron City Campus | Critical Care Tower | 3rd Floor | 2006-06-12 | Low
No | 023172 | Regulators, Suction | 6700-0082-000 - Intermittent Suction Unit (Isu) | GFFK02615 | Ohio Medical | T3 - Medical Intensive Care Unit (MICU) | Akron | Akron City Campus | Critical Care Tower | 3rd Floor | 2006-06-12 | Low
No | 023173 | Regulators, Suction | 6700-0082-000 - Intermittent Suction Unit (Isu) | GFFK02616 | Ohio Medical | T3 - Medical Intensive Care Unit (MICU) | Akron | Akron City Campus | Critical Care Tower | 3rd Floor | 2006-06-12 | Low
No | 023174 | Regulators, Suction | 6700-0082-000 - Intermittent Suction Unit (Isu) | GFFK02618 | Ohio Medical | T3 - Medical Intensive Care Unit (MICU) | Akron | Akron City Campus | Critical Care Tower | 3rd Floor | 2006-06-12 | Low
No | 023175 | Regulators, Suction | 6700-0082-000 - Intermittent Suction Unit (Isu) | GFFK02611 | Ohio Medical | T3 - Medical Intensive Care Unit (MICU) | Akron | Akron City Campus | Critical Care Tower | 3rd Floor | 2006-06-12 | Low
No | 023176 | Regulators, Suction | 6700-0082-000 - Intermittent Suction Unit (Isu) | GFFK02619 | Ohio Medical | T3 - Medical Intensive Care Unit (MICU) | Akron | Akron City Campus | Critical Care Tower | 3rd Floor | 2006-06-12 | Low
No | 023177 | Regulators, Suction | 6700-0082-000 - Intermittent Suction Unit (Isu) | GFFK02617 | Ohio Medical | T3 - Medical Intensive Care Unit (MICU) | Akron | Akron City Campus | Critical Care Tower | 3rd Floor | 2006-06-12 | Low
No | 023178 | Regulators, Suction | 6700-0082-000 - Intermittent Suction Unit (Isu) | GFFK02492 | Ohio Medical | T3 - Medical Intensive Care Unit (MICU) | Akron | Akron City Campus | Critical Care Tower | 3rd Floor | 2006-06-12 | Low
No | 023179 | Regulators, Suction | 6700-0082-000 - Intermittent Suction Unit (Isu) | GFFK02457 | Ohio Medical | SCI-Heart Rhythm Services | Akron | Akron City Campus | Akron City Hospital | 1st Floor | 2006-06-12 | Low
No | 023181 | Regulators, Suction | 6700-0082-000 - Intermittent Suction Unit (Isu) | GFFK02490 | Ohio Medical | T3 - Medical Intensive Care Unit (MICU) | Akron | Akron City Campus | Critical Care Tower | 3rd Floor | 2006-06-12 | Low
No | 023182 | Regulators, Suction | 6700-0082-000 - Intermittent Suction Unit (Isu) | GFFK02493 | Ohio Medical | T3 - Medical Intensive Care Unit (MICU) | Akron | Akron City Campus | Critical Care Tower | 3rd Floor | 2006-06-12 | Low
No | 023183 | Regulators, Suction | 6700-0082-000 - Intermittent Suction Unit (Isu) | GFFK02456 | Ohio Medical | SCI-Cardiac Cath Lab Svcs | Akron | Akron City Campus | Akron City Hospital | 1st Floor | 2006-06-12 | Low
No | 023185 | Regulators, Suction | 6700-0082-000 - Intermittent Suction Unit (Isu) | GFFK02454 | Ohio Medical | T3 - Medical Intensive Care Unit (MICU) | Akron | Akron City Campus | Critical Care Tower | 3rd Floor | 2006-06-12 | Low
No | 023186 | Regulators, Suction | 6700-0082-000 - Intermittent Suction Unit (Isu) | GFFK02459 | Ohio Medical | T3 - Medical Intensive Care Unit (MICU) | Akron | Akron City Campus | Critical Care Tower | 3rd Floor | 2006-06-12 | Low
No | 023187 | Regulators, Suction | 6700-0082-000 - Intermittent Suction Unit (Isu) | GFFK02494 | Ohio Medical | T3 - Medical Intensive Care Unit (MICU) | Akron | Akron City Campus | Critical Care Tower | 3rd Floor | 2006-06-12 | Low
No | 023188 | Regulators, Suction | 6700-0082-000 - Intermittent Suction Unit (Isu) | GFFK02495 | Ohio Medical | T3 - Medical Intensive Care Unit (MICU) | Akron | Akron City Campus | Critical Care Tower | 3rd Floor | 2006-06-12 | Low
No | 023189 | Regulators, Suction | 6700-0082-000 - Intermittent Suction Unit (Isu) | GFFK02458 | Ohio Medical | T3 - Medical Intensive Care Unit (MICU) | Akron | Akron City Campus | Critical Care Tower | 3rd Floor | 2006-06-12 | Low
No | 023191 | Regulators, Suction | 6700-0082-000 - Intermittent Suction Unit (Isu) | GFFK02491 | Ohio Medical | T3 - Medical Intensive Care Unit (MICU) | Akron | Akron City Campus | Critical Care Tower | 3rd Floor | 2006-06-12 | Low
No | 023192 | Regulators, Suction | 6700-0082-000 - Intermittent Suction Unit (Isu) | GFFK02497 | Ohio Medical | T3 - Medical Intensive Care Unit (MICU) | Akron | Akron City Campus | Critical Care Tower | 3rd Floor | 2006-06-12 | Low
No | 023193 | Regulators, Suction | 6700-0082-000 - Intermittent Suction Unit (Isu) | GFFK02422 | Ohio Medical | T3 - Medical Intensive Care Unit (MICU) | Akron | Akron City Campus | Critical Care Tower | 3rd Floor | 2006-06-12 | Low
No | 023194 | Regulators, Suction | 6700-0082-000 - Intermittent Suction Unit (Isu) | GFFK02426 | Ohio Medical | T3 - Medical Intensive Care Unit (MICU) | Akron | Akron City Campus | Critical Care Tower | 3rd Floor | 2006-06-12 | Low
No | 023195 | Regulators, Suction | 6700-0082-000 - Intermittent Suction Unit (Isu) | GFFK02421 | Ohio Medical | T3 - Medical Intensive Care Unit (MICU) | Akron | Akron City Campus | Critical Care Tower | 3rd Floor | 2006-06-12 | Low
No | 023196 | Regulators, Suction | 6700-0082-000 - Intermittent Suction Unit (Isu) | GFFK02425 | Ohio Medical | T3 - Medical Intensive Care Unit (MICU) | Akron | Akron City Campus | Critical Care Tower | 3rd Floor | 2006-06-12 | Low
No | 023197 | Regulators, Suction | 6700-0082-000 - Intermittent Suction Unit (Isu) | GFFK02424 | Ohio Medical | T3 - Medical Intensive Care Unit (MICU) | Akron | Akron City Campus | Critical Care Tower | 3rd Floor | 2006-06-12 | Low
No | 023198 | Regulators, Suction | 6700-0082-000 - Intermittent Suction Unit (Isu) | GFFK02420 | Ohio Medical | T3 - Medical Intensive Care Unit (MICU) | Akron | Akron City Campus | Critical Care Tower | 3rd Floor | 2006-06-12 | Low
No | 023199 | Regulators, Suction | 6700-0082-000 - Intermittent Suction Unit (Isu) | GFFK02428 | Ohio Medical | T3 - Medical Intensive Care Unit (MICU) | Akron | Akron City Campus | Critical Care Tower | 3rd Floor | 2006-06-12 | Low
No | 023200 | Regulators, Suction | 6700-0082-000 - Intermittent Suction Unit (Isu) | GFFK02429 | Ohio Medical | H4 - Mother/Baby Unit | Akron | Akron City Campus | H Tower | 4th Floor | 2006-06-12 | Low
No | 023943 | Regulators, Suction | 6700-0082-000 - Intermittent Suction Unit (Isu) | GFFL18643 | Ohio Medical | DMT Equipment Distribution | Akron | Akron City Campus | Akron City Hospital | Basement | 2007-12-06 | Low
No | 023944 | Regulators, Suction | 6700-0082-000 - Intermittent Suction Unit (Isu) | GFFL18644 | Ohio Medical | DMT Equipment Distribution | Akron | Akron City Campus | Akron City Hospital | Basement | 2007-12-06 | Low
No | 023945 | Regulators, Suction | 6700-0082-000 - Intermittent Suction Unit (Isu) | GFFL18645 | Ohio Medical | 1 Central - CV Progressive Care Unit (PCU) | Akron | Akron City Campus | Akron City Hospital | 1st Floor | 2007-12-06 | Low
No | 023947 | Regulators, Suction | 6700-0082-000 - Intermittent Suction Unit (Isu) | GFFL18647 | Ohio Medical | DMT Equipment Distribution | Akron | Akron City Campus | Akron City Hospital | Basement | 2007-12-06 | Low
No | 023948 | Regulators, Suction | 6700-0082-000 - Intermittent Suction Unit (Isu) | GFFL18648 | Ohio Medical | Nursery - SB | Barberton | Barberton Campus | Summa Barberton Hospital | 3rd Floor | 2007-12-06 | Low
No | 023949 | Regulators, Suction | 6700-0082-000 - Intermittent Suction Unit (Isu) | GFFL18649 | Ohio Medical | DMT Equipment Distribution | Akron | Akron City Campus | Akron City Hospital | Basement | 2007-12-06 | Low
No | 023950 | Regulators, Suction | 6700-0082-000 - Intermittent Suction Unit (Isu) | GFFL18650 | Ohio Medical | 4 West - CPI Progressive Care Unit (CPI-PCU) | Akron | Akron City Campus | Akron City Hospital | 4th Floor | 2007-12-06 | Low
No | 023959 | Regulators, Suction | 6700-0082-000 - Intermittent Suction Unit (Isu) | GFFL18659 | Ohio Medical | DMT Equipment Distribution | Akron | Akron City Campus | Akron City Hospital | Basement | 2007-12-06 | Low
No | 023960 | Regulators, Suction | 6700-0082-000 - Intermittent Suction Unit (Isu) | GFFL18660 | Ohio Medical | SCI-Cardiac Cath Lab Svcs | Akron | Akron City Campus | Akron City Hospital | 1st Floor | 2007-12-06 | Low
No | 023961 | Regulators, Suction | 6700-0082-000 - Intermittent Suction Unit (Isu) | GFFL18661 | Ohio Medical | 1 Central - CV Progressive Care Unit (PCU) | Akron | Akron City Campus | Akron City Hospital | 1st Floor | 2007-12-06 | Low
No | 024323 | Regulators, Suction | 6700-0082-000 - Intermittent Suction Unit (Isu) | GFFL18252 | Ohio Medical | 4 West - CPI Progressive Care Unit (CPI-PCU) | Akron | Akron City Campus | Akron City Hospital | 4th Floor | 2007-11-30 | Low
No | 024324 | Regulators, Suction | 6700-0082-000 - Intermittent Suction Unit (Isu) | GFFL18263 | Ohio Medical | 4 West - CPI Progressive Care Unit (CPI-PCU) | Akron | Akron City Campus | Akron City Hospital | 4th Floor | 2007-11-30 | Low
No | 024325 | Regulators, Suction | 6700-0082-000 - Intermittent Suction Unit (Isu) | GFFL18265 | Ohio Medical | 4 West - CPI Progressive Care Unit (CPI-PCU) | Akron | Akron City Campus | Akron City Hospital | 4th Floor | 2007-11-30 | Low
No | 024326 | Regulators, Suction | 6700-0082-000 - Intermittent Suction Unit (Isu) | GFFL18267 | Ohio Medical | 4 West - CPI Progressive Care Unit (CPI-PCU) | Akron | Akron City Campus | Akron City Hospital | 4th Floor | 2007-11-30 | Low
No | 024327 | Regulators, Suction | 6700-0082-000 - Intermittent Suction Unit (Isu) | GFFL18269 | Ohio Medical | 4 West - CPI Progressive Care Unit (CPI-PCU) | Akron | Akron City Campus | Akron City Hospital | 4th Floor | 2007-11-30 | Low
No | 024328 | Regulators, Suction | 6700-0082-000 - Intermittent Suction Unit (Isu) | GFFL18266 | Ohio Medical | 4 West - CPI Progressive Care Unit (CPI-PCU) | Akron | Akron City Campus | Akron City Hospital | 4th Floor | 2007-11-30 | Low
No | 024329 | Regulators, Suction | 6700-0082-000 - Intermittent Suction Unit (Isu) | GFFL18262 | Ohio Medical | DMT Equipment Distribution | Akron | Akron City Campus | Akron City Hospital | Basement | 2007-11-30 | Low
No | 024330 | Regulators, Suction | 6700-0082-000 - Intermittent Suction Unit (Isu) | GFFL18264 | Ohio Medical | 4 West - CPI Progressive Care Unit (CPI-PCU) | Akron | Akron City Campus | Akron City Hospital | 4th Floor | 2007-11-30 | Low
No | 024332 | Regulators, Suction | 6700-0082-000 - Intermittent Suction Unit (Isu) | GFFL18249 | Ohio Medical | 4 West - CPI Progressive Care Unit (CPI-PCU) | Akron | Akron City Campus | Akron City Hospital | 4th Floor | 2007-11-30 | Low
No | 024333 | Regulators, Suction | 6700-0082-000 - Intermittent Suction Unit (Isu) | GFFL18261 | Ohio Medical | 4 West - CPI Progressive Care Unit (CPI-PCU) | Akron | Akron City Campus | Akron City Hospital | 4th Floor | 2007-11-30 | Low
No | 024334 | Regulators, Suction | 6700-0082-000 - Intermittent Suction Unit (Isu) | GFFL18253 | Ohio Medical | 4 West - CPI Progressive Care Unit (CPI-PCU) | Akron | Akron City Campus | Akron City Hospital | 4th Floor | 2007-11-30 | Low
No | 024335 | Regulators, Suction | 6700-0082-000 - Intermittent Suction Unit (Isu) | GFFL18254 | Ohio Medical | 4 West - CPI Progressive Care Unit (CPI-PCU) | Akron | Akron City Campus | Akron City Hospital | 4th Floor | 2007-11-30 | Low
No | 024336 | Regulators, Suction | 6700-0082-000 - Intermittent Suction Unit (Isu) | GFFL18251 | Ohio Medical | 4 West - CPI Progressive Care Unit (CPI-PCU) | Akron | Akron City Campus | Akron City Hospital | 4th Floor | 2007-11-30 | Low
No | 024337 | Regulators, Suction | 6700-0082-000 - Intermittent Suction Unit (Isu) | GFFL18256 | Ohio Medical | 4 West - CPI Progressive Care Unit (CPI-PCU) | Akron | Akron City Campus | Akron City Hospital | 4th Floor | 2007-11-30 | Low
No | 024338 | Regulators, Suction | 6700-0082-000 - Intermittent Suction Unit (Isu) | GFFL18268 | Ohio Medical | 4 West - CPI Progressive Care Unit (CPI-PCU) | Akron | Akron City Campus | Akron City Hospital | 4th Floor | 2007-11-30 | Low
No | 024339 | Regulators, Suction | 6700-0082-000 - Intermittent Suction Unit (Isu) | GFFL18255 | Ohio Medical | 4 West - CPI Progressive Care Unit (CPI-PCU) | Akron | Akron City Campus | Akron City Hospital | 4th Floor | 2007-11-30 | Low
No | 024340 | Regulators, Suction | 6700-0082-000 - Intermittent Suction Unit (Isu) | GFFL18258 | Ohio Medical | 4 West - CPI Progressive Care Unit (CPI-PCU) | Akron | Akron City Campus | Akron City Hospital | 4th Floor | 2007-11-30 | Low
No | 024341 | Regulators, Suction | 6700-0082-000 - Intermittent Suction Unit (Isu) | GFFL18257 | Ohio Medical | 4 West - CPI Progressive Care Unit (CPI-PCU) | Akron | Akron City Campus | Akron City Hospital | 4th Floor | 2007-11-30 | Low
No | 024342 | Regulators, Suction | 6700-0082-000 - Intermittent Suction Unit (Isu) | GFFL18260 | Ohio Medical | 4 West - CPI Progressive Care Unit (CPI-PCU) | Akron | Akron City Campus | Akron City Hospital | 4th Floor | 2007-11-30 | Low
No | 024343 | Regulators, Suction | 6700-0082-000 - Intermittent Suction Unit (Isu) | GFFL18250 | Ohio Medical | 4 West - CPI Progressive Care Unit (CPI-PCU) | Akron | Akron City Campus | Akron City Hospital | 4th Floor | 2007-11-30 | Low
No | 024747 | Regulators, Suction | 6700-0082-000 - Intermittent Suction Unit (Isu) | GFFl17777 | Ohio Medical | T1 - CTV Intensive Care Unit (CTV-ICU) | Akron | Akron City Campus | Critical Care Tower | 1st Floor | 2008-03-17 | Low
No | 026110 | Regulators, Suction | 6700-0082-000 - Intermittent Suction Unit (Isu) | GFFJ19348 | Ohio Medical | T2 - STN Intensive Care Unit (STN-ICU) | Akron | Akron City Campus | Critical Care Tower | 2nd Floor | 2010-04-27 | Low
No | 026650 | Regulators, Suction | 6700-0082-000 - Intermittent Suction Unit (Isu) | GFFC04424 | Ohio Medical | DMT Equipment Distribution | Akron | Akron City Campus | Akron City Hospital | Basement | 2001-11-19 | Low
No | 026654 | Regulators, Suction | 6700-0082-000 - Intermittent Suction Unit (Isu) | GFFC04617 | Ohio Medical | DMT Equipment Distribution | Akron | Akron City Campus | Akron City Hospital | Basement | 1999-10-04 | Low
No | 026756 | Regulators, Suction | 6700-0082-000 - Intermittent Suction Unit (Isu) | GFFC04603 | Ohio Medical | PACU | Akron | Akron City Campus | Akron City Hospital | 1st Floor | 1996-10-21 | Low
No | 028120 | Regulators, Suction | 6700-0082-000 - Intermittent Suction Unit (Isu) | GFFL05618 | Ohio Medical | 4 West - CPI Progressive Care Unit (CPI-PCU) | Akron | Akron City Campus | Akron City Hospital | 4th Floor | 2011-09-26 | Low
No | 029731 | Regulators, Suction | 6700-0082-000 - Intermittent Suction Unit (Isu) | GFFC04605 | Ohio Medical | PACU | Akron | Akron City Campus | Akron City Hospital | 1st Floor | 2016-02-08 | Low
No | 030203 | Regulators, Suction | 6700-0082-000 - Intermittent Suction Unit (Isu) | GFFJ19364 | Ohio Medical | 1 Central - CV Progressive Care Unit (PCU) | Akron | Akron City Campus | Akron City Hospital | 1st Floor | 2006-05-24 | Low
No | 030214 | Regulators, Suction | 6700-0082-000 - Intermittent Suction Unit (Isu) | GFFJ19352 | Ohio Medical | T2 - STN Intensive Care Unit (STN-ICU) | Akron | Akron City Campus | Critical Care Tower | 2nd Floor | 2006-05-24 | Low
No | 030248 | Regulators, Suction | 6700-0082-000 - Intermittent Suction Unit (Isu) | GFFJ22832 | Ohio Medical | T2 - STN Intensive Care Unit (STN-ICU) | Akron | Akron City Campus | Critical Care Tower | 2nd Floor | 2012-08-28 | Low
No | 030249 | Regulators, Suction | 6700-0082-000 - Intermittent Suction Unit (Isu) | GFFJ22833 | Ohio Medical | T2 - STN Intensive Care Unit (STN-ICU) | Akron | Akron City Campus | Critical Care Tower | 2nd Floor | 2012-08-28 | Low
No | 030255 | Regulators, Suction | 6700-0082-000 - Intermittent Suction Unit (Isu) | GFFJ19361 | Ohio Medical | T2 - STN Intensive Care Unit (STN-ICU) | Akron | Akron City Campus | Critical Care Tower | 2nd Floor | 2006-06-12 | Low
No | 032659 | Regulators, Suction | 6700-0082-000 - Intermittent Suction Unit (Isu) | GFFJ22834 | Ohio Medical | 1 Central - CV Progressive Care Unit (PCU) | Akron | Akron City Campus | Akron City Hospital | 1st Floor | 2013-06-24 | Low
No | 050949 | Regulators, Suction | 6700-0082-000 - Intermittent Suction Unit (Isu) | GFFK02562 | Ohio Medical | 1 Central - CV Progressive Care Unit (PCU) | Akron | Akron City Campus | Akron City Hospital | 1st Floor | 2006-05-24 | Low
No | 052118 | Regulators, Suction | 6700-0082-000 - Intermittent Suction Unit (Isu) | GFFX25037 | Ohio Medical | Nursery - SB | Barberton | Barberton Campus | Summa Barberton Hospital | 3rd Floor | 1998-02-01 | Low
No | 054369 | Regulators, Suction | 6700-0082-000 - Intermittent Suction Unit (Isu) | GFFK02537 | Ohio Medical | 1 Central - CV Progressive Care Unit (PCU) | Akron | Akron City Campus | Akron City Hospital | 1st Floor | 2006-05-24 | Low
No | 054868 | Regulators, Suction | 6700-0082-000 - Intermittent Suction Unit (Isu) | GFFL05620 | Ohio Medical | DMT Equipment Distribution | Akron | Akron City Campus | Akron City Hospital | Basement | 2018-09-24 | Low
No | 061573 | Regulators, Suction | 6700-0082-000 - Intermittent Suction Unit (Isu) | GFFD15754 | Ohio Medical | 5 North - Acuity Adaptable Unit (AAU) | Akron | Akron City Campus | Akron City Hospital | 5th Floor | 2002-10-09 | Low
No | 063031 | Regulators, Suction | 6700-0082-000 - Intermittent Suction Unit (Isu) | PSAY21091 | Ohio Medical | DMT Equipment Distribution | Akron | Akron City Campus | Akron City Hospital | Basement | 2023-03-15 07:36 | Low
No | 063506 | Regulators, Suction | 6700-0082-000 - Intermittent Suction Unit (Isu) | GFFG06636 | Ohio Medical | DMT Equipment Distribution | Akron | Akron City Campus | Akron City Hospital | Basement | 2023-11-21 09:06 | Low
No | 063515 | Regulators, Suction | 6700-0082-000 - Intermittent Suction Unit (Isu) | PHD'y00004 | Ohio Medical | DMT Equipment Distribution | Akron | Akron City Campus | Akron City Hospital | Basement | 2023-12-08 13:26 | Low
No | 063537 | Regulators, Suction | 6700-0082-000 - Intermittent Suction Unit (Isu) | GFFHJ19359 | Ohio Medical | T3 - Medical Intensive Care Unit (MICU) | Akron | Akron City Campus | Critical Care Tower | 3rd Floor | 2006-06-12 | Low
No | 024903 | Regulators, Suction | 7700 - Regulator, Suction | 01A097 | Boehringer Mannheim | Operating Room | Akron | Akron City Campus | Akron City Hospital | 1st Floor | 2010-10-18 | Low
No | 059044 | Regulators, Suction | 8701-1251-901 - Intermittent Suction Unit | PSAZ26813 | Ohio Medical | Nuclear Medicine | Akron | Akron City Campus | Akron City Hospital | Ground Floor | 2020-07-15 | Low
No | 059045 | Regulators, Suction | 8701-1251-901 - Intermittent Suction Unit | PSAZ26815 | Ohio Medical | Nuclear Medicine | Akron | Akron City Campus | Akron City Hospital | Ground Floor | 2020-07-15 | Low
No | 059046 | Regulators, Suction | 8701-1251-901 - Intermittent Suction Unit | PSAZ26817 | Ohio Medical | Nuclear Medicine | Akron | Akron City Campus | Akron City Hospital | Ground Floor | 2020-07-15 | Low
No | 059047 | Regulators, Suction | 8701-1251-901 - Intermittent Suction Unit | PSAZ26820 | Ohio Medical | Nuclear Medicine | Akron | Akron City Campus | Akron City Hospital | Ground Floor | 2020-07-15 | Low
No | 059961 | Regulators, Suction | 8701-1251-901 - Intermittent Suction Unit | PSAZ42849 | Ohio Medical | H5 - Medical/Surgical Unit (MSU) | Akron | Akron City Campus | H Tower | 5th Floor | 2021-01-04 | Low
No | 059962 | Regulators, Suction | 8701-1251-901 - Intermittent Suction Unit | PSAZ42848 | Ohio Medical | H5 - Medical/Surgical Unit (MSU) | Akron | Akron City Campus | H Tower | 5th Floor | 2021-01-04 | Low
No | 059963 | Regulators, Suction | 8701-1251-901 - Intermittent Suction Unit | PSAZ42841 | Ohio Medical | H5 - Medical/Surgical Unit (MSU) | Akron | Akron City Campus | H Tower | 5th Floor | 2021-01-04 | Low
No | 059964 | Regulators, Suction | 8701-1251-901 - Intermittent Suction Unit | PSAZ42847 | Ohio Medical | H5 - Medical/Surgical Unit (MSU) | Akron | Akron City Campus | H Tower | 5th Floor | 2021-01-04 | Low
No | 059965 | Regulators, Suction | 8701-1251-901 - Intermittent Suction Unit | PSAZ42840 | Ohio Medical | H5 - Medical/Surgical Unit (MSU) | Akron | Akron City Campus | H Tower | 5th Floor | 2021-01-04 | Low
No | 059966 | Regulators, Suction | 8701-1251-901 - Intermittent Suction Unit | PSAZ42845 | Ohio Medical | H5 - Medical/Surgical Unit (MSU) | Akron | Akron City Campus | H Tower | 5th Floor | 2021-01-04 | Low
No | 059967 | Regulators, Suction | 8701-1251-901 - Intermittent Suction Unit | PSAZ42842 | Ohio Medical | H5 - Medical/Surgical Unit (MSU) | Akron | Akron City Campus | H Tower | 5th Floor | 2021-01-04 | Low
No | 059968 | Regulators, Suction | 8701-1251-901 - Intermittent Suction Unit | PSAZ42844 | Ohio Medical | H5 - Medical/Surgical Unit (MSU) | Akron | Akron City Campus | H Tower | 5th Floor | 2021-01-04 | Low
No | 059969 | Regulators, Suction | 8701-1251-901 - Intermittent Suction Unit | PSAZ42843 | Ohio Medical | H5 - Medical/Surgical Unit (MSU) | Akron | Akron City Campus | H Tower | 5th Floor | 2021-01-04 | Low
No | 059970 | Regulators, Suction | 8701-1251-901 - Intermittent Suction Unit | PSAZ42846 | Ohio Medical | H5 - Medical/Surgical Unit (MSU) | Akron | Akron City Campus | H Tower | 5th Floor | 2021-01-04 | Low
No | 060765 | Regulators, Suction | 8701-1251-901 - Intermittent Suction Unit | PSAA16513 | Ohio Medical | 3 North - Epilepsy Monitoring Unit (EMU) | Akron | Akron City Campus | Akron City Hospital | 3rd Floor | 2021-08-02 | Low
No | 060766 | Regulators, Suction | 8701-1251-901 - Intermittent Suction Unit | PSAA16514 | Ohio Medical | 3 North - Epilepsy Monitoring Unit (EMU) | Akron | Akron City Campus | Akron City Hospital | 3rd Floor | 2021-08-02 | Low
No | 060767 | Regulators, Suction | 8701-1251-901 - Intermittent Suction Unit | PSAA16367 | Ohio Medical | 3 North - Epilepsy Monitoring Unit (EMU) | Akron | Akron City Campus | Akron City Hospital | 3rd Floor | 2021-08-02 | Low
No | 060768 | Regulators, Suction | 8701-1251-901 - Intermittent Suction Unit | PSAA16519 | Ohio Medical | 3 North - Epilepsy Monitoring Unit (EMU) | Akron | Akron City Campus | Akron City Hospital | 3rd Floor | 2021-08-02 | Low
No | 060769 | Regulators, Suction | 8701-1251-901 - Intermittent Suction Unit | PSAA16369 | Ohio Medical | 3 North - Epilepsy Monitoring Unit (EMU) | Akron | Akron City Campus | Akron City Hospital | 3rd Floor | 2021-08-02 | Low
No | 060770 | Regulators, Suction | 8701-1251-901 - Intermittent Suction Unit | PSAA16522 | Ohio Medical | 3 North - Epilepsy Monitoring Unit (EMU) | Akron | Akron City Campus | Akron City Hospital | 3rd Floor | 2021-08-02 | Low
No | 060771 | Regulators, Suction | 8701-1251-901 - Intermittent Suction Unit | PSAA16363 | Ohio Medical | 3 North - Epilepsy Monitoring Unit (EMU) | Akron | Akron City Campus | Akron City Hospital | 3rd Floor | 2021-08-02 | Low
No | 060772 | Regulators, Suction | 8701-1251-901 - Intermittent Suction Unit | PSAA16520 | Ohio Medical | 3 North - Epilepsy Monitoring Unit (EMU) | Akron | Akron City Campus | Akron City Hospital | 3rd Floor | 2021-08-02 | Low
No | 060773 | Regulators, Suction | 8701-1251-901 - Intermittent Suction Unit | PSAA16518 | Ohio Medical | 3 North - Epilepsy Monitoring Unit (EMU) | Akron | Akron City Campus | Akron City Hospital | 3rd Floor | 2021-08-02 | Low
No | 060774 | Regulators, Suction | 8701-1251-901 - Intermittent Suction Unit | PSAA16516 | Ohio Medical | 3 North - Epilepsy Monitoring Unit (EMU) | Akron | Akron City Campus | Akron City Hospital | 3rd Floor | 2021-08-02 | Low
No | 060775 | Regulators, Suction | 8701-1251-901 - Intermittent Suction Unit | PSAA16366 | Ohio Medical | 3 North - Epilepsy Monitoring Unit (EMU) | Akron | Akron City Campus | Akron City Hospital | 3rd Floor | 2021-08-02 | Low
No | 060776 | Regulators, Suction | 8701-1251-901 - Intermittent Suction Unit | PSAA16521 | Ohio Medical | 3 North - Epilepsy Monitoring Unit (EMU) | Akron | Akron City Campus | Akron City Hospital | 3rd Floor | 2021-08-02 | Low
No | 060777 | Regulators, Suction | 8701-1251-901 - Intermittent Suction Unit | PSAA16515 | Ohio Medical | 3 North - Epilepsy Monitoring Unit (EMU) | Akron | Akron City Campus | Akron City Hospital | 3rd Floor | 2021-08-02 | Low
No | 060778 | Regulators, Suction | 8701-1251-901 - Intermittent Suction Unit | PSAA16364 | Ohio Medical | 3 North - Epilepsy Monitoring Unit (EMU) | Akron | Akron City Campus | Akron City Hospital | 3rd Floor | 2021-08-02 | Low
No | 060779 | Regulators, Suction | 8701-1251-901 - Intermittent Suction Unit | PSAA16368 | Ohio Medical | 3 North - Epilepsy Monitoring Unit (EMU) | Akron | Akron City Campus | Akron City Hospital | 3rd Floor | 2021-08-02 | Low
No | 060780 | Regulators, Suction | 8701-1251-901 - Intermittent Suction Unit | PSAA16370 | Ohio Medical | 3 North - Epilepsy Monitoring Unit (EMU) | Akron | Akron City Campus | Akron City Hospital | 3rd Floor | 2021-08-02 | Low
No | 060781 | Regulators, Suction | 8701-1251-901 - Intermittent Suction Unit | PSAA16365 | Ohio Medical | 3 North - Epilepsy Monitoring Unit (EMU) | Akron | Akron City Campus | Akron City Hospital | 3rd Floor | 2021-08-02 | Low
No | 060782 | Regulators, Suction | 8701-1251-901 - Intermittent Suction Unit | PSAA16371 | Ohio Medical | 3 North - Epilepsy Monitoring Unit (EMU) | Akron | Akron City Campus | Akron City Hospital | 3rd Floor | 2021-08-02 | Low
No | 060783 | Regulators, Suction | 8701-1251-901 - Intermittent Suction Unit | PSAA16372 | Ohio Medical | 3 North - Epilepsy Monitoring Unit (EMU) | Akron | Akron City Campus | Akron City Hospital | 3rd Floor | 2021-08-02 | Low
No | 060784 | Regulators, Suction | 8701-1251-901 - Intermittent Suction Unit | PSAA16517 | Ohio Medical | 3 North - Epilepsy Monitoring Unit (EMU) | Akron | Akron City Campus | Akron City Hospital | 3rd Floor | 2021-08-02 | Low
No | 063633 | Regulators, Suction | 8701-1251-901 - Intermittent Suction Unit | PSAC29723 | Ohio Medical | H5 - Medical/Surgical Unit (MSU) | Akron | Akron City Campus | H Tower | 5th Floor | 2021-01-04 | Low
No | 063634 | Regulators, Suction | 8701-1251-901 - Intermittent Suction Unit | PSAC28729 | Ohio Medical | H5 - Medical/Surgical Unit (MSU) | Akron | Akron City Campus | H Tower | 5th Floor | 2023-11-21 | Low
No | 063635 | Regulators, Suction | 8701-1251-901 - Intermittent Suction Unit | PSAB24517 | Ohio Medical | H5 - Medical/Surgical Unit (MSU) | Akron | Akron City Campus | H Tower | 5th Floor | 2023-11-21 | Low
No | 063636 | Regulators, Suction | 8701-1251-901 - Intermittent Suction Unit | PSAB24970 | Ohio Medical | H5 - Medical/Surgical Unit (MSU) | Akron | Akron City Campus | H Tower | 5th Floor | 2023-11-21 | Low
No | 063637 | Regulators, Suction | 8701-1251-901 - Intermittent Suction Unit | PSAB24520 | Ohio Medical | H5 - Medical/Surgical Unit (MSU) | Akron | Akron City Campus | H Tower | 5th Floor | 2021-01-04 | Low
No | 063638 | Regulators, Suction | 8701-1251-901 - Intermittent Suction Unit | PSAB24539 | Ohio Medical | H5 - Medical/Surgical Unit (MSU) | Akron | Akron City Campus | H Tower | 5th Floor | 2023-11-21 | Low
No | 063639 | Regulators, Suction | 8701-1251-901 - Intermittent Suction Unit | PSAB24967 | Ohio Medical | H5 - Medical/Surgical Unit (MSU) | Akron | Akron City Campus | H Tower | 5th Floor | 2023-11-21 | Low
No | 063640 | Regulators, Suction | 8701-1251-901 - Intermittent Suction Unit | PSAC28715 | Ohio Medical | H5 - Medical/Surgical Unit (MSU) | Akron | Akron City Campus | H Tower | 5th Floor | 2023-11-21 | Low
No | 064126 | Regulators, Suction | 8701-1251-901 - Intermittent Suction Unit | PSAC25236 | Ohio Medical | SCI-Cardiology Prep & Recovery | Akron | Akron City Campus | Akron City Hospital | 1st Floor | 2024-06-26 07:24 | Low
No | 064127 | Regulators, Suction | 8701-1251-901 - Intermittent Suction Unit | PSAC25238 | Ohio Medical | SCI-Cardiology Prep & Recovery | Akron | Akron City Campus | Akron City Hospital | 1st Floor | 2024-06-26 07:25 | Low
No | 064128 | Regulators, Suction | 8701-1251-901 - Intermittent Suction Unit | PSAC25234 | Ohio Medical | SCI-Cardiology Prep & Recovery | Akron | Akron City Campus | Akron City Hospital | 1st Floor | 2024-06-26 07:26 | Low
No | 064129 | Regulators, Suction | 8701-1251-901 - Intermittent Suction Unit | PSAC25109 | Ohio Medical | SCI-Cardiology Prep & Recovery | Akron | Akron City Campus | Akron City Hospital | 1st Floor | 2024-06-26 07:26 | Low
No | 064130 | Regulators, Suction | 8701-1251-901 - Intermittent Suction Unit | PSAC25242 | Ohio Medical | SCI-Cardiology Prep & Recovery | Akron | Akron City Campus | Akron City Hospital | 1st Floor | 2024-06-26 07:27 | Low
No | 064131 | Regulators, Suction | 8701-1251-901 - Intermittent Suction Unit | PSAC24767 | Ohio Medical | SCI-Cardiology Prep & Recovery | Akron | Akron City Campus | Akron City Hospital | 1st Floor | 2024-06-26 07:27 | Low
No | 064132 | Regulators, Suction | 8701-1251-901 - Intermittent Suction Unit | PSAC25104 | Ohio Medical | SCI-Cardiology Prep & Recovery | Akron | Akron City Campus | Akron City Hospital | 1st Floor | 2024-06-26 07:28 | Low
No | 064133 | Regulators, Suction | 8701-1251-901 - Intermittent Suction Unit | PSAC25113 | Ohio Medical | SCI-Cardiology Prep & Recovery | Akron | Akron City Campus | Akron City Hospital | 1st Floor | 2024-06-26 07:29 | Low
No | 064134 | Regulators, Suction | 8701-1251-901 - Intermittent Suction Unit | PSAC25110 | Ohio Medical | SCI-Cardiology Prep & Recovery | Akron | Akron City Campus | Akron City Hospital | 1st Floor | 2024-06-26 07:29 | Low
No | 064135 | Regulators, Suction | 8701-1251-901 - Intermittent Suction Unit | PSAC25243 | Ohio Medical | SCI-Cardiology Prep & Recovery | Akron | Akron City Campus | Akron City Hospital | 1st Floor | 2024-06-26 07:29 | Low
No | 064136 | Regulators, Suction | 8701-1251-901 - Intermittent Suction Unit | PSAC25105 | Ohio Medical | SCI-Cardiology Prep & Recovery | Akron | Akron City Campus | Akron City Hospital | 1st Floor | 2024-06-26 07:30 | Low
No | 064137 | Regulators, Suction | 8701-1251-901 - Intermittent Suction Unit | PSAC25108 | Ohio Medical | SCI-Cardiology Prep & Recovery | Akron | Akron City Campus | Akron City Hospital | 1st Floor | 2024-06-26 07:30 | Low
No | 064138 | Regulators, Suction | 8701-1251-901 - Intermittent Suction Unit | PSAC25235 | Ohio Medical | SCI-Cardiology Prep & Recovery | Akron | Akron City Campus | Akron City Hospital | 1st Floor | 2024-06-26 07:30 | Low
No | 064139 | Regulators, Suction | 8701-1251-901 - Intermittent Suction Unit | PSAC25237 | Ohio Medical | SCI-Cardiology Prep & Recovery | Akron | Akron City Campus | Akron City Hospital | 1st Floor | 2024-06-26 07:34 | Low
No | 064140 | Regulators, Suction | 8701-1251-901 - Intermittent Suction Unit | PSAC25111 | Ohio Medical | SCI-Cardiology Prep & Recovery | Akron | Akron City Campus | Akron City Hospital | 1st Floor | 2024-06-26 07:35 | Low
No | 064141 | Regulators, Suction | 8701-1251-901 - Intermittent Suction Unit | PSAC25106 | Ohio Medical | SCI-Cardiology Prep & Recovery | Akron | Akron City Campus | Akron City Hospital | 1st Floor | 2024-06-26 07:35 | Low
No | 064142 | Regulators, Suction | 8701-1251-901 - Intermittent Suction Unit | PSAC25107 | Ohio Medical | SCI-Cardiology Prep & Recovery | Akron | Akron City Campus | Akron City Hospital | 1st Floor | 2024-06-26 07:35 | Low
No | 064143 | Regulators, Suction | 8701-1251-901 - Intermittent Suction Unit | PSAC25112 | Ohio Medical | SCI-Cardiology Prep & Recovery | Akron | Akron City Campus | Akron City Hospital | 1st Floor | 2024-06-26 07:36 | Low
No | 064296 | Regulators, Suction | 8701-1251-901 - Intermittent Suction Unit | PSAD28917 | Ohio Medical | H5 - Medical/Surgical Unit (MSU) | Akron | Akron City Campus | H Tower | 5th Floor | 2024-10-07 05:39 | Low
No | 064297 | Regulators, Suction | 8701-1251-901 - Intermittent Suction Unit | PSAD28915 | Ohio Medical | H5 - Medical/Surgical Unit (MSU) | Akron | Akron City Campus | H Tower | 5th Floor | 2024-10-07 05:39 | Low
No | 064298 | Regulators, Suction | 8701-1251-901 - Intermittent Suction Unit | PSAD28916 | Ohio Medical | H5 - Medical/Surgical Unit (MSU) | Akron | Akron City Campus | H Tower | 5th Floor | 2024-10-07 05:39 | Low
No | 064299 | Regulators, Suction | 8701-1251-901 - Intermittent Suction Unit | PSAD28920 | Ohio Medical | H5 - Medical/Surgical Unit (MSU) | Akron | Akron City Campus | H Tower | 5th Floor | 2024-10-07 05:39 | Low
No | 064300 | Regulators, Suction | 8701-1251-901 - Intermittent Suction Unit | PSAD28922 | Ohio Medical | H5 - Medical/Surgical Unit (MSU) | Akron | Akron City Campus | H Tower | 5th Floor | 2024-10-07 05:39 | Low
No | 064551 | Regulators, Suction | 8701-1251-901 - Intermittent Suction Unit | PSAD28918 | Ohio Medical | H5 - Medical/Surgical Unit (MSU) | Akron | Akron City Campus | H Tower | 5th Floor | 2024-10-07 05:39 | Low
No | 064552 | Regulators, Suction | 8701-1251-901 - Intermittent Suction Unit | PSAD28919 | Ohio Medical | H5 - Medical/Surgical Unit (MSU) | Akron | Akron City Campus | H Tower | 5th Floor | 2024-10-07 05:39 | Low
No | 064553 | Regulators, Suction | 8701-1251-901 - Intermittent Suction Unit | PSAD28923 | Ohio Medical | H5 - Medical/Surgical Unit (MSU) | Akron | Akron City Campus | H Tower | 5th Floor | 2024-10-07 05:39 | Low
No | 064554 | Regulators, Suction | 8701-1251-901 - Intermittent Suction Unit | PSAD28921 | Ohio Medical | H5 - Medical/Surgical Unit (MSU) | Akron | Akron City Campus | H Tower | 5th Floor | 2024-10-07 05:39 | Low
No | 064555 | Regulators, Suction | 8701-1251-901 - Intermittent Suction Unit | PSAD28924 | Ohio Medical | H5 - Medical/Surgical Unit (MSU) | Akron | Akron City Campus | H Tower | 5th Floor | 2024-10-07 05:39 | Low
No | 029978 | Regulators, Suction | 8701-1330-901 - Continuous, 2-Mode High, Nipple | PHAY00039 | Ohio Medical | Ultrasound | Akron | Akron City Campus | Akron City Hospital | Ground Floor | 2019-02-12 | Low
No | 029986 | Regulators, Suction | 8701-1330-901 - Continuous, 2-Mode High, Nipple | PHAY00040 | Ohio Medical | Ultrasound | Akron | Akron City Campus | Akron City Hospital | Ground Floor | 2019-02-12 | Low
No | 029987 | Regulators, Suction | 8701-1330-901 - Continuous, 2-Mode High, Nipple | PHAY00041 | Ohio Medical | Ultrasound | Akron | Akron City Campus | Akron City Hospital | Ground Floor | 2019-02-12 | Low
No | 029988 | Regulators, Suction | 8701-1330-901 - Continuous, 2-Mode High, Nipple | PHAY00043 | Ohio Medical | Ultrasound | Akron | Akron City Campus | Akron City Hospital | Ground Floor | 2019-02-12 | Low
No | 029989 | Regulators, Suction | 8701-1330-901 - Continuous, 2-Mode High, Nipple | PHAY00038 | Ohio Medical | Ultrasound | Akron | Akron City Campus | Akron City Hospital | Ground Floor | 2019-02-12 | Low
No | 029990 | Regulators, Suction | 8701-1330-901 - Continuous, 2-Mode High, Nipple | PHAY00045 | Ohio Medical | Ultrasound | Akron | Akron City Campus | Akron City Hospital | Ground Floor | 2019-02-12 | Low
No | 029991 | Regulators, Suction | 8701-1330-901 - Continuous, 2-Mode High, Nipple | PHAY00042 | Ohio Medical | Ultrasound | Akron | Akron City Campus | Akron City Hospital | Ground Floor | 2019-02-12 | Low
No | 029992 | Regulators, Suction | 8701-1330-901 - Continuous, 2-Mode High, Nipple | PHAY00044 | Ohio Medical | Ultrasound | Akron | Akron City Campus | Akron City Hospital | Ground Floor | 2019-02-12 | Low
No | 029993 | Regulators, Suction | 8701-1330-901 - Continuous, 2-Mode High, Nipple | PHAY00032 | Ohio Medical | Ultrasound | Akron | Akron City Campus | Akron City Hospital | Ground Floor | 2019-02-12 | Low
No | 029994 | Regulators, Suction | 8701-1330-901 - Continuous, 2-Mode High, Nipple | PHAY00033 | Ohio Medical | Ultrasound | Akron | Akron City Campus | Akron City Hospital | Ground Floor | 2019-02-12 | Low
No | 029995 | Regulators, Suction | 8701-1330-901 - Continuous, 2-Mode High, Nipple | PHAY00034 | Ohio Medical | Ultrasound | Akron | Akron City Campus | Akron City Hospital | Ground Floor | 2019-02-12 | Low
No | 029996 | Regulators, Suction | 8701-1330-901 - Continuous, 2-Mode High, Nipple | PHAY00037 | Ohio Medical | Ultrasound | Akron | Akron City Campus | Akron City Hospital | Ground Floor | 2019-02-12 | Low
No | 029997 | Regulators, Suction | 8701-1330-901 - Continuous, 2-Mode High, Nipple | PHAY00036 | Ohio Medical | Magnetic Resonance Imaging | Akron | Akron City Campus | Akron City Hospital | Ground Floor | 2019-02-12 | Low
No | 029998 | Regulators, Suction | 8701-1330-901 - Continuous, 2-Mode High, Nipple | PHAY00035 | Ohio Medical | Ultrasound | Akron | Akron City Campus | Akron City Hospital | Ground Floor | 2019-02-12 | Low
No | 029999 | Regulators, Suction | 8701-1330-905 - Continuous, 2-Mode High, Large Trap | PHAY00031 | Ohio Medical | Ultrasound | Akron | Akron City Campus | Akron City Hospital | Ground Floor | 2019-02-12 | Low
No | 030000 | Regulators, Suction | 8701-1330-905 - Continuous, 2-Mode High, Large Trap | JGHX41002 | Ohio Medical | Ultrasound | Akron | Akron City Campus | Akron City Hospital | Ground Floor | 2019-02-12 | Low
No | 029162 | Regulators, Suction | 8701-1351-900 - Intermittent Suction Unit (Ansi) | JGJQ00977 | Ohio Medical | Emergency Department (ED) - ACH | Akron | Akron City Campus | Akron City Hospital | Ground Floor | 2012-01-19 | Low
No | 029163 | Regulators, Suction | 8701-1351-900 - Intermittent Suction Unit (Ansi) | JGJQ00978 | Ohio Medical | Emergency Department (ED) - ACH | Akron | Akron City Campus | Akron City Hospital | Ground Floor | 2012-01-19 | Low
No | 029164 | Regulators, Suction | 8701-1351-900 - Intermittent Suction Unit (Ansi) | JGJQ00983 | Ohio Medical | Emergency Department (ED) - ACH | Akron | Akron City Campus | Akron City Hospital | Ground Floor | 2012-01-19 | Low
No | 029165 | Regulators, Suction | 8701-1351-900 - Intermittent Suction Unit (Ansi) | JGJQ00984 | Ohio Medical | Emergency Department (ED) - ACH | Akron | Akron City Campus | Akron City Hospital | Ground Floor | 2012-01-19 | Low
No | 029167 | Regulators, Suction | 8701-1351-900 - Intermittent Suction Unit (Ansi) | JGJQ00986 | Ohio Medical | Emergency Department (ED) - ACH | Akron | Akron City Campus | Akron City Hospital | Ground Floor | 2012-01-19 | Low
No | 029168 | Regulators, Suction | 8701-1351-900 - Intermittent Suction Unit (Ansi) | JGJQ00985 | Ohio Medical | Emergency Department (ED) - ACH | Akron | Akron City Campus | Akron City Hospital | Ground Floor | 2012-01-19 | Low
No | 029169 | Regulators, Suction | 8701-1351-900 - Intermittent Suction Unit (Ansi) | JGJQ00981 | Ohio Medical | Emergency Department (ED) - ACH | Akron | Akron City Campus | Akron City Hospital | Ground Floor | 2012-01-19 | Low
No | 029170 | Regulators, Suction | 8701-1351-900 - Intermittent Suction Unit (Ansi) | JGJQ00979 | Ohio Medical | Emergency Department (ED) - ACH | Akron | Akron City Campus | Akron City Hospital | Ground Floor | 2012-01-19 | Low
No | 029171 | Regulators, Suction | 8701-1351-900 - Intermittent Suction Unit (Ansi) | JGJQ00991 | Ohio Medical | Emergency Department (ED) - ACH | Akron | Akron City Campus | Akron City Hospital | Ground Floor | 2012-01-19 | Low
No | 029172 | Regulators, Suction | 8701-1351-900 - Intermittent Suction Unit (Ansi) | JGJQ00980 | Ohio Medical | Emergency Department (ED) - ACH | Akron | Akron City Campus | Akron City Hospital | Ground Floor | 2012-01-19 | Low
No | 029173 | Regulators, Suction | 8701-1351-900 - Intermittent Suction Unit (Ansi) | JGJQ00987 | Ohio Medical | Emergency Department (ED) - ACH | Akron | Akron City Campus | Akron City Hospital | Ground Floor | 2012-01-19 | Low
No | 029174 | Regulators, Suction | 8701-1351-900 - Intermittent Suction Unit (Ansi) | JGJQ00990 | Ohio Medical | Emergency Department (ED) - ACH | Akron | Akron City Campus | Akron City Hospital | Ground Floor | 2012-01-19 | Low
No | 029175 | Regulators, Suction | 8701-1351-900 - Intermittent Suction Unit (Ansi) | JGJQ00988 | Ohio Medical | Emergency Department (ED) - ACH | Akron | Akron City Campus | Akron City Hospital | Ground Floor | 2012-01-19 | Low
No | 029176 | Regulators, Suction | 8701-1351-900 - Intermittent Suction Unit (Ansi) | JGJQ00989 | Ohio Medical | Emergency Department (ED) - ACH | Akron | Akron City Campus | Akron City Hospital | Ground Floor | 2012-01-19 | Low
No | 029177 | Regulators, Suction | 8701-1351-900 - Intermittent Suction Unit (Ansi) | JGJQ00917 | Ohio Medical | Emergency Department (ED) - ACH | Akron | Akron City Campus | Akron City Hospital | Ground Floor | 2012-01-19 | Low
No | 029178 | Regulators, Suction | 8701-1351-900 - Intermittent Suction Unit (Ansi) | JGJQ00918 | Ohio Medical | Emergency Department (ED) - ACH | Akron | Akron City Campus | Akron City Hospital | Ground Floor | 2012-01-19 | Low
No | 029179 | Regulators, Suction | 8701-1351-900 - Intermittent Suction Unit (Ansi) | JGJQ00921 | Ohio Medical | Emergency Department (ED) - ACH | Akron | Akron City Campus | Akron City Hospital | Ground Floor | 2012-01-19 | Low
No | 029180 | Regulators, Suction | 8701-1351-900 - Intermittent Suction Unit (Ansi) | JGJQ00926 | Ohio Medical | Emergency Department (ED) - ACH | Akron | Akron City Campus | Akron City Hospital | Ground Floor | 2012-01-19 | Low
No | 029181 | Regulators, Suction | 8701-1351-900 - Intermittent Suction Unit (Ansi) | JGJQ00924 | Ohio Medical | Emergency Department (ED) - ACH | Akron | Akron City Campus | Akron City Hospital | Ground Floor | 2012-01-19 | Low
No | 029182 | Regulators, Suction | 8701-1351-900 - Intermittent Suction Unit (Ansi) | JGJQ00920 | Ohio Medical | Emergency Department (ED) - ACH | Akron | Akron City Campus | Akron City Hospital | Ground Floor | 2012-01-19 | Low
No | 029184 | Regulators, Suction | 8701-1351-900 - Intermittent Suction Unit (Ansi) | JGJQ00931 | Ohio Medical | Emergency Department (ED) - ACH | Akron | Akron City Campus | Akron City Hospital | Ground Floor | 2012-01-19 | Low
No | 029185 | Regulators, Suction | 8701-1351-900 - Intermittent Suction Unit (Ansi) | JGJQ00925 | Ohio Medical | Emergency Department (ED) - ACH | Akron | Akron City Campus | Akron City Hospital | Ground Floor | 2012-01-19 | Low
No | 029186 | Regulators, Suction | 8701-1351-900 - Intermittent Suction Unit (Ansi) | JGJQ00928 | Ohio Medical | Emergency Department (ED) - ACH | Akron | Akron City Campus | Akron City Hospital | Ground Floor | 2012-01-19 | Low
No | 029187 | Regulators, Suction | 8701-1351-900 - Intermittent Suction Unit (Ansi) | JGJQ00927 | Ohio Medical | Emergency Department (ED) - ACH | Akron | Akron City Campus | Akron City Hospital | Ground Floor | 2012-01-19 | Low
No | 029188 | Regulators, Suction | 8701-1351-900 - Intermittent Suction Unit (Ansi) | JGJQ00930 | Ohio Medical | Emergency Department (ED) - ACH | Akron | Akron City Campus | Akron City Hospital | Ground Floor | 2012-01-19 | Low
No | 029189 | Regulators, Suction | 8701-1351-900 - Intermittent Suction Unit (Ansi) | JGJQ00922 | Ohio Medical | Emergency Department (ED) - ACH | Akron | Akron City Campus | Akron City Hospital | Ground Floor | 2012-01-19 | Low
No | 029190 | Regulators, Suction | 8701-1351-900 - Intermittent Suction Unit (Ansi) | JGJQ00923 | Ohio Medical | Emergency Department (ED) - ACH | Akron | Akron City Campus | Akron City Hospital | Ground Floor | 2012-01-19 | Low
No | 029191 | Regulators, Suction | 8701-1351-900 - Intermittent Suction Unit (Ansi) | JGJQ00929 | Ohio Medical | Emergency Department (ED) - ACH | Akron | Akron City Campus | Akron City Hospital | Ground Floor | 2012-01-19 | Low
No | 029192 | Regulators, Suction | 8701-1351-900 - Intermittent Suction Unit (Ansi) | JGJQ00864 | Ohio Medical | Emergency Department (ED) - ACH | Akron | Akron City Campus | Akron City Hospital | Ground Floor | 2012-01-19 | Low
No | 029193 | Regulators, Suction | 8701-1351-900 - Intermittent Suction Unit (Ansi) | JGJQ00861 | Ohio Medical | Emergency Department (ED) - ACH | Akron | Akron City Campus | Akron City Hospital | Ground Floor | 2012-01-19 | Low
No | 029194 | Regulators, Suction | 8701-1351-900 - Intermittent Suction Unit (Ansi) | JGJQ00865 | Ohio Medical | Emergency Department (ED) - ACH | Akron | Akron City Campus | Akron City Hospital | Ground Floor | 2012-01-19 | Low
No | 029195 | Regulators, Suction | 8701-1351-900 - Intermittent Suction Unit (Ansi) | JGJQ00860 | Ohio Medical | Emergency Department (ED) - ACH | Akron | Akron City Campus | Akron City Hospital | Ground Floor | 2012-01-19 | Low
No | 029196 | Regulators, Suction | 8701-1351-900 - Intermittent Suction Unit (Ansi) | JGJQ00857 | Ohio Medical | Emergency Department (ED) - ACH | Akron | Akron City Campus | Akron City Hospital | Ground Floor | 2012-01-19 | Low
No | 029197 | Regulators, Suction | 8701-1351-900 - Intermittent Suction Unit (Ansi) | JGJQ00868 | Ohio Medical | Emergency Department (ED) - ACH | Akron | Akron City Campus | Akron City Hospital | Ground Floor | 2012-01-19 | Low
No | 029198 | Regulators, Suction | 8701-1351-900 - Intermittent Suction Unit (Ansi) | JGJQ00859 | Ohio Medical | Emergency Department (ED) - ACH | Akron | Akron City Campus | Akron City Hospital | Ground Floor | 2012-01-19 | Low
No | 029199 | Regulators, Suction | 8701-1351-900 - Intermittent Suction Unit (Ansi) | JGJQ00870 | Ohio Medical | Emergency Department (ED) - ACH | Akron | Akron City Campus | Akron City Hospital | Ground Floor | 2012-01-19 | Low
No | 029200 | Regulators, Suction | 8701-1351-900 - Intermittent Suction Unit (Ansi) | JGJQ00867 | Ohio Medical | Emergency Department (ED) - ACH | Akron | Akron City Campus | Akron City Hospital | Ground Floor | 2012-01-19 | Low
No | 029201 | Regulators, Suction | 8701-1351-900 - Intermittent Suction Unit (Ansi) | JGJQ00862 | Ohio Medical | Emergency Department (ED) - ACH | Akron | Akron City Campus | Akron City Hospital | Ground Floor | 2012-01-19 | Low
No | 029202 | Regulators, Suction | 8701-1351-900 - Intermittent Suction Unit (Ansi) | JGJQ00869 | Ohio Medical | Emergency Department (ED) - ACH | Akron | Akron City Campus | Akron City Hospital | Ground Floor | 2012-01-19 | Low
No | 029203 | Regulators, Suction | 8701-1351-900 - Intermittent Suction Unit (Ansi) | JGJQ00858 | Ohio Medical | Emergency Department (ED) - ACH | Akron | Akron City Campus | Akron City Hospital | Ground Floor | 2012-01-19 | Low
No | 029204 | Regulators, Suction | 8701-1351-900 - Intermittent Suction Unit (Ansi) | JGJQ00863 | Ohio Medical | Emergency Department (ED) - ACH | Akron | Akron City Campus | Akron City Hospital | Ground Floor | 2012-01-19 | Low
No | 029205 | Regulators, Suction | 8701-1351-900 - Intermittent Suction Unit (Ansi) | JGJQ00866 | Ohio Medical | Emergency Department (ED) - ACH | Akron | Akron City Campus | Akron City Hospital | Ground Floor | 2012-01-19 | Low
No | 029206 | Regulators, Suction | 8701-1351-900 - Intermittent Suction Unit (Ansi) | JGJQ00871 | Ohio Medical | Emergency Department (ED) - ACH | Akron | Akron City Campus | Akron City Hospital | Ground Floor | 2012-01-19 | Low
No | 029207 | Regulators, Suction | 8701-1351-900 - Intermittent Suction Unit (Ansi) | JGJQ00911 | Ohio Medical | Emergency Department (ED) - ACH | Akron | Akron City Campus | Akron City Hospital | Ground Floor | 2012-01-19 | Low
No | 029208 | Regulators, Suction | 8701-1351-900 - Intermittent Suction Unit (Ansi) | JGJQ00903 | Ohio Medical | Emergency Department (ED) - ACH | Akron | Akron City Campus | Akron City Hospital | Ground Floor | 2012-01-19 | Low
No | 029209 | Regulators, Suction | 8701-1351-900 - Intermittent Suction Unit (Ansi) | JGJQ00907 | Ohio Medical | Emergency Department (ED) - ACH | Akron | Akron City Campus | Akron City Hospital | Ground Floor | 2012-01-19 | Low
No | 029210 | Regulators, Suction | 8701-1351-900 - Intermittent Suction Unit (Ansi) | JGJQ00905 | Ohio Medical | Emergency Department (ED) - ACH | Akron | Akron City Campus | Akron City Hospital | Ground Floor | 2012-01-19 | Low
No | 029211 | Regulators, Suction | 8701-1351-900 - Intermittent Suction Unit (Ansi) | JGJQ00904 | Ohio Medical | Emergency Department (ED) - ACH | Akron | Akron City Campus | Akron City Hospital | Ground Floor | 2012-01-19 | Low
No | 029212 | Regulators, Suction | 8701-1351-900 - Intermittent Suction Unit (Ansi) | JGJQ00909 | Ohio Medical | Emergency Department (ED) - ACH | Akron | Akron City Campus | Akron City Hospital | Ground Floor | 2012-01-19 | Low
No | 029213 | Regulators, Suction | 8701-1351-900 - Intermittent Suction Unit (Ansi) | JGJQ00906 | Ohio Medical | Emergency Department (ED) - ACH | Akron | Akron City Campus | Akron City Hospital | Ground Floor | 2012-01-19 | Low
No | 029214 | Regulators, Suction | 8701-1351-900 - Intermittent Suction Unit (Ansi) | JGJQ00910 | Ohio Medical | Emergency Department (ED) - ACH | Akron | Akron City Campus | Akron City Hospital | Ground Floor | 2012-01-19 | Low
No | 029215 | Regulators, Suction | 8701-1351-900 - Intermittent Suction Unit (Ansi) | JGJQ00908 | Ohio Medical | Emergency Department (ED) - ACH | Akron | Akron City Campus | Akron City Hospital | Ground Floor | 2012-01-19 | Low
No | 029216 | Regulators, Suction | 8701-1351-900 - Intermittent Suction Unit (Ansi) | JGJQ00913 | Ohio Medical | Emergency Department (ED) - ACH | Akron | Akron City Campus | Akron City Hospital | Ground Floor | 2012-01-19 | Low
No | 029217 | Regulators, Suction | 8701-1351-900 - Intermittent Suction Unit (Ansi) | JGJQ00915 | Ohio Medical | Emergency Department (ED) - ACH | Akron | Akron City Campus | Akron City Hospital | Ground Floor | 2012-01-19 | Low
No | 029218 | Regulators, Suction | 8701-1351-900 - Intermittent Suction Unit (Ansi) | JGJQ00902 | Ohio Medical | Emergency Department (ED) - ACH | Akron | Akron City Campus | Akron City Hospital | Ground Floor | 2012-01-19 | Low
No | 029219 | Regulators, Suction | 8701-1351-900 - Intermittent Suction Unit (Ansi) | JGJQ00916 | Ohio Medical | Emergency Department (ED) - ACH | Akron | Akron City Campus | Akron City Hospital | Ground Floor | 2012-01-19 | Low
No | 029220 | Regulators, Suction | 8701-1351-900 - Intermittent Suction Unit (Ansi) | JGJQ00914 | Ohio Medical | Emergency Department (ED) - ACH | Akron | Akron City Campus | Akron City Hospital | Ground Floor | 2012-01-19 | Low
No | 029221 | Regulators, Suction | 8701-1351-900 - Intermittent Suction Unit (Ansi) | JGJQ00912 | Ohio Medical | Emergency Department (ED) - ACH | Akron | Akron City Campus | Akron City Hospital | Ground Floor | 2012-01-19 | Low
No | 029222 | Regulators, Suction | 8701-1351-900 - Intermittent Suction Unit (Ansi) | JGJQ00879 | Ohio Medical | Emergency Department (ED) - ACH | Akron | Akron City Campus | Akron City Hospital | Ground Floor | 2012-01-19 | Low
No | 029223 | Regulators, Suction | 8701-1351-900 - Intermittent Suction Unit (Ansi) | JGJQ00872 | Ohio Medical | Emergency Department (ED) - ACH | Akron | Akron City Campus | Akron City Hospital | Ground Floor | 2012-01-19 | Low
No | 029224 | Regulators, Suction | 8701-1351-900 - Intermittent Suction Unit (Ansi) | JGJQ00878 | Ohio Medical | Emergency Department (ED) - ACH | Akron | Akron City Campus | Akron City Hospital | Ground Floor | 2012-01-19 | Low
No | 029225 | Regulators, Suction | 8701-1351-900 - Intermittent Suction Unit (Ansi) | JGJQ00877 | Ohio Medical | Emergency Department (ED) - ACH | Akron | Akron City Campus | Akron City Hospital | Ground Floor | 2012-01-19 | Low
No | 029226 | Regulators, Suction | 8701-1351-900 - Intermittent Suction Unit (Ansi) | JGJQ00873 | Ohio Medical | Emergency Department (ED) - ACH | Akron | Akron City Campus | Akron City Hospital | Ground Floor | 2012-01-19 | Low
No | 029227 | Regulators, Suction | 8701-1351-900 - Intermittent Suction Unit (Ansi) | JGJQ00881 | Ohio Medical | Emergency Department (ED) - ACH | Akron | Akron City Campus | Akron City Hospital | Ground Floor | 2012-01-19 | Low
No | 029228 | Regulators, Suction | 8701-1351-900 - Intermittent Suction Unit (Ansi) | JGJQ00880 | Ohio Medical | Emergency Department (ED) - ACH | Akron | Akron City Campus | Akron City Hospital | Ground Floor | 2012-01-19 | Low
No | 029229 | Regulators, Suction | 8701-1351-900 - Intermittent Suction Unit (Ansi) | JGJQ00883 | Ohio Medical | Emergency Department (ED) - ACH | Akron | Akron City Campus | Akron City Hospital | Ground Floor | 2012-01-19 | Low
No | 029230 | Regulators, Suction | 8701-1351-900 - Intermittent Suction Unit (Ansi) | JGJQ00874 | Ohio Medical | Emergency Department (ED) - ACH | Akron | Akron City Campus | Akron City Hospital | Ground Floor | 2012-01-19 | Low
No | 029231 | Regulators, Suction | 8701-1351-900 - Intermittent Suction Unit (Ansi) | JGJQ00884 | Ohio Medical | Emergency Department (ED) - ACH | Akron | Akron City Campus | Akron City Hospital | Ground Floor | 2012-01-19 | Low
No | 029232 | Regulators, Suction | 8701-1351-900 - Intermittent Suction Unit (Ansi) | JGJQ00875 | Ohio Medical | Emergency Department (ED) - ACH | Akron | Akron City Campus | Akron City Hospital | Ground Floor | 2012-01-19 | Low
No | 029233 | Regulators, Suction | 8701-1351-900 - Intermittent Suction Unit (Ansi) | JGJQ00886 | Ohio Medical | Emergency Department (ED) - ACH | Akron | Akron City Campus | Akron City Hospital | Ground Floor | 2012-01-19 | Low
No | 029234 | Regulators, Suction | 8701-1351-900 - Intermittent Suction Unit (Ansi) | JGJQ00876 | Ohio Medical | Emergency Department (ED) - ACH | Akron | Akron City Campus | Akron City Hospital | Ground Floor | 2012-01-19 | Low
No | 029235 | Regulators, Suction | 8701-1351-900 - Intermittent Suction Unit (Ansi) | JGJQ00885 | Ohio Medical | Emergency Department (ED) - ACH | Akron | Akron City Campus | Akron City Hospital | Ground Floor | 2012-01-19 | Low
No | 029236 | Regulators, Suction | 8701-1351-900 - Intermittent Suction Unit (Ansi) | JGJQ00882 | Ohio Medical | Emergency Department (ED) - ACH | Akron | Akron City Campus | Akron City Hospital | Ground Floor | 2012-01-19 | Low
No | 029237 | Regulators, Suction | 8701-1351-900 - Intermittent Suction Unit (Ansi) | JGJQ00939 | Ohio Medical | Emergency Department (ED) - ACH | Akron | Akron City Campus | Akron City Hospital | Ground Floor | 2012-01-19 | Low
No | 029238 | Regulators, Suction | 8701-1351-900 - Intermittent Suction Unit (Ansi) | JGJQ00935 | Ohio Medical | Emergency Department (ED) - ACH | Akron | Akron City Campus | Akron City Hospital | Ground Floor | 2012-01-19 | Low
No | 029239 | Regulators, Suction | 8701-1351-900 - Intermittent Suction Unit (Ansi) | JGJQ00938 | Ohio Medical | Emergency Department (ED) - ACH | Akron | Akron City Campus | Akron City Hospital | Ground Floor | 2012-01-19 | Low
No | 029240 | Regulators, Suction | 8701-1351-900 - Intermittent Suction Unit (Ansi) | JGJQ00932 | Ohio Medical | Emergency Department (ED) - ACH | Akron | Akron City Campus | Akron City Hospital | Ground Floor | 2012-01-19 | Low
No | 029241 | Regulators, Suction | 8701-1351-900 - Intermittent Suction Unit (Ansi) | JGJQ00937 | Ohio Medical | Emergency Department (ED) - ACH | Akron | Akron City Campus | Akron City Hospital | Ground Floor | 2012-01-19 | Low
No | 029242 | Regulators, Suction | 8701-1351-900 - Intermittent Suction Unit (Ansi) | JGJQ00934 | Ohio Medical | 7 East - Oncology Medical Unit | Akron | Akron City Campus | Akron City Hospital | 7th Floor | 2012-01-12 | Low
No | 029243 | Regulators, Suction | 8701-1351-900 - Intermittent Suction Unit (Ansi) | JGJQ00933 | Ohio Medical | Emergency Department (ED) - ACH | Akron | Akron City Campus | Akron City Hospital | Ground Floor | 2012-01-12 | Low
No | 029244 | Regulators, Suction | 8701-1351-900 - Intermittent Suction Unit (Ansi) | JGJQ00936 | Ohio Medical | Emergency Department (ED) - ACH | Akron | Akron City Campus | Akron City Hospital | Ground Floor | 2012-01-12 | Low
No | 029245 | Regulators, Suction | 8701-1351-900 - Intermittent Suction Unit (Ansi) | JGJQ00943 | Ohio Medical | 7 East - Oncology Medical Unit | Akron | Akron City Campus | Akron City Hospital | 7th Floor | 2012-01-12 | Low
No | 029246 | Regulators, Suction | 8701-1351-900 - Intermittent Suction Unit (Ansi) | JGJQ00944 | Ohio Medical | Emergency Department (ED) - ACH | Akron | Akron City Campus | Akron City Hospital | Ground Floor | 2012-01-12 | Low
No | 029248 | Regulators, Suction | 8701-1351-900 - Intermittent Suction Unit (Ansi) | JGJQ00945 | Ohio Medical | Endoscopy - Outpatient | Akron | Akron City Campus | 95 Arch | Ground Floor | 2012-01-12 | Low
No | 029249 | Regulators, Suction | 8701-1351-900 - Intermittent Suction Unit (Ansi) | JGJQ00940 | Ohio Medical | 7 East - Oncology Medical Unit | Akron | Akron City Campus | Akron City Hospital | 7th Floor | 2012-01-12 | Low
No | 029250 | Regulators, Suction | 8701-1351-900 - Intermittent Suction Unit (Ansi) | JGJQ00942 | Ohio Medical | 7 East - Oncology Medical Unit | Akron | Akron City Campus | Akron City Hospital | 7th Floor | 2012-01-12 | Low
No | 029251 | Regulators, Suction | 8701-1351-900 - Intermittent Suction Unit (Ansi) | JGJQ00946 | Ohio Medical | 7 East - Oncology Medical Unit | Akron | Akron City Campus | Akron City Hospital | 7th Floor | 2012-01-12 | Low
No | 029252 | Regulators, Suction | 8701-1351-900 - Intermittent Suction Unit (Ansi) | JGJQ00950 | Ohio Medical | Emergency Department (ED) - ACH | Akron | Akron City Campus | Akron City Hospital | Ground Floor | 2012-01-19 | Low
No | 029253 | Regulators, Suction | 8701-1351-900 - Intermittent Suction Unit (Ansi) | JGJQ00954 | Ohio Medical | 7 East - Oncology Medical Unit | Akron | Akron City Campus | Akron City Hospital | 7th Floor | 2012-01-12 | Low
No | 029254 | Regulators, Suction | 8701-1351-900 - Intermittent Suction Unit (Ansi) | JGJQ00951 | Ohio Medical | 7 East - Oncology Medical Unit | Akron | Akron City Campus | Akron City Hospital | 7th Floor | 2012-01-12 | Low
No | 029255 | Regulators, Suction | 8701-1351-900 - Intermittent Suction Unit (Ansi) | JGJQ00949 | Ohio Medical | SCI - Noninvasive Vascular | Akron | Akron City Campus | Akron City Hospital | Ground Floor | 2012-01-19 | Low
No | 029256 | Regulators, Suction | 8701-1351-900 - Intermittent Suction Unit (Ansi) | JGJQ00948 | Ohio Medical | 7 East - Oncology Medical Unit | Akron | Akron City Campus | Akron City Hospital | 7th Floor | 2012-01-12 | Low
No | 029257 | Regulators, Suction | 8701-1351-900 - Intermittent Suction Unit (Ansi) | JGJQ00947 | Ohio Medical | 7 East - Oncology Medical Unit | Akron | Akron City Campus | Akron City Hospital | 7th Floor | 2012-01-12 | Low
No | 029258 | Regulators, Suction | 8701-1351-900 - Intermittent Suction Unit (Ansi) | JGJQ00957 | Ohio Medical | 7 East - Oncology Medical Unit | Akron | Akron City Campus | Akron City Hospital | 7th Floor | 2012-01-12 | Low
No | 029259 | Regulators, Suction | 8701-1351-900 - Intermittent Suction Unit (Ansi) | JGJQ00952 | Ohio Medical | 7 East - Oncology Medical Unit | Akron | Akron City Campus | Akron City Hospital | 7th Floor | 2012-01-12 | Low
No | 029260 | Regulators, Suction | 8701-1351-900 - Intermittent Suction Unit (Ansi) | JGJQ00953 | Ohio Medical | Emergency Department (ED) - ACH | Akron | Akron City Campus | Akron City Hospital | Ground Floor | 2012-01-19 | Low
No | 029261 | Regulators, Suction | 8701-1351-900 - Intermittent Suction Unit (Ansi) | JGJQ00961 | Ohio Medical | Emergency Department (ED) - ACH | Akron | Akron City Campus | Akron City Hospital | Ground Floor | 2012-01-19 | Low
No | 029262 | Regulators, Suction | 8701-1351-900 - Intermittent Suction Unit (Ansi) | JGJQ00960 | Ohio Medical | Emergency Department (ED) - ACH | Akron | Akron City Campus | Akron City Hospital | Ground Floor | 2012-01-19 | Low
No | 029263 | Regulators, Suction | 8701-1351-900 - Intermittent Suction Unit (Ansi) | JGJQ00958 | Ohio Medical | Emergency Department (ED) - ACH | Akron | Akron City Campus | Akron City Hospital | Ground Floor | 2012-01-19 | Low
No | 029264 | Regulators, Suction | 8701-1351-900 - Intermittent Suction Unit (Ansi) | JGJQ00959 | Ohio Medical | Emergency Department (ED) - ACH | Akron | Akron City Campus | Akron City Hospital | Ground Floor | 2012-01-19 | Low
No | 029265 | Regulators, Suction | 8701-1351-900 - Intermittent Suction Unit (Ansi) | JGJQ00956 | Ohio Medical | Emergency Department (ED) - ACH | Akron | Akron City Campus | Akron City Hospital | Ground Floor | 2012-01-19 | Low
No | 029266 | Regulators, Suction | 8701-1351-900 - Intermittent Suction Unit (Ansi) | JGJQ00955 | Ohio Medical | Emergency Department (ED) - ACH | Akron | Akron City Campus | Akron City Hospital | Ground Floor | 2012-01-19 | Low
No | 029267 | Regulators, Suction | 8701-1351-900 - Intermittent Suction Unit (Ansi) | JGJQ01005 | Ohio Medical | Emergency Department (ED) - ACH | Akron | Akron City Campus | Akron City Hospital | Ground Floor | 2012-01-19 | Low
No | 029268 | Regulators, Suction | 8701-1351-900 - Intermittent Suction Unit (Ansi) | JGJQ01006 | Ohio Medical | Emergency Department (ED) - ACH | Akron | Akron City Campus | Akron City Hospital | Ground Floor | 2012-01-19 | Low
No | 029269 | Regulators, Suction | 8701-1351-900 - Intermittent Suction Unit (Ansi) | JGJQ01002 | Ohio Medical | Emergency Department (ED) - ACH | Akron | Akron City Campus | Akron City Hospital | Ground Floor | 2012-01-19 | Low
No | 029270 | Regulators, Suction | 8701-1351-900 - Intermittent Suction Unit (Ansi) | JGJQ01003 | Ohio Medical | Emergency Department (ED) - ACH | Akron | Akron City Campus | Akron City Hospital | Ground Floor | 2012-01-19 | Low
No | 029271 | Regulators, Suction | 8701-1351-900 - Intermittent Suction Unit (Ansi) | JGJQ01004 | Ohio Medical | Emergency Department (ED) - ACH | Akron | Akron City Campus | Akron City Hospital | Ground Floor | 2012-01-19 | Low
No | 029272 | Regulators, Suction | 8701-1351-900 - Intermittent Suction Unit (Ansi) | JGJQ00992 | Ohio Medical | Emergency Department (ED) - ACH | Akron | Akron City Campus | Akron City Hospital | Ground Floor | 2012-01-19 | Low
No | 029273 | Regulators, Suction | 8701-1351-900 - Intermittent Suction Unit (Ansi) | JGJQ00997 | Ohio Medical | Emergency Department (ED) - ACH | Akron | Akron City Campus | Akron City Hospital | Ground Floor | 2012-01-19 | Low
No | 029274 | Regulators, Suction | 8701-1351-900 - Intermittent Suction Unit (Ansi) | JGJQ00998 | Ohio Medical | Emergency Department (ED) - ACH | Akron | Akron City Campus | Akron City Hospital | Ground Floor | 2012-01-19 | Low
No | 029275 | Regulators, Suction | 8701-1351-900 - Intermittent Suction Unit (Ansi) | JGJQ00993 | Ohio Medical | Emergency Department (ED) - ACH | Akron | Akron City Campus | Akron City Hospital | Ground Floor | 2012-01-19 | Low
No | 029276 | Regulators, Suction | 8701-1351-900 - Intermittent Suction Unit (Ansi) | JGJQ00994 | Ohio Medical | Emergency Department (ED) - ACH | Akron | Akron City Campus | Akron City Hospital | Ground Floor | 2012-01-19 | Low
No | 029277 | Regulators, Suction | 8701-1351-900 - Intermittent Suction Unit (Ansi) | JGJQ00999 | Ohio Medical | Emergency Department (ED) - ACH | Akron | Akron City Campus | Akron City Hospital | Ground Floor | 2012-01-19 | Low
No | 029278 | Regulators, Suction | 8701-1351-900 - Intermittent Suction Unit (Ansi) | JGJQ01001 | Ohio Medical | Emergency Department (ED) - ACH | Akron | Akron City Campus | Akron City Hospital | Ground Floor | 2012-01-19 | Low
No | 029279 | Regulators, Suction | 8701-1351-900 - Intermittent Suction Unit (Ansi) | JGJQ00995 | Ohio Medical | Emergency Department (ED) - ACH | Akron | Akron City Campus | Akron City Hospital | Ground Floor | 2012-01-19 | Low
No | 029280 | Regulators, Suction | 8701-1351-900 - Intermittent Suction Unit (Ansi) | JGJQ01000 | Ohio Medical | Emergency Department (ED) - ACH | Akron | Akron City Campus | Akron City Hospital | Ground Floor | 2012-01-19 | Low
No | 029281 | Regulators, Suction | 8701-1351-900 - Intermittent Suction Unit (Ansi) | JGJQ00996 | Ohio Medical | Emergency Department (ED) - ACH | Akron | Akron City Campus | Akron City Hospital | Ground Floor | 2012-01-19 | Low
No | 029282 | Regulators, Suction | 8701-1351-900 - Intermittent Suction Unit (Ansi) | JGJQ00976 | Ohio Medical | Emergency Department (ED) - ACH | Akron | Akron City Campus | Akron City Hospital | Ground Floor | 2012-01-19 | Low
No | 029283 | Regulators, Suction | 8701-1351-900 - Intermittent Suction Unit (Ansi) | JGJQ00974 | Ohio Medical | Emergency Department (ED) - ACH | Akron | Akron City Campus | Akron City Hospital | Ground Floor | 2012-01-19 | Low
No | 029284 | Regulators, Suction | 8701-1351-900 - Intermittent Suction Unit (Ansi) | JGJQ00975 | Ohio Medical | Emergency Department (ED) - ACH | Akron | Akron City Campus | Akron City Hospital | Ground Floor | 2012-01-19 | Low
No | 029285 | Regulators, Suction | 8701-1351-900 - Intermittent Suction Unit (Ansi) | JGJQ00973 | Ohio Medical | Emergency Department (ED) - ACH | Akron | Akron City Campus | Akron City Hospital | Ground Floor | 2012-01-19 | Low
No | 029286 | Regulators, Suction | 8701-1351-900 - Intermittent Suction Unit (Ansi) | JG00972 | Ohio Medical | Emergency Department (ED) - ACH | Akron | Akron City Campus | Akron City Hospital | Ground Floor | 2012-01-19 | Low
No | 029287 | Regulators, Suction | 8701-1351-900 - Intermittent Suction Unit (Ansi) | JGJQ00971 | Ohio Medical | Emergency Department (ED) - ACH | Akron | Akron City Campus | Akron City Hospital | Ground Floor | 2012-01-19 | Low
No | 029288 | Regulators, Suction | 8701-1351-900 - Intermittent Suction Unit (Ansi) | JGJQ00966 | Ohio Medical | Emergency Department (ED) - ACH | Akron | Akron City Campus | Akron City Hospital | Ground Floor | 2012-01-19 | Low
No | 029289 | Regulators, Suction | 8701-1351-900 - Intermittent Suction Unit (Ansi) | JGJQ00970 | Ohio Medical | Emergency Department (ED) - ACH | Akron | Akron City Campus | Akron City Hospital | Ground Floor | 2012-01-19 | Low
No | 029290 | Regulators, Suction | 8701-1351-900 - Intermittent Suction Unit (Ansi) | JGJQ00965 | Ohio Medical | Emergency Department (ED) - ACH | Akron | Akron City Campus | Akron City Hospital | Ground Floor | 2012-01-19 | Low
No | 029291 | Regulators, Suction | 8701-1351-900 - Intermittent Suction Unit (Ansi) | JGJQ00969 | Ohio Medical | Emergency Department (ED) - ACH | Akron | Akron City Campus | Akron City Hospital | Ground Floor | 2012-01-19 | Low
No | 029292 | Regulators, Suction | 8701-1351-900 - Intermittent Suction Unit (Ansi) | JGJQ00964 | Ohio Medical | Emergency Department (ED) - ACH | Akron | Akron City Campus | Akron City Hospital | Ground Floor | 2012-01-19 | Low
No | 029293 | Regulators, Suction | 8701-1351-900 - Intermittent Suction Unit (Ansi) | JGJQ00968 | Ohio Medical | Emergency Department (ED) - ACH | Akron | Akron City Campus | Akron City Hospital | Ground Floor | 2012-01-19 | Low
No | 029294 | Regulators, Suction | 8701-1351-900 - Intermittent Suction Unit (Ansi) | JGJQ00967 | Ohio Medical | Emergency Department (ED) - ACH | Akron | Akron City Campus | Akron City Hospital | Ground Floor | 2012-01-19 | Low
No | 029295 | Regulators, Suction | 8701-1351-900 - Intermittent Suction Unit (Ansi) | JGJQ00963 | Ohio Medical | Emergency Department (ED) - ACH | Akron | Akron City Campus | Akron City Hospital | Ground Floor | 2012-01-19 | Low
No | 029296 | Regulators, Suction | 8701-1351-900 - Intermittent Suction Unit (Ansi) | JGJQ00962 | Ohio Medical | Emergency Department (ED) - ACH | Akron | Akron City Campus | Akron City Hospital | Ground Floor | 2012-01-19 | Low
No | 029297 | Regulators, Suction | 8701-1351-900 - Intermittent Suction Unit (Ansi) | JGJQ00900 | Ohio Medical | Emergency Department (ED) - ACH | Akron | Akron City Campus | Akron City Hospital | Ground Floor | 2012-01-19 | Low
No | 029298 | Regulators, Suction | 8701-1351-900 - Intermittent Suction Unit (Ansi) | JGJQ00901 | Ohio Medical | Emergency Department (ED) - ACH | Akron | Akron City Campus | Akron City Hospital | Ground Floor | 2012-01-19 | Low
No | 029299 | Regulators, Suction | 8701-1351-900 - Intermittent Suction Unit (Ansi) | JGJQ00899 | Ohio Medical | Emergency Department (ED) - ACH | Akron | Akron City Campus | Akron City Hospital | Ground Floor | 2012-01-19 | Low
No | 029300 | Regulators, Suction | 8701-1351-900 - Intermittent Suction Unit (Ansi) | JGJQ00897 | Ohio Medical | Emergency Department (ED) - ACH | Akron | Akron City Campus | Akron City Hospital | Ground Floor | 2012-01-19 | Low
No | 029301 | Regulators, Suction | 8701-1351-900 - Intermittent Suction Unit (Ansi) | JGJQ00898 | Ohio Medical | Emergency Department (ED) - ACH | Akron | Akron City Campus | Akron City Hospital | Ground Floor | 2012-01-19 | Low
No | 029302 | Regulators, Suction | 8701-1351-900 - Intermittent Suction Unit (Ansi) | JGJQ00887 | Ohio Medical | Emergency Department (ED) - ACH | Akron | Akron City Campus | Akron City Hospital | Ground Floor | 2012-01-19 | Low
No | 029303 | Regulators, Suction | 8701-1351-900 - Intermittent Suction Unit (Ansi) | JGJQ00892 | Ohio Medical | Emergency Department (ED) - ACH | Akron | Akron City Campus | Akron City Hospital | Ground Floor | 2012-01-19 | Low
No | 029304 | Regulators, Suction | 8701-1351-900 - Intermittent Suction Unit (Ansi) | JGJQ00893 | Ohio Medical | Emergency Department (ED) - ACH | Akron | Akron City Campus | Akron City Hospital | Ground Floor | 2012-01-19 | Low
No | 029305 | Regulators, Suction | 8701-1351-900 - Intermittent Suction Unit (Ansi) | JGJQ00888 | Ohio Medical | Emergency Department (ED) - ACH | Akron | Akron City Campus | Akron City Hospital | Ground Floor | 2012-01-19 | Low
No | 029306 | Regulators, Suction | 8701-1351-900 - Intermittent Suction Unit (Ansi) | JGJQ00889 | Ohio Medical | Emergency Department (ED) - ACH | Akron | Akron City Campus | Akron City Hospital | Ground Floor | 2012-01-19 | Low
No | 029307 | Regulators, Suction | 8701-1351-900 - Intermittent Suction Unit (Ansi) | JGJQ00894 | Ohio Medical | Emergency Department (ED) - ACH | Akron | Akron City Campus | Akron City Hospital | Ground Floor | 2012-01-19 | Low
No | 029308 | Regulators, Suction | 8701-1351-900 - Intermittent Suction Unit (Ansi) | JGJQ00890 | Ohio Medical | Emergency Department (ED) - ACH | Akron | Akron City Campus | Akron City Hospital | Ground Floor | 2012-01-19 | Low
No | 029309 | Regulators, Suction | 8701-1351-900 - Intermittent Suction Unit (Ansi) | JGJQ00895 | Ohio Medical | Emergency Department (ED) - ACH | Akron | Akron City Campus | Akron City Hospital | Ground Floor | 2012-01-19 | Low
No | 029310 | Regulators, Suction | 8701-1351-900 - Intermittent Suction Unit (Ansi) | JGJQ00896 | Ohio Medical | Emergency Department (ED) - ACH | Akron | Akron City Campus | Akron City Hospital | Ground Floor | 2012-01-19 | Low
No | 029311 | Regulators, Suction | 8701-1351-900 - Intermittent Suction Unit (Ansi) | JGJQ00891 | Ohio Medical | Emergency Department (ED) - ACH | Akron | Akron City Campus | Akron City Hospital | Ground Floor | 2012-01-19 | Low
No | 029484 | Regulators, Suction | 8701-1351-900 - Intermittent Suction Unit (Ansi) | JGJQ02799 | Ohio Medical | Emergency Department (ED) - ACH | Akron | Akron City Campus | Akron City Hospital | Ground Floor | 2012-08-15 | Low
No | 029485 | Regulators, Suction | 8701-1351-900 - Intermittent Suction Unit (Ansi) | JGJQ02794 | Ohio Medical | Emergency Department (ED) - ACH | Akron | Akron City Campus | Akron City Hospital | Ground Floor | 2012-08-15 | Low
No | 029486 | Regulators, Suction | 8701-1351-900 - Intermittent Suction Unit (Ansi) | JGJQ02800 | Ohio Medical | Emergency Department (ED) - ACH | Akron | Akron City Campus | Akron City Hospital | Ground Floor | 2012-08-15 | Low
No | 029487 | Regulators, Suction | 8701-1351-900 - Intermittent Suction Unit (Ansi) | JGJQ02795 | Ohio Medical | Emergency Department (ED) - ACH | Akron | Akron City Campus | Akron City Hospital | Ground Floor | 2012-08-15 | Low
No | 029488 | Regulators, Suction | 8701-1351-900 - Intermittent Suction Unit (Ansi) | JGJQ02801 | Ohio Medical | Emergency Department (ED) - ACH | Akron | Akron City Campus | Akron City Hospital | Ground Floor | 2012-08-15 | Low
No | 029489 | Regulators, Suction | 8701-1351-900 - Intermittent Suction Unit (Ansi) | JGJQ02796 | Ohio Medical | Emergency Department (ED) - ACH | Akron | Akron City Campus | Akron City Hospital | Ground Floor | 2012-08-15 | Low
No | 029490 | Regulators, Suction | 8701-1351-900 - Intermittent Suction Unit (Ansi) | JGJQ02802 | Ohio Medical | Emergency Department (ED) - ACH | Akron | Akron City Campus | Akron City Hospital | Ground Floor | 2012-08-15 | Low
No | 029491 | Regulators, Suction | 8701-1351-900 - Intermittent Suction Unit (Ansi) | JGJQ02797 | Ohio Medical | Emergency Department (ED) - ACH | Akron | Akron City Campus | Akron City Hospital | Ground Floor | 2012-08-15 | Low
No | 029492 | Regulators, Suction | 8701-1351-900 - Intermittent Suction Unit (Ansi) | JGJQ02804 | Ohio Medical | Emergency Department (ED) - ACH | Akron | Akron City Campus | Akron City Hospital | Ground Floor | 2012-08-15 | Low
No | 029493 | Regulators, Suction | 8701-1351-900 - Intermittent Suction Unit (Ansi) | JGJQ02798 | Ohio Medical | Emergency Department (ED) - ACH | Akron | Akron City Campus | Akron City Hospital | Ground Floor | 2012-08-15 | Low
No | 029494 | Regulators, Suction | 8701-1351-900 - Intermittent Suction Unit (Ansi) | JGJQ02803 | Ohio Medical | Emergency Department (ED) - ACH | Akron | Akron City Campus | Akron City Hospital | Ground Floor | 2012-08-15 | Low
No | 029496 | Regulators, Suction | 8701-1351-900 - Intermittent Suction Unit (Ansi) | JGJQ02220 | Ohio Medical | Emergency Department (ED) - ACH | Akron | Akron City Campus | Akron City Hospital | Ground Floor | 2012-08-15 | Low
No | 029497 | Regulators, Suction | 8701-1351-900 - Intermittent Suction Unit (Ansi) | JGJQ01633 | Ohio Medical | Emergency Department (ED) - ACH | Akron | Akron City Campus | Akron City Hospital | Ground Floor | 2012-08-15 | Low
No | 029498 | Regulators, Suction | 8701-1351-900 - Intermittent Suction Unit (Ansi) | JGJQ01632 | Ohio Medical | Emergency Department (ED) - ACH | Akron | Akron City Campus | Akron City Hospital | Ground Floor | 2012-08-15 | Low
No | 029499 | Regulators, Suction | 8701-1351-900 - Intermittent Suction Unit (Ansi) | JGJQ02219 | Ohio Medical | Emergency Department (ED) - ACH | Akron | Akron City Campus | Akron City Hospital | Ground Floor | 2012-08-15 | Low
No | 029562 | Regulators, Suction | 8701-1351-900 - Intermittent Suction Unit (Ansi) | JGJR02378 | Ohio Medical | Emergency Department (ED) - ACH | Akron | Akron City Campus | Akron City Hospital | Ground Floor | 2012-08-15 | Low
No | 029563 | Regulators, Suction | 8701-1351-900 - Intermittent Suction Unit (Ansi) | JGJR02379 | Ohio Medical | Emergency Department (ED) - ACH | Akron | Akron City Campus | Akron City Hospital | Ground Floor | 2012-08-15 | Low
No | 029564 | Regulators, Suction | 8701-1351-900 - Intermittent Suction Unit (Ansi) | JGJR02383 | Ohio Medical | Emergency Department (ED) - ACH | Akron | Akron City Campus | Akron City Hospital | Ground Floor | 2012-08-15 | Low
No | 029565 | Regulators, Suction | 8701-1351-900 - Intermittent Suction Unit (Ansi) | JGJR02380 | Ohio Medical | Emergency Department (ED) - ACH | Akron | Akron City Campus | Akron City Hospital | Ground Floor | 2012-08-15 | Low
No | 029566 | Regulators, Suction | 8701-1351-900 - Intermittent Suction Unit (Ansi) | JGJR02377 | Ohio Medical | Emergency Department (ED) - ACH | Akron | Akron City Campus | Akron City Hospital | Ground Floor | 2012-08-15 | Low
No | 029567 | Regulators, Suction | 8701-1351-900 - Intermittent Suction Unit (Ansi) | JGJR02381 | Ohio Medical | Emergency Department (ED) - ACH | Akron | Akron City Campus | Akron City Hospital | Ground Floor | 2012-08-15 | Low
No | 029568 | Regulators, Suction | 8701-1351-900 - Intermittent Suction Unit (Ansi) | JGJR02382 | Ohio Medical | Emergency Department (ED) - ACH | Akron | Akron City Campus | Akron City Hospital | Ground Floor | 2012-08-15 | Low
No | 029569 | Regulators, Suction | 8701-1351-900 - Intermittent Suction Unit (Ansi) | JGJR02376 | Ohio Medical | Emergency Department (ED) - ACH | Akron | Akron City Campus | Akron City Hospital | Ground Floor | 2012-08-15 | Low
No | 029570 | Regulators, Suction | 8701-1351-900 - Intermittent Suction Unit (Ansi) | JGJR02387 | Ohio Medical | Emergency Department (ED) - ACH | Akron | Akron City Campus | Akron City Hospital | Ground Floor | 2012-08-15 | Low
No | 029571 | Regulators, Suction | 8701-1351-900 - Intermittent Suction Unit (Ansi) | JGJR02391 | Ohio Medical | Emergency Department (ED) - ACH | Akron | Akron City Campus | Akron City Hospital | Ground Floor | 2012-08-15 | Low
No | 029572 | Regulators, Suction | 8701-1351-900 - Intermittent Suction Unit (Ansi) | JGJR02375 | Ohio Medical | Emergency Department (ED) - ACH | Akron | Akron City Campus | Akron City Hospital | Ground Floor | 2012-08-15 | Low
No | 029573 | Regulators, Suction | 8701-1351-900 - Intermittent Suction Unit (Ansi) | JGJR02384 | Ohio Medical | Emergency Department (ED) - ACH | Akron | Akron City Campus | Akron City Hospital | Ground Floor | 2012-08-15 | Low
No | 029574 | Regulators, Suction | 8701-1351-900 - Intermittent Suction Unit (Ansi) | JGJR02392 | Ohio Medical | Emergency Department (ED) - ACH | Akron | Akron City Campus | Akron City Hospital | Ground Floor | 2012-08-15 | Low
No | 029575 | Regulators, Suction | 8701-1351-900 - Intermittent Suction Unit (Ansi) | JGJR02389 | Ohio Medical | Emergency Department (ED) - ACH | Akron | Akron City Campus | Akron City Hospital | Ground Floor | 2012-08-15 | Low
No | 029576 | Regulators, Suction | 8701-1351-900 - Intermittent Suction Unit (Ansi) | JGJR02385 | Ohio Medical | SCI - Noninvasive Cardio Service | Akron | Akron City Campus | Akron City Hospital | Ground Floor | 2012-08-15 | Low
No | 029577 | Regulators, Suction | 8701-1351-900 - Intermittent Suction Unit (Ansi) | JGJR02386 | Ohio Medical | Emergency Department (ED) - ACH | Akron | Akron City Campus | Akron City Hospital | Ground Floor | 2012-08-15 | Low
No | 029578 | Regulators, Suction | 8701-1351-900 - Intermittent Suction Unit (Ansi) | JGJR02393 | Ohio Medical | Emergency Department (ED) - ACH | Akron | Akron City Campus | Akron City Hospital | Ground Floor | 2012-08-15 | Low
No | 029579 | Regulators, Suction | 8701-1351-900 - Intermittent Suction Unit (Ansi) | JGJR02390 | Ohio Medical | Emergency Department (ED) - ACH | Akron | Akron City Campus | Akron City Hospital | Ground Floor | 2012-08-15 | Low
No | 029580 | Regulators, Suction | 8701-1351-900 - Intermittent Suction Unit (Ansi) | JGJR02388 | Ohio Medical | Emergency Department (ED) - ACH | Akron | Akron City Campus | Akron City Hospital | Ground Floor | 2012-08-15 | Low
No | 031381 | Regulators, Suction | 8701-1351-900 - Intermittent Suction Unit (Ansi) | JGJR00685 | Ohio Medical | Emergency Department (ED) - Green | Barberton | Green Campus | Green Medical Center | Ground Floor | 2012-06-18 | Low
No | 031382 | Regulators, Suction | 8701-1351-900 - Intermittent Suction Unit (Ansi) | JGJR00717 | Ohio Medical | Emergency Department (ED) - Green | Barberton | Green Campus | Green Medical Center | Ground Floor | 2012-06-18 | Low
No | 031383 | Regulators, Suction | 8701-1351-900 - Intermittent Suction Unit (Ansi) | JGJR01137 | Ohio Medical | Emergency Department (ED) - Green | Barberton | Green Campus | Green Medical Center | Ground Floor | 2012-06-18 | Low
No | 031384 | Regulators, Suction | 8701-1351-900 - Intermittent Suction Unit (Ansi) | JGJR01138 | Ohio Medical | Emergency Department (ED) - Green | Barberton | Green Campus | Green Medical Center | Ground Floor | 2012-06-18 | Low
No | 031385 | Regulators, Suction | 8701-1351-900 - Intermittent Suction Unit (Ansi) | JGJR01139 | Ohio Medical | Emergency Department (ED) - Green | Barberton | Green Campus | Green Medical Center | Ground Floor | 2012-06-18 | Low
No | 031386 | Regulators, Suction | 8701-1351-900 - Intermittent Suction Unit (Ansi) | JGJR01140 | Ohio Medical | Emergency Department (ED) - Green | Barberton | Green Campus | Green Medical Center | Ground Floor | 2012-06-18 | Low
No | 031387 | Regulators, Suction | 8701-1351-900 - Intermittent Suction Unit (Ansi) | JGJR01141 | Ohio Medical | Emergency Department (ED) - Green | Barberton | Green Campus | Green Medical Center | Ground Floor | 2012-06-18 | Low
No | 031388 | Regulators, Suction | 8701-1351-900 - Intermittent Suction Unit (Ansi) | JGJR01142 | Ohio Medical | Emergency Department (ED) - Green | Barberton | Green Campus | Green Medical Center | Ground Floor | 2012-06-18 | Low
No | 031389 | Regulators, Suction | 8701-1351-900 - Intermittent Suction Unit (Ansi) | JGJR01143 | Ohio Medical | Emergency Department (ED) - Green | Barberton | Green Campus | Green Medical Center | Ground Floor | 2012-06-18 | Low
No | 031390 | Regulators, Suction | 8701-1351-900 - Intermittent Suction Unit (Ansi) | JGJR01144 | Ohio Medical | Emergency Department (ED) - Green | Barberton | Green Campus | Green Medical Center | Ground Floor | 2012-06-18 | Low
No | 031391 | Regulators, Suction | 8701-1351-900 - Intermittent Suction Unit (Ansi) | JGJR01145 | Ohio Medical | Emergency Department (ED) - Green | Barberton | Green Campus | Green Medical Center | Ground Floor | 2012-06-18 | Low
No | 031392 | Regulators, Suction | 8701-1351-900 - Intermittent Suction Unit (Ansi) | JGJR01146 | Ohio Medical | Emergency Department (ED) - Green | Barberton | Green Campus | Green Medical Center | Ground Floor | 2012-06-18 | Low
No | 031393 | Regulators, Suction | 8701-1351-900 - Intermittent Suction Unit (Ansi) | JGJR01147 | Ohio Medical | Emergency Department (ED) - Green | Barberton | Green Campus | Green Medical Center | Ground Floor | 2012-06-18 | Low
No | 031394 | Regulators, Suction | 8701-1351-900 - Intermittent Suction Unit (Ansi) | JGJR01148 | Ohio Medical | Emergency Department (ED) - Green | Barberton | Green Campus | Green Medical Center | Ground Floor | 2012-06-18 | Low
No | 031395 | Regulators, Suction | 8701-1351-900 - Intermittent Suction Unit (Ansi) | JGJR01149 | Ohio Medical | Emergency Department (ED) - Green | Barberton | Green Campus | Green Medical Center | Ground Floor | 2012-06-18 | Low
No | 031396 | Regulators, Suction | 8701-1351-900 - Intermittent Suction Unit (Ansi) | JGJR01150 | Ohio Medical | Emergency Department (ED) - Green | Barberton | Green Campus | Green Medical Center | Ground Floor | 2012-06-18 | Low
No | 032532 | Regulators, Suction | 8701-1351-900 - Intermittent Suction Unit (Ansi) | JGJQ02806 | Ohio Medical | SCI - Noninvasive Cardio Service | Akron | Akron City Campus | Akron City Hospital | Ground Floor | 2012-06-13 | Low
No | 032533 | Regulators, Suction | 8701-1351-900 - Intermittent Suction Unit (Ansi) | JGJQ02809 | Ohio Medical | H4 - Mother/Baby Unit | Akron | Akron City Campus | H Tower | 4th Floor | 2012-06-13 | Low
No | 032534 | Regulators, Suction | 8701-1351-900 - Intermittent Suction Unit (Ansi) | JGJQ02805 | Ohio Medical | H4 - Mother/Baby Unit | Akron | Akron City Campus | H Tower | 4th Floor | 2012-06-13 | Low
No | 032535 | Regulators, Suction | 8701-1351-900 - Intermittent Suction Unit (Ansi) | JGJQ02808 | Ohio Medical | H4 - Mother/Baby Unit | Akron | Akron City Campus | H Tower | 4th Floor | 2012-06-13 | Low
No | 032538 | Regulators, Suction | 8701-1351-900 - Intermittent Suction Unit (Ansi) | JGJR02217 | Ohio Medical | SCI - Noninvasive Vascular | Akron | Akron City Campus | Akron City Hospital | Ground Floor | 2012-08-31 | Low
No | 032542 | Regulators, Suction | 8701-1351-900 - Intermittent Suction Unit (Ansi) | JGJR02218 | Ohio Medical | SCI - Noninvasive Cardio Service | Akron | Akron City Campus | Akron City Hospital | Ground Floor | 2012-08-31 | Low
No | 032543 | Regulators, Suction | 8701-1351-900 - Intermittent Suction Unit (Ansi) | JGJR02215 | Ohio Medical | H4 - Mother/Baby Unit | Akron | Akron City Campus | H Tower | 4th Floor | 2012-08-31 | Low
No | 032544 | Regulators, Suction | 8701-1351-900 - Intermittent Suction Unit (Ansi) | JGJR02210 | Ohio Medical | H4 - Mother/Baby Unit | Akron | Akron City Campus | H Tower | 4th Floor | 2012-08-31 | Low
No | 032545 | Regulators, Suction | 8701-1351-900 - Intermittent Suction Unit (Ansi) | JGJR02211 | Ohio Medical | SCI - Noninvasive Cardio Service | Akron | Akron City Campus | Akron City Hospital | Ground Floor | 2012-08-31 | Low
No | 032546 | Regulators, Suction | 8701-1351-900 - Intermittent Suction Unit (Ansi) | JGJR02216 | Ohio Medical | SCI - Noninvasive Cardio Service | Akron | Akron City Campus | Akron City Hospital | Ground Floor | 2012-08-31 | Low
No | 032547 | Regulators, Suction | 8701-1351-900 - Intermittent Suction Unit (Ansi) | JGJR01635 | Ohio Medical | SCI - Noninvasive Cardio Service | Akron | Akron City Campus | Akron City Hospital | Ground Floor | 2012-08-31 | Low
No | 032548 | Regulators, Suction | 8701-1351-900 - Intermittent Suction Unit (Ansi) | JGJR02209 | Ohio Medical | H4 - Mother/Baby Unit | Akron | Akron City Campus | H Tower | 4th Floor | 2012-08-31 | Low
No | 032549 | Regulators, Suction | 8701-1351-900 - Intermittent Suction Unit (Ansi) | JGJR02214 | Ohio Medical | SCI - Noninvasive Cardio Service | Akron | Akron City Campus | Akron City Hospital | Ground Floor | 2012-08-31 | Low
No | 032550 | Regulators, Suction | 8701-1351-900 - Intermittent Suction Unit (Ansi) | JGJR02208 | Ohio Medical | SCI - Noninvasive Cardio Service | Akron | Akron City Campus | Akron City Hospital | Ground Floor | 2012-08-31 | Low
No | 032551 | Regulators, Suction | 8701-1351-900 - Intermittent Suction Unit (Ansi) | JGJR02213 | Ohio Medical | H4 - Mother/Baby Unit | Akron | Akron City Campus | H Tower | 4th Floor | 2012-08-31 | Low
No | 032552 | Regulators, Suction | 8701-1351-900 - Intermittent Suction Unit (Ansi) | JGJR02207 | Ohio Medical | H4 - Mother/Baby Unit | Akron | Akron City Campus | H Tower | 4th Floor | 2012-08-31 | Low
No | 032553 | Regulators, Suction | 8701-1351-900 - Intermittent Suction Unit (Ansi) | JGJR02212 | Ohio Medical | SCI - Noninvasive Cardio Service | Akron | Akron City Campus | Akron City Hospital | Ground Floor | 2012-08-31 | Low
No | 051350 | Regulators, Suction | 8701-l251-900 - Suction Regulator | JGGV4616 | Ohio Medical | 3 North - Epilepsy Monitoring Unit (EMU) | Akron | Akron City Campus | Akron City Hospital | 2nd Floor | 2016-11-08 | Low
No | 051351 | Regulators, Suction | 8701-l251-900 - Suction Regulator | JGGV46822 | Ohio Medical | 3 North - Epilepsy Monitoring Unit (EMU) | Akron | Akron City Campus | Akron City Hospital | 2nd Floor | 2016-11-11 | Low
No | 051353 | Regulators, Suction | 8701-l251-900 - Suction Regulator | JGGV46837 | Ohio Medical | H5 - Medical/Surgical Unit (MSU) | Akron | Akron City Campus | H Tower | 5th Floor | 2016-11-11 | Low
No | 051355 | Regulators, Suction | 8701-l251-900 - Suction Regulator | JGGV46833 | Ohio Medical | Health Tech Mgmt | Akron | Akron City Campus | ACH Admin Building | Ground Floor | 2016-11-11 | Low
No | 051357 | Regulators, Suction | 8701-l251-900 - Suction Regulator | JGGV46799 | Ohio Medical | SCI-Cardiology Prep & Recovery | Akron | Akron City Campus | Akron City Hospital | 1st Floor | 2016-11-11 | Low
No | 051359 | Regulators, Suction | 8701-l251-900 - Suction Regulator | JGGV46805 | Ohio Medical | 3 North - Epilepsy Monitoring Unit (EMU) | Akron | Akron City Campus | Akron City Hospital | 2nd Floor | 2016-11-11 | Low
No | 051360 | Regulators, Suction | 8701-l251-900 - Suction Regulator | jggv46818 | Ohio Medical | Health Tech Mgmt | Akron | Akron City Campus | ACH Admin Building | Ground Floor | 2016-11-11 | Low
No | 051361 | Regulators, Suction | 8701-l251-900 - Suction Regulator | jggv46817 | Ohio Medical | Health Tech Mgmt | Akron | Akron City Campus | ACH Admin Building | Ground Floor | 2016-11-11 | Low
No | 051362 | Regulators, Suction | 8701-l251-900 - Suction Regulator | jggv46825 | Ohio Medical | SCI-Heart Rhythm Services | Akron | Akron City Campus | Akron City Hospital | 1st Floor | 2016-11-11 | Low
No | 051363 | Regulators, Suction | 8701-l251-900 - Suction Regulator | jggv46819 | Ohio Medical | Health Tech Mgmt | Akron | Akron City Campus | ACH Admin Building | Ground Floor | 2016-11-11 | Low
No | 051365 | Regulators, Suction | 8701-l251-900 - Suction Regulator | JGGV46809 | Ohio Medical | 3 North - Epilepsy Monitoring Unit (EMU) | Akron | Akron City Campus | Akron City Hospital | 2nd Floor | 2016-11-11 | Low
No | 051369 | Regulators, Suction | 8701-l251-900 - Suction Regulator | JGGV46810 | Ohio Medical | Health Tech Mgmt | Akron | Akron City Campus | ACH Admin Building | Ground Floor | 2016-11-11 | Low
No | 051370 | Regulators, Suction | 8701-l251-900 - Suction Regulator | JGGV46812 | Ohio Medical | Health Tech Mgmt | Akron | Akron City Campus | ACH Admin Building | Ground Floor | 2016-11-11 | Low
No | 051372 | Regulators, Suction | 8701-l251-900 - Suction Regulator | JGGV46803 | Ohio Medical | Emergency Department (ED) - ACH | Akron | Akron City Campus | Akron City Hospital | Ground Floor | 2016-11-11 | Low
No | 051373 | Regulators, Suction | 8701-l251-900 - Suction Regulator | JGGV46808 | Ohio Medical | H2 - Labor and Delivery Unit (L&D) | Akron | Akron City Campus | H Tower | 2nd Floor | 2016-11-11 | Low
No | 051374 | Regulators, Suction | 8701-l251-900 - Suction Regulator | JGGV46814 | Ohio Medical | Health Tech Mgmt | Akron | Akron City Campus | ACH Admin Building | Ground Floor | 2016-11-11 | Low
No | 051375 | Regulators, Suction | 8701-l251-900 - Suction Regulator | JGGV46821 | Ohio Medical | H2 - Labor and Delivery Unit (L&D) | Akron | Akron City Campus | H Tower | 2nd Floor | 2016-11-11 | Low
No | 051377 | Regulators, Suction | 8701-l251-900 - Suction Regulator | JGGV46826 | Ohio Medical | T2 - STN Intensive Care Unit (STN-ICU) | Akron | Akron City Campus | Critical Care Tower | 2nd Floor | 2016-11-11 | Low
No | 051379 | Regulators, Suction | 8701-l251-900 - Suction Regulator | JGGV46834 | Ohio Medical | 3 North - Epilepsy Monitoring Unit (EMU) | Akron | Akron City Campus | Akron City Hospital | 2nd Floor | 2016-11-11 | Low
No | 051380 | Regulators, Suction | 8701-l251-900 - Suction Regulator | JGGV46815 | Ohio Medical | 3 North - Epilepsy Monitoring Unit (EMU) | Akron | Akron City Campus | Akron City Hospital | 2nd Floor | 2016-11-11 | Low
No | 051381 | Regulators, Suction | 8701-l251-900 - Suction Regulator | JGGV46828 | Ohio Medical | 3 North - Epilepsy Monitoring Unit (EMU) | Akron | Akron City Campus | Akron City Hospital | 2nd Floor | 2016-11-11 | Low
No | 051385 | Regulators, Suction | 8701-l251-900 - Suction Regulator | JGGV46840 | Ohio Medical | Health Tech Mgmt | Akron | Akron City Campus | ACH Admin Building | Ground Floor | 2016-11-11 | Low
No | 051386 | Regulators, Suction | 8701-l251-900 - Suction Regulator | JGGV46832 | Ohio Medical | 3 North - Epilepsy Monitoring Unit (EMU) | Akron | Akron City Campus | Akron City Hospital | 2nd Floor | 2016-11-11 | Low
No | 051387 | Regulators, Suction | 8701-l251-900 - Suction Regulator | JGGV46823 | Ohio Medical | DMT Equipment Distribution | Akron | Akron City Campus | Akron City Hospital | Basement | 2016-11-11 | Low
No | 051388 | Regulators, Suction | 8701-l251-900 - Suction Regulator | JGGV46804 | Ohio Medical | 3 North - Epilepsy Monitoring Unit (EMU) | Akron | Akron City Campus | Akron City Hospital | 2nd Floor | 2016-11-11 | Low
No | 051389 | Regulators, Suction | 8701-l251-900 - Suction Regulator | JGGV46827 | Ohio Medical | Health Tech Mgmt | Akron | Akron City Campus | ACH Admin Building | Ground Floor | 2016-11-11 | Low
No | 034900 | Regulators, Suction | 8701-R251-900 - Intermittent Suction Unit (Ansi) | JGGW45063 | Ohio Medical | 3 East - Palliative and Hospice Unit | Akron | Akron City Campus | Akron City Hospital | 3rd Floor | 2017-04-18 | Low
No | 034901 | Regulators, Suction | 8701-R251-900 - Intermittent Suction Unit (Ansi) | JGGW45066 | Ohio Medical | 3 East - Palliative and Hospice Unit | Akron | Akron City Campus | Akron City Hospital | 3rd Floor | 2017-04-18 | Low
No | 034902 | Regulators, Suction | 8701-R251-900 - Intermittent Suction Unit (Ansi) | JGGW45062 | Ohio Medical | 3 East - Palliative and Hospice Unit | Akron | Akron City Campus | Akron City Hospital | 3rd Floor | 2017-04-18 | Low
No | 034903 | Regulators, Suction | 8701-R251-900 - Intermittent Suction Unit (Ansi) | JGGW48934 | Ohio Medical | 7 West - Respiratory Unit | Akron | Akron City Campus | Akron City Hospital | 7th Floor | 2017-04-18 | Low
No | 034904 | Regulators, Suction | 8701-R251-900 - Intermittent Suction Unit (Ansi) | JGGW48947 | Ohio Medical | 7 West - Respiratory Unit | Akron | Akron City Campus | Akron City Hospital | 7th Floor | 2017-04-18 | Low
No | 034906 | Regulators, Suction | 8701-R251-900 - Intermittent Suction Unit (Ansi) | JGGW48917 | Ohio Medical | 7 West - Respiratory Unit | Akron | Akron City Campus | Akron City Hospital | 7th Floor | 2017-04-18 | Low
No | 034907 | Regulators, Suction | 8701-R251-900 - Intermittent Suction Unit (Ansi) | JGGW48926 | Ohio Medical | 7 West - Respiratory Unit | Akron | Akron City Campus | Akron City Hospital | 7th Floor | 2017-04-18 | Low
No | 034908 | Regulators, Suction | 8701-R251-900 - Intermittent Suction Unit (Ansi) | JGGW48950 | Ohio Medical | 7 West - Respiratory Unit | Akron | Akron City Campus | Akron City Hospital | 7th Floor | 2017-04-18 | Low
No | 034909 | Regulators, Suction | 8701-R251-900 - Intermittent Suction Unit (Ansi) | JGGW48920 | Ohio Medical | 7 West - Respiratory Unit | Akron | Akron City Campus | Akron City Hospital | 7th Floor | 2017-04-18 | Low
No | 034910 | Regulators, Suction | 8701-R251-900 - Intermittent Suction Unit (Ansi) | JGGW48918 | Ohio Medical | 7 West - Respiratory Unit | Akron | Akron City Campus | Akron City Hospital | 7th Floor | 2017-04-18 | Low
No | 034911 | Regulators, Suction | 8701-R251-900 - Intermittent Suction Unit (Ansi) | JGGW48922 | Ohio Medical | 7 West - Respiratory Unit | Akron | Akron City Campus | Akron City Hospital | 7th Floor | 2017-04-18 | Low
No | 034912 | Regulators, Suction | 8701-R251-900 - Intermittent Suction Unit (Ansi) | JGGW48957 | Ohio Medical | 7 West - Respiratory Unit | Akron | Akron City Campus | Akron City Hospital | 7th Floor | 2017-04-18 | Low
No | 034913 | Regulators, Suction | 8701-R251-900 - Intermittent Suction Unit (Ansi) | JGGW48952 | Ohio Medical | 7 West - Respiratory Unit | Akron | Akron City Campus | Akron City Hospital | 7th Floor | 2017-04-18 | Low
No | 050750 | Regulators, Suction | 8701-R251-900 - Intermittent Suction Unit (Ansi) | JGGW45013 | Ohio Medical | 7 East - Oncology Medical Unit | Akron | Akron City Campus | Akron City Hospital | 7th Floor | 2017-04-06 | Low
No | 050751 | Regulators, Suction | 8701-R251-900 - Intermittent Suction Unit (Ansi) | JGGW45012 | Ohio Medical | 7 East - Oncology Medical Unit | Akron | Akron City Campus | Akron City Hospital | 7th Floor | 2017-04-06 | Low
No | 051390 | Regulators, Suction | 8701-R251-900 - Intermittent Suction Unit (Ansi) | JGGW48976 | Ohio Medical | 7 West - Respiratory Unit | Akron | Akron City Campus | Akron City Hospital | 7th Floor | 2017-04-18 | Low
No | 051391 | Regulators, Suction | 8701-R251-900 - Intermittent Suction Unit (Ansi) | JGGW48964 | Ohio Medical | 7 West - Respiratory Unit | Akron | Akron City Campus | Akron City Hospital | 7th Floor | 2017-04-18 | Low
No | 051392 | Regulators, Suction | 8701-R251-900 - Intermittent Suction Unit (Ansi) | JGGW48962 | Ohio Medical | 7 West - Respiratory Unit | Akron | Akron City Campus | Akron City Hospital | 7th Floor | 2017-04-18 | Low
No | 051393 | Regulators, Suction | 8701-R251-900 - Intermittent Suction Unit (Ansi) | JGGW48972 | Ohio Medical | 7 West - Respiratory Unit | Akron | Akron City Campus | Akron City Hospital | 7th Floor | 2017-04-18 | Low
No | 051394 | Regulators, Suction | 8701-R251-900 - Intermittent Suction Unit (Ansi) | JGGW48974 | Ohio Medical | 7 West - Respiratory Unit | Akron | Akron City Campus | Akron City Hospital | 7th Floor | 2017-04-18 | Low
No | 051395 | Regulators, Suction | 8701-R251-900 - Intermittent Suction Unit (Ansi) | JGGW48963 | Ohio Medical | 7 West - Respiratory Unit | Akron | Akron City Campus | Akron City Hospital | 7th Floor | 2017-04-18 | Low
No | 051396 | Regulators, Suction | 8701-R251-900 - Intermittent Suction Unit (Ansi) | JGGW48979 | Ohio Medical | 7 West - Respiratory Unit | Akron | Akron City Campus | Akron City Hospital | 7th Floor | 2017-04-18 | Low
No | 051397 | Regulators, Suction | 8701-R251-900 - Intermittent Suction Unit (Ansi) | JGGW48966 | Ohio Medical | 7 West - Respiratory Unit | Akron | Akron City Campus | Akron City Hospital | 7th Floor | 2017-04-18 | Low
No | 051398 | Regulators, Suction | 8701-R251-900 - Intermittent Suction Unit (Ansi) | JGGW48977 | Ohio Medical | 7 West - Respiratory Unit | Akron | Akron City Campus | Akron City Hospital | 7th Floor | 2017-04-18 | Low
No | 052261 | Regulators, Suction | 8701-R251-900 - Intermittent Suction Unit (Ansi) | JGGV44304 | Ohio Medical | 3 West - Trauma/Neuro Progressive Care Unit (PCU) | Akron | Akron City Campus | Akron City Hospital | 3rd Floor | 2016-12-27 | Low
No | 052262 | Regulators, Suction | 8701-R251-900 - Intermittent Suction Unit (Ansi) | JGGV44306 | Ohio Medical | 3 West - Trauma/Neuro Progressive Care Unit (PCU) | Akron | Akron City Campus | Akron City Hospital | 3rd Floor | 2016-12-27 | Low
No | 052263 | Regulators, Suction | 8701-R251-900 - Intermittent Suction Unit (Ansi) | JGGV44308 | Ohio Medical | 3 West - Trauma/Neuro Progressive Care Unit (PCU) | Akron | Akron City Campus | Akron City Hospital | 3rd Floor | 2016-12-27 | Low
No | 052264 | Regulators, Suction | 8701-R251-900 - Intermittent Suction Unit (Ansi) | JGGV44302 | Ohio Medical | 3 West - Trauma/Neuro Progressive Care Unit (PCU) | Akron | Akron City Campus | Akron City Hospital | 3rd Floor | 2016-12-27 | Low
No | 052265 | Regulators, Suction | 8701-R251-900 - Intermittent Suction Unit (Ansi) | JGGV44300 | Ohio Medical | 3 West - Trauma/Neuro Progressive Care Unit (PCU) | Akron | Akron City Campus | Akron City Hospital | 3rd Floor | 2016-12-27 | Low
No | 052266 | Regulators, Suction | 8701-R251-900 - Intermittent Suction Unit (Ansi) | JGGV44303 | Ohio Medical | 3 West - Trauma/Neuro Progressive Care Unit (PCU) | Akron | Akron City Campus | Akron City Hospital | 3rd Floor | 2016-12-27 | Low
No | 052267 | Regulators, Suction | 8701-R251-900 - Intermittent Suction Unit (Ansi) | JGGV44294 | Ohio Medical | 3 West - Trauma/Neuro Progressive Care Unit (PCU) | Akron | Akron City Campus | Akron City Hospital | 3rd Floor | 2016-12-27 | Low
No | 052268 | Regulators, Suction | 8701-R251-900 - Intermittent Suction Unit (Ansi) | JGGV44296 | Ohio Medical | 3 West - Trauma/Neuro Progressive Care Unit (PCU) | Akron | Akron City Campus | Akron City Hospital | 3rd Floor | 2016-12-27 | Low
No | 052269 | Regulators, Suction | 8701-R251-900 - Intermittent Suction Unit (Ansi) | JGGV44295 | Ohio Medical | 3 West - Trauma/Neuro Progressive Care Unit (PCU) | Akron | Akron City Campus | Akron City Hospital | 3rd Floor | 2016-12-27 | Low
No | 052270 | Regulators, Suction | 8701-R251-900 - Intermittent Suction Unit (Ansi) | JGGV44305 | Ohio Medical | 3 West - Trauma/Neuro Progressive Care Unit (PCU) | Akron | Akron City Campus | Akron City Hospital | 3rd Floor | 2016-12-27 | Low
No | 052271 | Regulators, Suction | 8701-R251-900 - Intermittent Suction Unit (Ansi) | JGGV44293 | Ohio Medical | 3 West - Trauma/Neuro Progressive Care Unit (PCU) | Akron | Akron City Campus | Akron City Hospital | 3rd Floor | 2016-12-27 | Low
No | 052272 | Regulators, Suction | 8701-R251-900 - Intermittent Suction Unit (Ansi) | JGGV44307 | Ohio Medical | 3 West - Trauma/Neuro Progressive Care Unit (PCU) | Akron | Akron City Campus | Akron City Hospital | 3rd Floor | 2016-12-27 | Low
No | 052273 | Regulators, Suction | 8701-R251-900 - Intermittent Suction Unit (Ansi) | JGGV44297 | Ohio Medical | 3 West - Trauma/Neuro Progressive Care Unit (PCU) | Akron | Akron City Campus | Akron City Hospital | 3rd Floor | 2016-12-27 | Low
No | 052274 | Regulators, Suction | 8701-R251-900 - Intermittent Suction Unit (Ansi) | JGGV44301 | Ohio Medical | 3 West - Trauma/Neuro Progressive Care Unit (PCU) | Akron | Akron City Campus | Akron City Hospital | 3rd Floor | 2016-12-27 | Low
No | 052275 | Regulators, Suction | 8701-R251-900 - Intermittent Suction Unit (Ansi) | JGGV44299 | Ohio Medical | 3 West - Trauma/Neuro Progressive Care Unit (PCU) | Akron | Akron City Campus | Akron City Hospital | 3rd Floor | 2016-12-27 | Low
No | 052276 | Regulators, Suction | 8701-R251-900 - Intermittent Suction Unit (Ansi) | JGGV44298 | Ohio Medical | 3 West - Trauma/Neuro Progressive Care Unit (PCU) | Akron | Akron City Campus | Akron City Hospital | 3rd Floor | 2016-12-27 | Low
No | 052277 | Regulators, Suction | 8701-R251-900 - Intermittent Suction Unit (Ansi) | JGGV44288 | Ohio Medical | 3 West - Trauma/Neuro Progressive Care Unit (PCU) | Akron | Akron City Campus | Akron City Hospital | 3rd Floor | 2016-12-27 | Low
No | 052278 | Regulators, Suction | 8701-R251-900 - Intermittent Suction Unit (Ansi) | JGGV44287 | Ohio Medical | 3 West - Trauma/Neuro Progressive Care Unit (PCU) | Akron | Akron City Campus | Akron City Hospital | 3rd Floor | 2016-12-27 | Low
No | 052279 | Regulators, Suction | 8701-R251-900 - Intermittent Suction Unit (Ansi) | JGGV44286 | Ohio Medical | 3 West - Trauma/Neuro Progressive Care Unit (PCU) | Akron | Akron City Campus | Akron City Hospital | 3rd Floor | 2016-12-27 | Low
No | 052280 | Regulators, Suction | 8701-R251-900 - Intermittent Suction Unit (Ansi) | JGGV44289 | Ohio Medical | 3 West - Trauma/Neuro Progressive Care Unit (PCU) | Akron | Akron City Campus | Akron City Hospital | 3rd Floor | 2016-12-27 | Low
No | 052281 | Regulators, Suction | 8701-R251-900 - Intermittent Suction Unit (Ansi) | JGGV44285 | Ohio Medical | 3 West - Trauma/Neuro Progressive Care Unit (PCU) | Akron | Akron City Campus | Akron City Hospital | 3rd Floor | 2016-12-27 | Low
No | 052282 | Regulators, Suction | 8701-R251-900 - Intermittent Suction Unit (Ansi) | JGGV44290 | Ohio Medical | 3 West - Trauma/Neuro Progressive Care Unit (PCU) | Akron | Akron City Campus | Akron City Hospital | 3rd Floor | 2016-12-27 | Low
No | 052283 | Regulators, Suction | 8701-R251-900 - Intermittent Suction Unit (Ansi) | JGGV44284 | Ohio Medical | 3 West - Trauma/Neuro Progressive Care Unit (PCU) | Akron | Akron City Campus | Akron City Hospital | 3rd Floor | 2016-12-27 | Low
No | 052284 | Regulators, Suction | 8701-R251-900 - Intermittent Suction Unit (Ansi) | JGGV44292 | Ohio Medical | 3 West - Trauma/Neuro Progressive Care Unit (PCU) | Akron | Akron City Campus | Akron City Hospital | 3rd Floor | 2016-12-27 | Low
No | 052285 | Regulators, Suction | 8701-R251-900 - Intermittent Suction Unit (Ansi) | JGGV44291 | Ohio Medical | 3 West - Trauma/Neuro Progressive Care Unit (PCU) | Akron | Akron City Campus | Akron City Hospital | 3rd Floor | 2016-12-27 | Low
No | 052286 | Regulators, Suction | 8701-R251-900 - Intermittent Suction Unit (Ansi) | JGGV44283 | Ohio Medical | 3 West - Trauma/Neuro Progressive Care Unit (PCU) | Akron | Akron City Campus | Akron City Hospital | 3rd Floor | 2016-12-27 | Low
No | 052287 | Regulators, Suction | 8701-R251-900 - Intermittent Suction Unit (Ansi) | JGGV44279 | Ohio Medical | 3 West - Trauma/Neuro Progressive Care Unit (PCU) | Akron | Akron City Campus | Akron City Hospital | 3rd Floor | 2016-12-27 | Low
No | 052288 | Regulators, Suction | 8701-R251-900 - Intermittent Suction Unit (Ansi) | JGGV44278 | Ohio Medical | 3 West - Trauma/Neuro Progressive Care Unit (PCU) | Akron | Akron City Campus | Akron City Hospital | 3rd Floor | 2016-12-27 | Low
No | 052289 | Regulators, Suction | 8701-R251-900 - Intermittent Suction Unit (Ansi) | JGGV44280 | Ohio Medical | 3 West - Trauma/Neuro Progressive Care Unit (PCU) | Akron | Akron City Campus | Akron City Hospital | 3rd Floor | 2016-12-27 | Low
No | 052290 | Regulators, Suction | 8701-R251-900 - Intermittent Suction Unit (Ansi) | JGGV44282 | Ohio Medical | 3 West - Trauma/Neuro Progressive Care Unit (PCU) | Akron | Akron City Campus | Akron City Hospital | 3rd Floor | 2016-12-27 | Low
No | 052292 | Regulators, Suction | 8701-R251-900 - Intermittent Suction Unit (Ansi) | JGGV44281 | Ohio Medical | 3 West - Trauma/Neuro Progressive Care Unit (PCU) | Akron | Akron City Campus | Akron City Hospital | 3rd Floor | 2016-12-27 | Low
No | 052293 | Regulators, Suction | 8701-R251-900 - Intermittent Suction Unit (Ansi) | JGGV44277 | Ohio Medical | 3 West - Trauma/Neuro Progressive Care Unit (PCU) | Akron | Akron City Campus | Akron City Hospital | 3rd Floor | 2016-12-27 | Low
No | 052294 | Regulators, Suction | 8701-R251-900 - Intermittent Suction Unit (Ansi) | JGGV44275 | Ohio Medical | 3 West - Trauma/Neuro Progressive Care Unit (PCU) | Akron | Akron City Campus | Akron City Hospital | 3rd Floor | 2016-12-27 | Low
No | 052295 | Regulators, Suction | 8701-R251-900 - Intermittent Suction Unit (Ansi) | JGGV44273 | Ohio Medical | 3 West - Trauma/Neuro Progressive Care Unit (PCU) | Akron | Akron City Campus | Akron City Hospital | 3rd Floor | 2016-12-27 | Low
No | 052296 | Regulators, Suction | 8701-R251-900 - Intermittent Suction Unit (Ansi) | JGGV44276 | Ohio Medical | 3 West - Trauma/Neuro Progressive Care Unit (PCU) | Akron | Akron City Campus | Akron City Hospital | 3rd Floor | 2016-12-27 | Low
No | 054286 | Regulators, Suction | 8701-R251-900 - Intermittent Suction Unit (Ansi) | JGGW45061 | Ohio Medical | 5 West - Cardiac Progressive Care Unit (PCU) | Akron | Akron City Campus | Akron City Hospital | 5th Floor | 2017-04-06 | Low
No | 054287 | Regulators, Suction | 8701-R251-900 - Intermittent Suction Unit (Ansi) | JGGW45113 | Ohio Medical | 5 West - Cardiac Progressive Care Unit (PCU) | Akron | Akron City Campus | Akron City Hospital | 5th Floor | 2017-04-06 | Low
No | 054288 | Regulators, Suction | 8701-R251-900 - Intermittent Suction Unit (Ansi) | JGGW45056 | Ohio Medical | 5 West - Cardiac Progressive Care Unit (PCU) | Akron | Akron City Campus | Akron City Hospital | 5th Floor | 2017-04-06 | Low
No | 054289 | Regulators, Suction | 8701-R251-900 - Intermittent Suction Unit (Ansi) | JGGW45038 | Ohio Medical | 5 West - Cardiac Progressive Care Unit (PCU) | Akron | Akron City Campus | Akron City Hospital | 5th Floor | 2017-04-06 | Low
No | 054290 | Regulators, Suction | 8701-R251-900 - Intermittent Suction Unit (Ansi) | JGGW45015 | Ohio Medical | 5 West - Cardiac Progressive Care Unit (PCU) | Akron | Akron City Campus | Akron City Hospital | 5th Floor | 2017-04-06 | Low
No | 054291 | Regulators, Suction | 8701-R251-900 - Intermittent Suction Unit (Ansi) | JGGW45040 | Ohio Medical | 5 West - Cardiac Progressive Care Unit (PCU) | Akron | Akron City Campus | Akron City Hospital | 5th Floor | 2017-04-06 | Low
No | 054292 | Regulators, Suction | 8701-R251-900 - Intermittent Suction Unit (Ansi) | JGGW45054 | Ohio Medical | 5 West - Cardiac Progressive Care Unit (PCU) | Akron | Akron City Campus | Akron City Hospital | 5th Floor | 2017-04-06 | Low
No | 054293 | Regulators, Suction | 8701-R251-900 - Intermittent Suction Unit (Ansi) | JGGW45047 | Ohio Medical | 5 West - Cardiac Progressive Care Unit (PCU) | Akron | Akron City Campus | Akron City Hospital | 5th Floor | 2017-04-06 | Low
No | 054294 | Regulators, Suction | 8701-R251-900 - Intermittent Suction Unit (Ansi) | JGGW45112 | Ohio Medical | 5 West - Cardiac Progressive Care Unit (PCU) | Akron | Akron City Campus | Akron City Hospital | 5th Floor | 2017-04-06 | Low
No | 054295 | Regulators, Suction | 8701-R251-900 - Intermittent Suction Unit (Ansi) | JGGW45057 | Ohio Medical | 5 West - Cardiac Progressive Care Unit (PCU) | Akron | Akron City Campus | Akron City Hospital | 5th Floor | 2017-04-06 | Low
No | 054296 | Regulators, Suction | 8701-R251-900 - Intermittent Suction Unit (Ansi) | JGGW45060 | Ohio Medical | 5 West - Cardiac Progressive Care Unit (PCU) | Akron | Akron City Campus | Akron City Hospital | 5th Floor | 2017-04-06 | Low
No | 054297 | Regulators, Suction | 8701-R251-900 - Intermittent Suction Unit (Ansi) | JGGW45053 | Ohio Medical | 5 West - Cardiac Progressive Care Unit (PCU) | Akron | Akron City Campus | Akron City Hospital | 5th Floor | 2017-04-06 | Low
No | 054298 | Regulators, Suction | 8701-R251-900 - Intermittent Suction Unit (Ansi) | JGGW45055 | Ohio Medical | 5 West - Cardiac Progressive Care Unit (PCU) | Akron | Akron City Campus | Akron City Hospital | 5th Floor | 2017-04-06 | Low
No | 054299 | Regulators, Suction | 8701-R251-900 - Intermittent Suction Unit (Ansi) | JGGW45050 | Ohio Medical | 5 West - Cardiac Progressive Care Unit (PCU) | Akron | Akron City Campus | Akron City Hospital | 5th Floor | 2017-04-06 | Low
No | 054300 | Regulators, Suction | 8701-R251-900 - Intermittent Suction Unit (Ansi) | JGGW45017 | Ohio Medical | 5 West - Cardiac Progressive Care Unit (PCU) | Akron | Akron City Campus | Akron City Hospital | 5th Floor | 2017-04-06 | Low
No | 054301 | Regulators, Suction | 8701-R251-900 - Intermittent Suction Unit (Ansi) | JGGW45023 | Ohio Medical | 5 West - Cardiac Progressive Care Unit (PCU) | Akron | Akron City Campus | Akron City Hospital | 5th Floor | 2017-04-06 | Low
No | 054302 | Regulators, Suction | 8701-R251-900 - Intermittent Suction Unit (Ansi) | JGGW45041 | Ohio Medical | 5 West - Cardiac Progressive Care Unit (PCU) | Akron | Akron City Campus | Akron City Hospital | 5th Floor | 2017-04-06 | Low
No | 054303 | Regulators, Suction | 8701-R251-900 - Intermittent Suction Unit (Ansi) | JGGW45046 | Ohio Medical | 5 West - Cardiac Progressive Care Unit (PCU) | Akron | Akron City Campus | Akron City Hospital | 5th Floor | 2017-04-06 | Low
No | 054304 | Regulators, Suction | 8701-R251-900 - Intermittent Suction Unit (Ansi) | JGGW45039 | Ohio Medical | 5 West - Cardiac Progressive Care Unit (PCU) | Akron | Akron City Campus | Akron City Hospital | 5th Floor | 2017-04-06 | Low
No | 054305 | Regulators, Suction | 8701-R251-900 - Intermittent Suction Unit (Ansi) | JGGW45043 | Ohio Medical | 5 West - Cardiac Progressive Care Unit (PCU) | Akron | Akron City Campus | Akron City Hospital | 5th Floor | 2017-04-06 | Low
No | 054306 | Regulators, Suction | 8701-R251-900 - Intermittent Suction Unit (Ansi) | JGGW45024 | Ohio Medical | 5 West - Cardiac Progressive Care Unit (PCU) | Akron | Akron City Campus | Akron City Hospital | 5th Floor | 2017-04-06 | Low
No | 054307 | Regulators, Suction | 8701-R251-900 - Intermittent Suction Unit (Ansi) | JGGW45052 | Ohio Medical | 5 West - Cardiac Progressive Care Unit (PCU) | Akron | Akron City Campus | Akron City Hospital | 5th Floor | 2017-04-06 | Low
No | 054308 | Regulators, Suction | 8701-R251-900 - Intermittent Suction Unit (Ansi) | JGGW45021 | Ohio Medical | 5 West - Cardiac Progressive Care Unit (PCU) | Akron | Akron City Campus | Akron City Hospital | 5th Floor | 2017-04-06 | Low
No | 054309 | Regulators, Suction | 8701-R251-900 - Intermittent Suction Unit (Ansi) | JGGW45042 | Ohio Medical | 5 West - Cardiac Progressive Care Unit (PCU) | Akron | Akron City Campus | Akron City Hospital | 5th Floor | 2017-04-06 | Low
No | 054310 | Regulators, Suction | 8701-R251-900 - Intermittent Suction Unit (Ansi) | JGGW45049 | Ohio Medical | 5 West - Cardiac Progressive Care Unit (PCU) | Akron | Akron City Campus | Akron City Hospital | 5th Floor | 2017-04-06 | Low
No | 054311 | Regulators, Suction | 8701-R251-900 - Intermittent Suction Unit (Ansi) | JGGW45044 | Ohio Medical | 5 West - Cardiac Progressive Care Unit (PCU) | Akron | Akron City Campus | Akron City Hospital | 5th Floor | 2017-04-06 | Low
No | 054312 | Regulators, Suction | 8701-R251-900 - Intermittent Suction Unit (Ansi) | JGGW45035 | Ohio Medical | 5 West - Cardiac Progressive Care Unit (PCU) | Akron | Akron City Campus | Akron City Hospital | 5th Floor | 2017-04-06 | Low
No | 054313 | Regulators, Suction | 8701-R251-900 - Intermittent Suction Unit (Ansi) | JGGW45031 | Ohio Medical | 5 West - Cardiac Progressive Care Unit (PCU) | Akron | Akron City Campus | Akron City Hospital | 5th Floor | 2017-04-06 | Low
No | 054314 | Regulators, Suction | 8701-R251-900 - Intermittent Suction Unit (Ansi) | JGGW45051 | Ohio Medical | 5 West - Cardiac Progressive Care Unit (PCU) | Akron | Akron City Campus | Akron City Hospital | 5th Floor | 2017-04-06 | Low
No | 054315 | Regulators, Suction | 8701-R251-900 - Intermittent Suction Unit (Ansi) | JGGW45059 | Ohio Medical | 5 West - Cardiac Progressive Care Unit (PCU) | Akron | Akron City Campus | Akron City Hospital | 5th Floor | 2017-04-06 | Low
No | 054316 | Regulators, Suction | 8701-R251-900 - Intermittent Suction Unit (Ansi) | JGGW45045 | Ohio Medical | 5 West - Cardiac Progressive Care Unit (PCU) | Akron | Akron City Campus | Akron City Hospital | 5th Floor | 2017-04-06 | Low
No | 054317 | Regulators, Suction | 8701-R251-900 - Intermittent Suction Unit (Ansi) | JGGW45048 | Ohio Medical | 5 West - Cardiac Progressive Care Unit (PCU) | Akron | Akron City Campus | Akron City Hospital | 5th Floor | 2017-04-06 | Low
No | 054318 | Regulators, Suction | 8701-R251-900 - Intermittent Suction Unit (Ansi) | JGGW45058 | Ohio Medical | 5 West - Cardiac Progressive Care Unit (PCU) | Akron | Akron City Campus | Akron City Hospital | 5th Floor | 2017-04-06 | Low
No | 054319 | Regulators, Suction | 8701-R251-900 - Intermittent Suction Unit (Ansi) | JGGW45028 | Ohio Medical | 5 East - Observation Unit | Akron | Akron City Campus | Akron City Hospital | 5th Floor | 2017-04-06 | Low
No | 054320 | Regulators, Suction | 8701-R251-900 - Intermittent Suction Unit (Ansi) | JGGW45025 | Ohio Medical | 5 East - Observation Unit | Akron | Akron City Campus | Akron City Hospital | 5th Floor | 2017-04-06 | Low
No | 054321 | Regulators, Suction | 8701-R251-900 - Intermittent Suction Unit (Ansi) | JGGW45026 | Ohio Medical | 5 East - Observation Unit | Akron | Akron City Campus | Akron City Hospital | 5th Floor | 2017-04-06 | Low
No | 054322 | Regulators, Suction | 8701-R251-900 - Intermittent Suction Unit (Ansi) | JGGW45034 | Ohio Medical | 5 East - Observation Unit | Akron | Akron City Campus | Akron City Hospital | 5th Floor | 2017-04-06 | Low
No | 054323 | Regulators, Suction | 8701-R251-900 - Intermittent Suction Unit (Ansi) | JGGW45033 | Ohio Medical | 5 East - Observation Unit | Akron | Akron City Campus | Akron City Hospital | 5th Floor | 2017-04-06 | Low
No | 054324 | Regulators, Suction | 8701-R251-900 - Intermittent Suction Unit (Ansi) | JGGW45037 | Ohio Medical | 5 East - Observation Unit | Akron | Akron City Campus | Akron City Hospital | 5th Floor | 2017-04-06 | Low
No | 054325 | Regulators, Suction | 8701-R251-900 - Intermittent Suction Unit (Ansi) | JGGW45036 | Ohio Medical | 5 East - Observation Unit | Akron | Akron City Campus | Akron City Hospital | 5th Floor | 2017-04-06 | Low
No | 054326 | Regulators, Suction | 8701-R251-900 - Intermittent Suction Unit (Ansi) | JGGW45029 | Ohio Medical | 5 East - Observation Unit | Akron | Akron City Campus | Akron City Hospital | 5th Floor | 2017-04-06 | Low
No | 054327 | Regulators, Suction | 8701-R251-900 - Intermittent Suction Unit (Ansi) | JGGW45027 | Ohio Medical | 5 East - Observation Unit | Akron | Akron City Campus | Akron City Hospital | 5th Floor | 2017-04-06 | Low
No | 054328 | Regulators, Suction | 8701-R251-900 - Intermittent Suction Unit (Ansi) | JGGW45032 | Ohio Medical | 5 East - Observation Unit | Akron | Akron City Campus | Akron City Hospital | 5th Floor | 2017-04-06 | Low
No | 054329 | Regulators, Suction | 8701-R251-900 - Intermittent Suction Unit (Ansi) | JGGW45030 | Ohio Medical | 5 East - Observation Unit | Akron | Akron City Campus | Akron City Hospital | 5th Floor | 2017-04-06 | Low
No | 054330 | Regulators, Suction | 8701-R251-900 - Intermittent Suction Unit (Ansi) | JGGW45022 | Ohio Medical | 5 East - Observation Unit | Akron | Akron City Campus | Akron City Hospital | 5th Floor | 2017-04-06 | Low
No | 054331 | Regulators, Suction | 8701-R251-900 - Intermittent Suction Unit (Ansi) | JGGW45019 | Ohio Medical | 5 North - Acuity Adaptable Unit (AAU) | Akron | Akron City Campus | Akron City Hospital | 4th Floor | 2017-04-11 | Low
No | 054332 | Regulators, Suction | 8701-R251-900 - Intermittent Suction Unit (Ansi) | JGGW45016 | Ohio Medical | 1 Central - CV Progressive Care Unit (PCU) | Akron | Akron City Campus | Akron City Hospital | 1st Floor | 2017-04-11 | Low
No | 054333 | Regulators, Suction | 8701-R251-900 - Intermittent Suction Unit (Ansi) | JGGW45014 | Ohio Medical | 5 North - Acuity Adaptable Unit (AAU) | Akron | Akron City Campus | Akron City Hospital | 4th Floor | 2017-04-11 | Low
No | 054335 | Regulators, Suction | 8701-R251-900 - Intermittent Suction Unit (Ansi) | JGGW45020 | Ohio Medical | 5 North - Acuity Adaptable Unit (AAU) | Akron | Akron City Campus | Akron City Hospital | 4th Floor | 2017-04-11 | Low
No | 057201 | Regulators, Suction | 8701-R251-900 - Intermittent Suction Unit (Ansi) | PSAY02305 | Ohio Medical | Sameday Surgery Center | Akron | Akron City Campus | H Tower | 1st Floor | 2019-05-10 | Low
No | 057203 | Regulators, Suction | 8701-R251-900 - Intermittent Suction Unit (Ansi) | PSAY02287 | Ohio Medical | Sameday Surgery Center | Akron | Akron City Campus | H Tower | 1st Floor | 2019-05-10 | Low
No | 057204 | Regulators, Suction | 8701-R251-900 - Intermittent Suction Unit (Ansi) | PSAY02307 | Ohio Medical | Sameday Surgery Center | Akron | Akron City Campus | H Tower | 1st Floor | 2019-05-10 | Low
No | 057205 | Regulators, Suction | 8701-R251-900 - Intermittent Suction Unit (Ansi) | PSAY02298 | Ohio Medical | Sameday Surgery Center | Akron | Akron City Campus | H Tower | 1st Floor | 2019-05-10 | Low
No | 057206 | Regulators, Suction | 8701-R251-900 - Intermittent Suction Unit (Ansi) | PSAY02261 | Ohio Medical | Sameday Surgery Center | Akron | Akron City Campus | H Tower | 1st Floor | 2019-05-10 | Low
No | 057207 | Regulators, Suction | 8701-R251-900 - Intermittent Suction Unit (Ansi) | PSAY02260 | Ohio Medical | Sameday Surgery Center | Akron | Akron City Campus | H Tower | 1st Floor | 2019-05-10 | Low
No | 057208 | Regulators, Suction | 8701-R251-900 - Intermittent Suction Unit (Ansi) | PSAY02274 | Ohio Medical | Sameday Surgery Center | Akron | Akron City Campus | H Tower | 1st Floor | 2019-05-10 | Low
No | 057209 | Regulators, Suction | 8701-R251-900 - Intermittent Suction Unit (Ansi) | PSAY02273 | Ohio Medical | Sameday Surgery Center | Akron | Akron City Campus | H Tower | 1st Floor | 2019-05-10 | Low
No | 057210 | Regulators, Suction | 8701-R251-900 - Intermittent Suction Unit (Ansi) | PSAY02282 | Ohio Medical | Sameday Surgery Center | Akron | Akron City Campus | H Tower | 1st Floor | 2019-05-10 | Low
No | 057211 | Regulators, Suction | 8701-R251-900 - Intermittent Suction Unit (Ansi) | PSAY02278 | Ohio Medical | Sameday Surgery Center | Akron | Akron City Campus | H Tower | 1st Floor | 2019-05-10 | Low
No | 057212 | Regulators, Suction | 8701-R251-900 - Intermittent Suction Unit (Ansi) | PSAY02276 | Ohio Medical | Sameday Surgery Center | Akron | Akron City Campus | H Tower | 1st Floor | 2019-05-10 | Low
No | 057213 | Regulators, Suction | 8701-R251-900 - Intermittent Suction Unit (Ansi) | PSAY02296 | Ohio Medical | Sameday Surgery Center | Akron | Akron City Campus | H Tower | 1st Floor | 2019-05-10 | Low
No | 057214 | Regulators, Suction | 8701-R251-900 - Intermittent Suction Unit (Ansi) | PSAY02297 | Ohio Medical | Sameday Surgery Center | Akron | Akron City Campus | H Tower | 1st Floor | 2019-05-10 | Low
No | 057215 | Regulators, Suction | 8701-R251-900 - Intermittent Suction Unit (Ansi) | PSAY02295 | Ohio Medical | Sameday Surgery Center | Akron | Akron City Campus | H Tower | 1st Floor | 2019-05-10 | Low
No | 057216 | Regulators, Suction | 8701-R251-900 - Intermittent Suction Unit (Ansi) | PSAY02294 | Ohio Medical | Sameday Surgery Center | Akron | Akron City Campus | H Tower | 1st Floor | 2019-05-10 | Low
No | 057217 | Regulators, Suction | 8701-R251-900 - Intermittent Suction Unit (Ansi) | PSAY02302 | Ohio Medical | Sameday Surgery Center | Akron | Akron City Campus | H Tower | 1st Floor | 2019-05-10 | Low
No | 057218 | Regulators, Suction | 8701-R251-900 - Intermittent Suction Unit (Ansi) | PSAY02270 | Ohio Medical | Sameday Surgery Center | Akron | Akron City Campus | H Tower | 1st Floor | 2019-05-10 | Low
No | 057219 | Regulators, Suction | 8701-R251-900 - Intermittent Suction Unit (Ansi) | PSAY02281 | Ohio Medical | Sameday Surgery Center | Akron | Akron City Campus | H Tower | 1st Floor | 2019-05-10 | Low
No | 057220 | Regulators, Suction | 8701-R251-900 - Intermittent Suction Unit (Ansi) | PSAY02280 | Ohio Medical | Sameday Surgery Center | Akron | Akron City Campus | H Tower | 1st Floor | 2019-05-10 | Low
No | 057221 | Regulators, Suction | 8701-R251-900 - Intermittent Suction Unit (Ansi) | PSAY02279 | Ohio Medical | Sameday Surgery Center | Akron | Akron City Campus | H Tower | 1st Floor | 2019-05-10 | Low
No | 057222 | Regulators, Suction | 8701-R251-900 - Intermittent Suction Unit (Ansi) | PSAY02275 | Ohio Medical | Sameday Surgery Center | Akron | Akron City Campus | H Tower | 1st Floor | 2019-05-10 | Low
No | 057223 | Regulators, Suction | 8701-R251-900 - Intermittent Suction Unit (Ansi) | PSAY02258 | Ohio Medical | Sameday Surgery Center | Akron | Akron City Campus | H Tower | 1st Floor | 2019-05-10 | Low
No | 057224 | Regulators, Suction | 8701-R251-900 - Intermittent Suction Unit (Ansi) | PSAY02277 | Ohio Medical | Sameday Surgery Center | Akron | Akron City Campus | H Tower | 1st Floor | 2019-05-10 | Low
No | 057225 | Regulators, Suction | 8701-R251-900 - Intermittent Suction Unit (Ansi) | PSAY02262 | Ohio Medical | Sameday Surgery Center | Akron | Akron City Campus | H Tower | 1st Floor | 2019-05-10 | Low
No | 057226 | Regulators, Suction | 8701-R251-900 - Intermittent Suction Unit (Ansi) | PSAY02304 | Ohio Medical | Sameday Surgery Center | Akron | Akron City Campus | H Tower | 1st Floor | 2019-05-10 | Low
No | 057227 | Regulators, Suction | 8701-R251-900 - Intermittent Suction Unit (Ansi) | PSAY02300 | Ohio Medical | Sameday Surgery Center | Akron | Akron City Campus | H Tower | 1st Floor | 2019-05-10 | Low
No | 057228 | Regulators, Suction | 8701-R251-900 - Intermittent Suction Unit (Ansi) | PSAY02269 | Ohio Medical | Sameday Surgery Center | Akron | Akron City Campus | H Tower | 1st Floor | 2019-05-10 | Low
No | 057229 | Regulators, Suction | 8701-R251-900 - Intermittent Suction Unit (Ansi) | PSAY02301 | Ohio Medical | Sameday Surgery Center | Akron | Akron City Campus | H Tower | 1st Floor | 2019-05-10 | Low
No | 057230 | Regulators, Suction | 8701-R251-900 - Intermittent Suction Unit (Ansi) | PSAY02308 | Ohio Medical | Sameday Surgery Center | Akron | Akron City Campus | H Tower | 1st Floor | 2019-05-10 | Low
No | 057231 | Regulators, Suction | 8701-R251-900 - Intermittent Suction Unit (Ansi) | PSAY02268 | Ohio Medical | Sameday Surgery Center | Akron | Akron City Campus | H Tower | 1st Floor | 2019-05-10 | Low
No | 057232 | Regulators, Suction | 8701-R251-900 - Intermittent Suction Unit (Ansi) | PSAY02299 | Ohio Medical | Sameday Surgery Center | Akron | Akron City Campus | H Tower | 1st Floor | 2019-05-10 | Low
No | 057233 | Regulators, Suction | 8701-R251-900 - Intermittent Suction Unit (Ansi) | PSAY02272 | Ohio Medical | Sameday Surgery Center | Akron | Akron City Campus | H Tower | 1st Floor | 2019-05-10 | Low
No | 057234 | Regulators, Suction | 8701-R251-900 - Intermittent Suction Unit (Ansi) | PSAY02266 | Ohio Medical | Sameday Surgery Center | Akron | Akron City Campus | H Tower | 1st Floor | 2019-05-10 | Low
No | 057235 | Regulators, Suction | 8701-R251-900 - Intermittent Suction Unit (Ansi) | PSAY02263 | Ohio Medical | Sameday Surgery Center | Akron | Akron City Campus | H Tower | 1st Floor | 2019-05-10 | Low
No | 057236 | Regulators, Suction | 8701-R251-900 - Intermittent Suction Unit (Ansi) | PSAY02293 | Ohio Medical | Sameday Surgery Center | Akron | Akron City Campus | H Tower | 1st Floor | 2019-05-10 | Low
No | 057237 | Regulators, Suction | 8701-R251-900 - Intermittent Suction Unit (Ansi) | PSAY02306 | Ohio Medical | Sameday Surgery Center | Akron | Akron City Campus | H Tower | 1st Floor | 2019-05-10 | Low
No | 057239 | Regulators, Suction | 8701-R251-900 - Intermittent Suction Unit (Ansi) | PSAY02271 | Ohio Medical | Sameday Surgery Center | Akron | Akron City Campus | H Tower | 1st Floor | 2019-05-10 | Low
No | 057240 | Regulators, Suction | 8701-R251-900 - Intermittent Suction Unit (Ansi) | PSAY02303 | Ohio Medical | Sameday Surgery Center | Akron | Akron City Campus | H Tower | 1st Floor | 2019-05-10 | Low
No | 057241 | Regulators, Suction | 8701-R251-900 - Intermittent Suction Unit (Ansi) | PSAY02264 | Ohio Medical | Sameday Surgery Center | Akron | Akron City Campus | H Tower | 1st Floor | 2019-05-10 | Low
No | 057242 | Regulators, Suction | 8701-R251-900 - Intermittent Suction Unit (Ansi) | PSAY02265 | Ohio Medical | Sameday Surgery Center | Akron | Akron City Campus | H Tower | 1st Floor | 2019-05-10 | Low
No | 057243 | Regulators, Suction | 8701-R251-900 - Intermittent Suction Unit (Ansi) | PSAY02284 | Ohio Medical | Sameday Surgery Center | Akron | Akron City Campus | H Tower | 1st Floor | 2019-05-10 | Low
No | 057244 | Regulators, Suction | 8701-R251-900 - Intermittent Suction Unit (Ansi) | PSAY02286 | Ohio Medical | Sameday Surgery Center | Akron | Akron City Campus | H Tower | 1st Floor | 2019-05-10 | Low
No | 057245 | Regulators, Suction | 8701-R251-900 - Intermittent Suction Unit (Ansi) | PSAY02248 | Ohio Medical | Sameday Surgery Center | Akron | Akron City Campus | H Tower | 1st Floor | 2019-05-10 | Low
No | 057246 | Regulators, Suction | 8701-R251-900 - Intermittent Suction Unit (Ansi) | PSAY02252 | Ohio Medical | Sameday Surgery Center | Akron | Akron City Campus | H Tower | 1st Floor | 2019-05-10 | Low
No | 057248 | Regulators, Suction | 8701-R251-900 - Intermittent Suction Unit (Ansi) | PSAY02244 | Ohio Medical | Sameday Surgery Center | Akron | Akron City Campus | H Tower | 1st Floor | 2019-05-10 | Low
No | 057249 | Regulators, Suction | 8701-R251-900 - Intermittent Suction Unit (Ansi) | PSAY02290 | Ohio Medical | Sameday Surgery Center | Akron | Akron City Campus | H Tower | 1st Floor | 2019-05-10 | Low
No | 057250 | Regulators, Suction | 8701-R251-900 - Intermittent Suction Unit (Ansi) | PSAY02291 | Ohio Medical | Sameday Surgery Center | Akron | Akron City Campus | H Tower | 1st Floor | 2019-05-10 | Low
No | 057251 | Regulators, Suction | 8701-R251-900 - Intermittent Suction Unit (Ansi) | PSAY02250 | Ohio Medical | Sameday Surgery Center | Akron | Akron City Campus | H Tower | 1st Floor | 2019-05-10 | Low
No | 057252 | Regulators, Suction | 8701-R251-900 - Intermittent Suction Unit (Ansi) | PSAY02285 | Ohio Medical | Sameday Surgery Center | Akron | Akron City Campus | H Tower | 1st Floor | 2019-05-10 | Low
No | 057253 | Regulators, Suction | 8701-R251-900 - Intermittent Suction Unit (Ansi) | PSAY02243 | Ohio Medical | Sameday Surgery Center | Akron | Akron City Campus | H Tower | 1st Floor | 2019-05-10 | Low
No | 057255 | Regulators, Suction | 8701-R251-900 - Intermittent Suction Unit (Ansi) | PSAY02249 | Ohio Medical | Sameday Surgery Center | Akron | Akron City Campus | H Tower | 1st Floor | 2019-05-10 | Low
No | 057256 | Regulators, Suction | 8701-R251-900 - Intermittent Suction Unit (Ansi) | PSAY02251 | Ohio Medical | Sameday Surgery Center | Akron | Akron City Campus | H Tower | 1st Floor | 2019-05-10 | Low
No | 057258 | Regulators, Suction | 8701-R251-900 - Intermittent Suction Unit (Ansi) | PSAY02257 | Ohio Medical | Sameday Surgery Center | Akron | Akron City Campus | H Tower | 1st Floor | 2019-05-10 | Low
No | 057259 | Regulators, Suction | 8701-R251-900 - Intermittent Suction Unit (Ansi) | PSAY02259 | Ohio Medical | Sameday Surgery Center | Akron | Akron City Campus | H Tower | 1st Floor | 2019-05-10 | Low
No | 057260 | Regulators, Suction | 8701-R251-900 - Intermittent Suction Unit (Ansi) | PSAY02254 | Ohio Medical | Sameday Surgery Center | Akron | Akron City Campus | H Tower | 1st Floor | 2019-05-10 | Low
No | 057261 | Regulators, Suction | 8701-R251-900 - Intermittent Suction Unit (Ansi) | PSAY02256 | Ohio Medical | Sameday Surgery Center | Akron | Akron City Campus | H Tower | 1st Floor | 2019-05-10 | Low
No | 057262 | Regulators, Suction | 8701-R251-900 - Intermittent Suction Unit (Ansi) | PSAY02247 | Ohio Medical | Sameday Surgery Center | Akron | Akron City Campus | H Tower | 1st Floor | 2019-05-10 | Low
No | 057263 | Regulators, Suction | 8701-R251-900 - Intermittent Suction Unit (Ansi) | PSAY02246 | Ohio Medical | Sameday Surgery Center | Akron | Akron City Campus | H Tower | 1st Floor | 2019-05-10 | Low
No | 057264 | Regulators, Suction | 8701-R251-900 - Intermittent Suction Unit (Ansi) | PSAY02283 | Ohio Medical | Sameday Surgery Center | Akron | Akron City Campus | H Tower | 1st Floor | 2019-05-10 | Low
No | 057265 | Regulators, Suction | 8701-R251-900 - Intermittent Suction Unit (Ansi) | PSAY02288 | Ohio Medical | Sameday Surgery Center | Akron | Akron City Campus | H Tower | 1st Floor | 2019-05-10 | Low
No | 057266 | Regulators, Suction | 8701-R251-900 - Intermittent Suction Unit (Ansi) | PSAY02292 | Ohio Medical | Sameday Surgery Center | Akron | Akron City Campus | H Tower | 1st Floor | 2019-05-10 | Low
No | 057267 | Regulators, Suction | 8701-R251-900 - Intermittent Suction Unit (Ansi) | PSAY02289 | Ohio Medical | Sameday Surgery Center | Akron | Akron City Campus | H Tower | 1st Floor | 2019-05-10 | Low
No | 059413 | Regulators, Suction | 8701-R251-900 - Intermittent Suction Unit (Ansi) | PSAY02255 | Ohio Medical | Sameday Surgery Center | Akron | Akron City Campus | H Tower | 1st Floor | 2019-05-10 | Low
No | 059414 | Regulators, Suction | 8701-R251-900 - Intermittent Suction Unit (Ansi) | PSAY02253 | Ohio Medical | Sameday Surgery Center | Akron | Akron City Campus | H Tower | 1st Floor | 2019-05-10 | Low
No | 061540 | Regulators, Suction | 8701-R251-900 - Intermittent Suction Unit (Ansi) | PSAB00738 | Ohio Medical | 3 West - Trauma/Neuro Progressive Care Unit (PCU) | Akron | Akron City Campus | Akron City Hospital | 3rd Floor | 2022-01-28 | Low
No | 061541 | Regulators, Suction | 8701-R251-900 - Intermittent Suction Unit (Ansi) | PSAB00734 | Ohio Medical | 3 West - Trauma/Neuro Progressive Care Unit (PCU) | Akron | Akron City Campus | Akron City Hospital | 3rd Floor | 2022-01-28 | Low
No | 061542 | Regulators, Suction | 8701-R251-900 - Intermittent Suction Unit (Ansi) | PSAB00730 | Ohio Medical | 3 West - Trauma/Neuro Progressive Care Unit (PCU) | Akron | Akron City Campus | Akron City Hospital | 3rd Floor | 2022-01-28 | Low
No | 061543 | Regulators, Suction | 8701-R251-900 - Intermittent Suction Unit (Ansi) | PSAB00728 | Ohio Medical | 3 West - Trauma/Neuro Progressive Care Unit (PCU) | Akron | Akron City Campus | Akron City Hospital | 3rd Floor | 2022-01-28 | Low
No | 061544 | Regulators, Suction | 8701-R251-900 - Intermittent Suction Unit (Ansi) | PSAB00731 | Ohio Medical | 3 West - Trauma/Neuro Progressive Care Unit (PCU) | Akron | Akron City Campus | Akron City Hospital | 3rd Floor | 2022-01-28 | Low
No | 061545 | Regulators, Suction | 8701-R251-900 - Intermittent Suction Unit (Ansi) | PSAB00742 | Ohio Medical | 3 West - Trauma/Neuro Progressive Care Unit (PCU) | Akron | Akron City Campus | Akron City Hospital | 3rd Floor | 2022-01-28 | Low
No | 061546 | Regulators, Suction | 8701-R251-900 - Intermittent Suction Unit (Ansi) | PSAB00741 | Ohio Medical | 3 West - Trauma/Neuro Progressive Care Unit (PCU) | Akron | Akron City Campus | Akron City Hospital | 3rd Floor | 2022-01-28 | Low
No | 061547 | Regulators, Suction | 8701-R251-900 - Intermittent Suction Unit (Ansi) | PSAB00733 | Ohio Medical | 3 West - Trauma/Neuro Progressive Care Unit (PCU) | Akron | Akron City Campus | Akron City Hospital | 3rd Floor | 2022-01-28 | Low
No | 061548 | Regulators, Suction | 8701-R251-900 - Intermittent Suction Unit (Ansi) | PSAB00735 | Ohio Medical | 3 West - Trauma/Neuro Progressive Care Unit (PCU) | Akron | Akron City Campus | Akron City Hospital | 3rd Floor | 2022-01-28 | Low
No | 061549 | Regulators, Suction | 8701-R251-900 - Intermittent Suction Unit (Ansi) | PSAB00725 | Ohio Medical | 3 West - Trauma/Neuro Progressive Care Unit (PCU) | Akron | Akron City Campus | Akron City Hospital | 3rd Floor | 2022-01-28 | Low
No | 061550 | Regulators, Suction | 8701-R251-900 - Intermittent Suction Unit (Ansi) | PSAB00736 | Ohio Medical | 3 West - Trauma/Neuro Progressive Care Unit (PCU) | Akron | Akron City Campus | Akron City Hospital | 3rd Floor | 2022-01-28 | Low
No | 061576 | Regulators, Suction | 8701-R251-900 - Intermittent Suction Unit (Ansi) | PSAB00732 | Ohio Medical | 3 West - Trauma/Neuro Progressive Care Unit (PCU) | Akron | Akron City Campus | Akron City Hospital | 3rd Floor | 2022-01-28 | Low
No | 061577 | Regulators, Suction | 8701-R251-900 - Intermittent Suction Unit (Ansi) | PSAB00740 | Ohio Medical | 3 West - Trauma/Neuro Progressive Care Unit (PCU) | Akron | Akron City Campus | Akron City Hospital | 3rd Floor | 2022-01-28 | Low
No | 061578 | Regulators, Suction | 8701-R251-900 - Intermittent Suction Unit (Ansi) | PSAB00726 | Ohio Medical | 3 West - Trauma/Neuro Progressive Care Unit (PCU) | Akron | Akron City Campus | Akron City Hospital | 3rd Floor | 2022-01-28 | Low
No | 061579 | Regulators, Suction | 8701-R251-900 - Intermittent Suction Unit (Ansi) | PSAB00729 | Ohio Medical | 3 West - Trauma/Neuro Progressive Care Unit (PCU) | Akron | Akron City Campus | Akron City Hospital | 3rd Floor | 2022-01-28 | Low
No | 061580 | Regulators, Suction | 8701-R251-900 - Intermittent Suction Unit (Ansi) | PSAB00737 | Ohio Medical | 3 West - Trauma/Neuro Progressive Care Unit (PCU) | Akron | Akron City Campus | Akron City Hospital | 3rd Floor | 2022-01-28 | Low
No | 061581 | Regulators, Suction | 8701-R251-900 - Intermittent Suction Unit (Ansi) | PSAB00739 | Ohio Medical | 3 West - Trauma/Neuro Progressive Care Unit (PCU) | Akron | Akron City Campus | Akron City Hospital | 3rd Floor | 2022-01-28 | Low
No | 061582 | Regulators, Suction | 8701-R251-900 - Intermittent Suction Unit (Ansi) | PSAB007 | Ohio Medical | 3 West - Trauma/Neuro Progressive Care Unit (PCU) | Akron | Akron City Campus | Akron City Hospital | 3rd Floor | 2022-01-28 | Low
No | 057480 | Regulators, Suction | 8701-R251-901 - Intermittent Suction Unit | PSDY02828 | Ohio Medical | Diagnostic Radiology | Akron | Akron City Campus | Akron City Hospital | Ground Floor | 2020-01-07 | Low
No | 057481 | Regulators, Suction | 8701-R251-901 - Intermittent Suction Unit | PS0402837 | Ohio Medical | Diagnostic Radiology | Akron | Akron City Campus | Akron City Hospital | Ground Floor | 2020-01-07 | Low
No | 057482 | Regulators, Suction | 8701-R251-901 - Intermittent Suction Unit | PSDY02867 | Ohio Medical | Diagnostic Radiology | Akron | Akron City Campus | Akron City Hospital | Ground Floor | 2020-01-07 | Low
No | 056328 | Regulators, Suction | 8701-Y251-901 - Intermittent Suction Unit | PSAY02143 | Ohio Medical | H4 - Mother/Baby Unit | Akron | Akron City Campus | H Tower | 4th Floor | 2019-06-17 | Low
No | 056332 | Regulators, Suction | 8701-Y251-901 - Intermittent Suction Unit | PSAY02179 | Ohio Medical | H4 - Mother/Baby Unit | Akron | Akron City Campus | H Tower | 4th Floor | 2019-06-17 | Low
No | 056336 | Regulators, Suction | 8701-Y251-901 - Intermittent Suction Unit | PSAY02147 | Ohio Medical | H4 - Mother/Baby Unit | Akron | Akron City Campus | H Tower | 4th Floor | 2019-06-17 | Low
No | 056340 | Regulators, Suction | 8701-Y251-901 - Intermittent Suction Unit | PSAY02142 | Ohio Medical | H4 - Mother/Baby Unit | Akron | Akron City Campus | H Tower | 4th Floor | 2019-06-17 | Low
No | 056345 | Regulators, Suction | 8701-Y251-901 - Intermittent Suction Unit | PSAY02146 | Ohio Medical | H4 - Mother/Baby Unit | Akron | Akron City Campus | H Tower | 4th Floor | 2019-06-17 | Low
No | 056347 | Regulators, Suction | 8701-Y251-901 - Intermittent Suction Unit | PSAY02181 | Ohio Medical | H4 - Mother/Baby Unit | Akron | Akron City Campus | H Tower | 4th Floor | 2019-06-17 | Low
No | 056358 | Regulators, Suction | 8701-Y251-901 - Intermittent Suction Unit | PSAY02225 | Ohio Medical | H6 - Surgical Progressive Care Unit (PCU) | Akron | Akron City Campus | H Tower | 6th Floor | 2019-05-07 | Low
No | 056359 | Regulators, Suction | 8701-Y251-901 - Intermittent Suction Unit | PSAY02240 | Ohio Medical | H6 - Surgical Progressive Care Unit (PCU) | Akron | Akron City Campus | H Tower | 6th Floor | 2019-05-07 | Low
No | 056360 | Regulators, Suction | 8701-Y251-901 - Intermittent Suction Unit | PSAY02222 | Ohio Medical | H6 - Surgical Progressive Care Unit (PCU) | Akron | Akron City Campus | H Tower | 6th Floor | 2019-05-07 | Low
No | 056361 | Regulators, Suction | 8701-Y251-901 - Intermittent Suction Unit | PSAY02238 | Ohio Medical | H6 - Surgical Progressive Care Unit (PCU) | Akron | Akron City Campus | H Tower | 6th Floor | 2019-05-07 | Low
No | 056362 | Regulators, Suction | 8701-Y251-901 - Intermittent Suction Unit | PSAY02226 | Ohio Medical | H6 - Surgical Progressive Care Unit (PCU) | Akron | Akron City Campus | H Tower | 6th Floor | 2019-05-07 | Low
No | 056363 | Regulators, Suction | 8701-Y251-901 - Intermittent Suction Unit | PSAY02220 | Ohio Medical | H6 - Surgical Progressive Care Unit (PCU) | Akron | Akron City Campus | H Tower | 6th Floor | 2019-05-07 | Low
No | 056364 | Regulators, Suction | 8701-Y251-901 - Intermittent Suction Unit | PSAY02224 | Ohio Medical | H6 - Surgical Progressive Care Unit (PCU) | Akron | Akron City Campus | H Tower | 6th Floor | 2019-05-07 | Low
No | 056365 | Regulators, Suction | 8701-Y251-901 - Intermittent Suction Unit | PSAY02242 | Ohio Medical | H6 - Surgical Progressive Care Unit (PCU) | Akron | Akron City Campus | H Tower | 6th Floor | 2019-05-07 | Low
No | 056366 | Regulators, Suction | 8701-Y251-901 - Intermittent Suction Unit | PSAY02221 | Ohio Medical | H6 - Surgical Progressive Care Unit (PCU) | Akron | Akron City Campus | H Tower | 6th Floor | 2019-05-07 | Low
No | 056367 | Regulators, Suction | 8701-Y251-901 - Intermittent Suction Unit | PSAY02198 | Ohio Medical | H6 - Surgical Progressive Care Unit (PCU) | Akron | Akron City Campus | H Tower | 6th Floor | 2019-05-07 | Low
No | 056368 | Regulators, Suction | 8701-Y251-901 - Intermittent Suction Unit | PSAY02239 | Ohio Medical | H6 - Surgical Progressive Care Unit (PCU) | Akron | Akron City Campus | H Tower | 6th Floor | 2019-05-07 | Low
No | 056369 | Regulators, Suction | 8701-Y251-901 - Intermittent Suction Unit | PSAY02241 | Ohio Medical | H2 - Labor and Delivery Unit (L&D) | Akron | Akron City Campus | H Tower | 2nd Floor | 2019-05-07 | Low
No | 056370 | Regulators, Suction | 8701-Y251-901 - Intermittent Suction Unit | PSAY02227 | Ohio Medical | H6 - Surgical Progressive Care Unit (PCU) | Akron | Akron City Campus | H Tower | 6th Floor | 2019-05-07 | Low
No | 056371 | Regulators, Suction | 8701-Y251-901 - Intermittent Suction Unit | PSAY02207 | Ohio Medical | H6 - Surgical Progressive Care Unit (PCU) | Akron | Akron City Campus | H Tower | 6th Floor | 2019-05-07 | Low
No | 056372 | Regulators, Suction | 8701-Y251-901 - Intermittent Suction Unit | PSAY02154 | Ohio Medical | H6 - Surgical Progressive Care Unit (PCU) | Akron | Akron City Campus | H Tower | 6th Floor | 2019-05-07 | Low
No | 056373 | Regulators, Suction | 8701-Y251-901 - Intermittent Suction Unit | PSAY02219 | Ohio Medical | H6 - Surgical Progressive Care Unit (PCU) | Akron | Akron City Campus | H Tower | 6th Floor | 2019-05-07 | Low
No | 056374 | Regulators, Suction | 8701-Y251-901 - Intermittent Suction Unit | PSAY02199 | Ohio Medical | H6 - Surgical Progressive Care Unit (PCU) | Akron | Akron City Campus | H Tower | 6th Floor | 2019-05-07 | Low
No | 056375 | Regulators, Suction | 8701-Y251-901 - Intermittent Suction Unit | PSAY02204 | Ohio Medical | H6 - Surgical Progressive Care Unit (PCU) | Akron | Akron City Campus | H Tower | 6th Floor | 2019-05-07 | Low
No | 056376 | Regulators, Suction | 8701-Y251-901 - Intermittent Suction Unit | PSAY02232 | Ohio Medical | H6 - Surgical Progressive Care Unit (PCU) | Akron | Akron City Campus | H Tower | 6th Floor | 2019-05-07 | Low
No | 056377 | Regulators, Suction | 8701-Y251-901 - Intermittent Suction Unit | PSAY02148 | Ohio Medical | H6 - Surgical Progressive Care Unit (PCU) | Akron | Akron City Campus | H Tower | 6th Floor | 2019-05-07 | Low
No | 056378 | Regulators, Suction | 8701-Y251-901 - Intermittent Suction Unit | PSAY02151 | Ohio Medical | H6 - Surgical Progressive Care Unit (PCU) | Akron | Akron City Campus | H Tower | 6th Floor | 2019-05-07 | Low
No | 056379 | Regulators, Suction | 8701-Y251-901 - Intermittent Suction Unit | PSAY02152 | Ohio Medical | H6 - Surgical Progressive Care Unit (PCU) | Akron | Akron City Campus | H Tower | 6th Floor | 2019-05-07 | Low
No | 056380 | Regulators, Suction | 8701-Y251-901 - Intermittent Suction Unit | PSAY02150 | Ohio Medical | H6 - Surgical Progressive Care Unit (PCU) | Akron | Akron City Campus | H Tower | 6th Floor | 2019-05-07 | Low
No | 056381 | Regulators, Suction | 8701-Y251-901 - Intermittent Suction Unit | PSAY02176 | Ohio Medical | H2 - Labor and Delivery Unit (L&D) | Akron | Akron City Campus | H Tower | 2nd Floor | 2019-05-07 | Low
No | 056382 | Regulators, Suction | 8701-Y251-901 - Intermittent Suction Unit | PSAY02149 | Ohio Medical | H2 - Labor and Delivery Unit (L&D) | Akron | Akron City Campus | H Tower | 2nd Floor | 2019-05-07 | Low
No | 056383 | Regulators, Suction | 8701-Y251-901 - Intermittent Suction Unit | PSAY02170 | Ohio Medical | H2 - Labor and Delivery Unit (L&D) | Akron | Akron City Campus | H Tower | 2nd Floor | 2019-05-07 | Low
No | 056384 | Regulators, Suction | 8701-Y251-901 - Intermittent Suction Unit | PSAY02169 | Ohio Medical | H6 - Surgical Progressive Care Unit (PCU) | Akron | Akron City Campus | H Tower | 6th Floor | 2019-05-07 | Low
No | 056385 | Regulators, Suction | 8701-Y251-901 - Intermittent Suction Unit | PSAY02172 | Ohio Medical | H6 - Surgical Progressive Care Unit (PCU) | Akron | Akron City Campus | H Tower | 6th Floor | 2019-05-07 | Low
No | 056386 | Regulators, Suction | 8701-Y251-901 - Intermittent Suction Unit | PSAY02168 | Ohio Medical | H6 - Surgical Progressive Care Unit (PCU) | Akron | Akron City Campus | H Tower | 6th Floor | 2019-05-07 | Low
No | 056387 | Regulators, Suction | 8701-Y251-901 - Intermittent Suction Unit | PSAY02171 | Ohio Medical | H6 - Surgical Progressive Care Unit (PCU) | Akron | Akron City Campus | H Tower | 6th Floor | 2019-05-07 | Low
No | 056388 | Regulators, Suction | 8701-Y251-901 - Intermittent Suction Unit | PSAY02210 | Ohio Medical | H6 - Surgical Progressive Care Unit (PCU) | Akron | Akron City Campus | H Tower | 6th Floor | 2019-05-07 | Low
No | 056389 | Regulators, Suction | 8701-Y251-901 - Intermittent Suction Unit | PSAY02177 | Ohio Medical | H6 - Surgical Progressive Care Unit (PCU) | Akron | Akron City Campus | H Tower | 6th Floor | 2019-05-07 | Low
No | 056390 | Regulators, Suction | 8701-Y251-901 - Intermittent Suction Unit | PSAY02217 | Ohio Medical | H2 - Labor and Delivery Unit (L&D) | Akron | Akron City Campus | H Tower | 2nd Floor | 2019-05-07 | Low
No | 056391 | Regulators, Suction | 8701-Y251-901 - Intermittent Suction Unit | PSAY02215 | Ohio Medical | H6 - Surgical Progressive Care Unit (PCU) | Akron | Akron City Campus | H Tower | 6th Floor | 2019-05-07 | Low
No | 056392 | Regulators, Suction | 8701-Y251-901 - Intermittent Suction Unit | PSAY02209 | Ohio Medical | H6 - Surgical Progressive Care Unit (PCU) | Akron | Akron City Campus | H Tower | 6th Floor | 2019-05-07 | Low
No | 056393 | Regulators, Suction | 8701-Y251-901 - Intermittent Suction Unit | PSAY02211 | Ohio Medical | H2 - Labor and Delivery Unit (L&D) | Akron | Akron City Campus | H Tower | 2nd Floor | 2019-05-07 | Low
No | 056394 | Regulators, Suction | 8701-Y251-901 - Intermittent Suction Unit | PSAY02213 | Ohio Medical | H2 - Labor and Delivery Unit (L&D) | Akron | Akron City Campus | H Tower | 2nd Floor | 2019-05-07 | Low
No | 056395 | Regulators, Suction | 8701-Y251-901 - Intermittent Suction Unit | PSAY02212 | Ohio Medical | H6 - Surgical Progressive Care Unit (PCU) | Akron | Akron City Campus | H Tower | 6th Floor | 2019-05-07 | Low
No | 056396 | Regulators, Suction | 8701-Y251-901 - Intermittent Suction Unit | PSAY02175 | Ohio Medical | H6 - Surgical Progressive Care Unit (PCU) | Akron | Akron City Campus | H Tower | 6th Floor | 2019-05-07 | Low
No | 056397 | Regulators, Suction | 8701-Y251-901 - Intermittent Suction Unit | PSAY02174 | Ohio Medical | H2 - Labor and Delivery Unit (L&D) | Akron | Akron City Campus | H Tower | 2nd Floor | 2019-05-07 | Low
No | 056398 | Regulators, Suction | 8701-Y251-901 - Intermittent Suction Unit | PSAY02216 | Ohio Medical | H2 - Labor and Delivery Unit (L&D) | Akron | Akron City Campus | H Tower | 2nd Floor | 2019-05-07 | Low
No | 056399 | Regulators, Suction | 8701-Y251-901 - Intermittent Suction Unit | PSAY02214 | Ohio Medical | H2 - Labor and Delivery Unit (L&D) | Akron | Akron City Campus | H Tower | 2nd Floor | 2019-05-07 | Low
No | 056400 | Regulators, Suction | 8701-Y251-901 - Intermittent Suction Unit | PSAY02208 | Ohio Medical | H2 - Labor and Delivery Unit (L&D) | Akron | Akron City Campus | H Tower | 2nd Floor | 2019-05-07 | Low
No | 056700 | Regulators, Suction | 8701-Y251-901 - Intermittent Suction Unit | PSAY02223 | Ohio Medical | H6 - Surgical Progressive Care Unit (PCU) | Akron | Akron City Campus | H Tower | 6th Floor | 2019-05-07 | Low
No | 056754 | Regulators, Suction | 8701-Y251-901 - Intermittent Suction Unit | PSAY02145 | Ohio Medical | H4 - Mother/Baby Unit | Akron | Akron City Campus | H Tower | 4th Floor | 2019-06-17 | Low
No | 056755 | Regulators, Suction | 8701-Y251-901 - Intermittent Suction Unit | PSAY02180 | Ohio Medical | H4 - Mother/Baby Unit | Akron | Akron City Campus | H Tower | 4th Floor | 2019-06-17 | Low
No | 056756 | Regulators, Suction | 8701-Y251-901 - Intermittent Suction Unit | PSAY0231 | Ohio Medical | H4 - Mother/Baby Unit | Akron | Akron City Campus | H Tower | 4th Floor | 2019-06-17 | Low
No | 056910 | Regulators, Suction | 8701-Y251-901 - Intermittent Suction Unit | PSAY02173 | Ohio Medical | H2 - Labor and Delivery Unit (L&D) | Akron | Akron City Campus | H Tower | 2nd Floor | 2019-05-07 | Low
No | 056911 | Regulators, Suction | 8701-Y251-901 - Intermittent Suction Unit | PSAY02156 | Ohio Medical | H2 - Labor and Delivery Unit (L&D) | Akron | Akron City Campus | H Tower | 2nd Floor | 2019-05-07 | Low
No | 056992 | Regulators, Suction | 8701-Y251-901 - Intermittent Suction Unit | PSAY02218 | Ohio Medical | H6 - Surgical Progressive Care Unit (PCU) | Akron | Akron City Campus | H Tower | 6th Floor | 2019-05-07 | Low
No | 057078 | Regulators, Suction | 8701-Y251-901 - Intermittent Suction Unit | PSAY02230 | Ohio Medical | H4 - Mother/Baby Unit | Akron | Akron City Campus | H Tower | 4th Floor | 2019-06-17 | Low
No | 057082 | Regulators, Suction | 8701-Y251-901 - Intermittent Suction Unit | PSAY02205 | Ohio Medical | H4 - Mother/Baby Unit | Akron | Akron City Campus | H Tower | 4th Floor | 2019-06-17 | Low
No | 057085 | Regulators, Suction | 8701-Y251-901 - Intermittent Suction Unit | PSAY02228 | Ohio Medical | H4 - Mother/Baby Unit | Akron | Akron City Campus | H Tower | 4th Floor | 2019-06-17 | Low
No | 057090 | Regulators, Suction | 8701-Y251-901 - Intermittent Suction Unit | PSAY012208 | Ohio Medical | H4 - Mother/Baby Unit | Akron | Akron City Campus | H Tower | 4th Floor | 2019-06-17 | Low
No | 057094 | Regulators, Suction | 8701-Y251-901 - Intermittent Suction Unit | PSAY02229 | Ohio Medical | H4 - Mother/Baby Unit | Akron | Akron City Campus | H Tower | 4th Floor | 2019-06-17 | Low
No | 057097 | Regulators, Suction | 8701-Y251-901 - Intermittent Suction Unit | PSAY02203 | Ohio Medical | H4 - Mother/Baby Unit | Akron | Akron City Campus | H Tower | 4th Floor | 2019-06-17 | Low
No | 057127 | Regulators, Suction | 8701-Y251-901 - Intermittent Suction Unit | PSAY02167 | Ohio Medical | H4 - Mother/Baby Unit | Akron | Akron City Campus | H Tower | 4th Floor | 2019-06-17 | Low
No | 057131 | Regulators, Suction | 8701-Y251-901 - Intermittent Suction Unit | PSAY02200 | Ohio Medical | H4 - Mother/Baby Unit | Akron | Akron City Campus | H Tower | 4th Floor | 2019-06-17 | Low
No | 057137 | Regulators, Suction | 8701-Y251-901 - Intermittent Suction Unit | PSAY02163 | Ohio Medical | H4 - Mother/Baby Unit | Akron | Akron City Campus | H Tower | 4th Floor | 2019-06-17 | Low
No | 057138 | Regulators, Suction | 8701-Y251-901 - Intermittent Suction Unit | PSAY02162 | Ohio Medical | H4 - Mother/Baby Unit | Akron | Akron City Campus | H Tower | 4th Floor | 2019-06-17 | Low
No | 057401 | Regulators, Suction | 8701-Y251-901 - Intermittent Suction Unit | PSAY01995 | Ohio Medical | H5 - Medical/Surgical Unit (MSU) | Akron | Akron City Campus | H Tower | 5th Floor | 2019-05-07 | Low
No | 057402 | Regulators, Suction | 8701-Y251-901 - Intermittent Suction Unit | PSAY02011 | Ohio Medical | H5 - Medical/Surgical Unit (MSU) | Akron | Akron City Campus | H Tower | 5th Floor | 2019-05-07 | Low
No | 057403 | Regulators, Suction | 8701-Y251-901 - Intermittent Suction Unit | PSAY01996 | Ohio Medical | H5 - Medical/Surgical Unit (MSU) | Akron | Akron City Campus | H Tower | 5th Floor | 2019-05-07 | Low
No | 057404 | Regulators, Suction | 8701-Y251-901 - Intermittent Suction Unit | PSAY01890 | Ohio Medical | H5 - Medical/Surgical Unit (MSU) | Akron | Akron City Campus | H Tower | 5th Floor | 2019-05-07 | Low
No | 057405 | Regulators, Suction | 8701-Y251-901 - Intermittent Suction Unit | PSAY01888 | Ohio Medical | H5 - Medical/Surgical Unit (MSU) | Akron | Akron City Campus | H Tower | 5th Floor | 2019-05-07 | Low
No | 057406 | Regulators, Suction | 8701-Y251-901 - Intermittent Suction Unit | PSAY01896 | Ohio Medical | H5 - Medical/Surgical Unit (MSU) | Akron | Akron City Campus | H Tower | 5th Floor | 2019-05-07 | Low
No | 057407 | Regulators, Suction | 8701-Y251-901 - Intermittent Suction Unit | PSAY01889 | Ohio Medical | H5 - Medical/Surgical Unit (MSU) | Akron | Akron City Campus | H Tower | 5th Floor | 2019-05-07 | Low
No | 057408 | Regulators, Suction | 8701-Y251-901 - Intermittent Suction Unit | PSAY01892 | Ohio Medical | H5 - Medical/Surgical Unit (MSU) | Akron | Akron City Campus | H Tower | 5th Floor | 2019-05-07 | Low
No | 057409 | Regulators, Suction | 8701-Y251-901 - Intermittent Suction Unit | PSAY01988 | Ohio Medical | H5 - Medical/Surgical Unit (MSU) | Akron | Akron City Campus | H Tower | 5th Floor | 2019-05-07 | Low
No | 057410 | Regulators, Suction | 8701-Y251-901 - Intermittent Suction Unit | PSAY01891 | Ohio Medical | H5 - Medical/Surgical Unit (MSU) | Akron | Akron City Campus | H Tower | 5th Floor | 2019-05-07 | Low
No | 057411 | Regulators, Suction | 8701-Y251-901 - Intermittent Suction Unit | PSAY02010 | Ohio Medical | H5 - Medical/Surgical Unit (MSU) | Akron | Akron City Campus | H Tower | 5th Floor | 2019-05-07 | Low
No | 057412 | Regulators, Suction | 8701-Y251-901 - Intermittent Suction Unit | PSAY02008 | Ohio Medical | H5 - Medical/Surgical Unit (MSU) | Akron | Akron City Campus | H Tower | 5th Floor | 2019-05-07 | Low
No | 057413 | Regulators, Suction | 8701-Y251-901 - Intermittent Suction Unit | PSAY01989 | Ohio Medical | H5 - Medical/Surgical Unit (MSU) | Akron | Akron City Campus | H Tower | 5th Floor | 2019-05-07 | Low
No | 057414 | Regulators, Suction | 8701-Y251-901 - Intermittent Suction Unit | PSAY01997 | Ohio Medical | H5 - Medical/Surgical Unit (MSU) | Akron | Akron City Campus | H Tower | 5th Floor | 2019-05-07 | Low
No | 057415 | Regulators, Suction | 8701-Y251-901 - Intermittent Suction Unit | PSAY02013 | Ohio Medical | H5 - Medical/Surgical Unit (MSU) | Akron | Akron City Campus | H Tower | 5th Floor | 2019-05-07 | Low
No | 057416 | Regulators, Suction | 8701-Y251-901 - Intermittent Suction Unit | PSAY01969 | Ohio Medical | H5 - Medical/Surgical Unit (MSU) | Akron | Akron City Campus | H Tower | 5th Floor | 2019-05-07 | Low
No | 057417 | Regulators, Suction | 8701-Y251-901 - Intermittent Suction Unit | PSAY02012 | Ohio Medical | H5 - Medical/Surgical Unit (MSU) | Akron | Akron City Campus | H Tower | 5th Floor | 2019-05-07 | Low
No | 057418 | Regulators, Suction | 8701-Y251-901 - Intermittent Suction Unit | PSAY02009 | Ohio Medical | H5 - Medical/Surgical Unit (MSU) | Akron | Akron City Campus | H Tower | 5th Floor | 2019-05-07 | Low
No | 057419 | Regulators, Suction | 8701-Y251-901 - Intermittent Suction Unit | PSAY01894 | Ohio Medical | H5 - Medical/Surgical Unit (MSU) | Akron | Akron City Campus | H Tower | 5th Floor | 2019-05-07 | Low
No | 057420 | Regulators, Suction | 8701-Y251-901 - Intermittent Suction Unit | PSAY01968 | Ohio Medical | H5 - Medical/Surgical Unit (MSU) | Akron | Akron City Campus | H Tower | 5th Floor | 2019-05-07 | Low
No | 057421 | Regulators, Suction | 8701-Y251-901 - Intermittent Suction Unit | PSAY01895 | Ohio Medical | H5 - Medical/Surgical Unit (MSU) | Akron | Akron City Campus | H Tower | 5th Floor | 2019-05-07 | Low
No | 057422 | Regulators, Suction | 8701-Y251-901 - Intermittent Suction Unit | PSAY01974 | Ohio Medical | H5 - Medical/Surgical Unit (MSU) | Akron | Akron City Campus | H Tower | 5th Floor | 2019-05-07 | Low
No | 057423 | Regulators, Suction | 8701-Y251-901 - Intermittent Suction Unit | PSAY02015 | Ohio Medical | H5 - Medical/Surgical Unit (MSU) | Akron | Akron City Campus | H Tower | 5th Floor | 2019-05-07 | Low
No | 057424 | Regulators, Suction | 8701-Y251-901 - Intermittent Suction Unit | PSAY01971 | Ohio Medical | H5 - Medical/Surgical Unit (MSU) | Akron | Akron City Campus | H Tower | 5th Floor | 2019-05-07 | Low
No | 057425 | Regulators, Suction | 8701-Y251-901 - Intermittent Suction Unit | PSAY02018 | Ohio Medical | H5 - Medical/Surgical Unit (MSU) | Akron | Akron City Campus | H Tower | 5th Floor | 2019-05-07 | Low
No | 057432 | Regulators, Suction | 8701-Y251-901 - Intermittent Suction Unit | PSAY01970 | Ohio Medical | H5 - Medical/Surgical Unit (MSU) | Akron | Akron City Campus | H Tower | 5th Floor | 2019-05-07 | Low
No | 057433 | Regulators, Suction | 8701-Y251-901 - Intermittent Suction Unit | PSAY02017 | Ohio Medical | H5 - Medical/Surgical Unit (MSU) | Akron | Akron City Campus | H Tower | 5th Floor | 2019-05-07 | Low
No | 057434 | Regulators, Suction | 8701-Y251-901 - Intermittent Suction Unit | PSAY01975 | Ohio Medical | H5 - Medical/Surgical Unit (MSU) | Akron | Akron City Campus | H Tower | 5th Floor | 2019-05-07 | Low
No | 057435 | Regulators, Suction | 8701-Y251-901 - Intermittent Suction Unit | PSAY01977 | Ohio Medical | H5 - Medical/Surgical Unit (MSU) | Akron | Akron City Campus | H Tower | 5th Floor | 2019-05-07 | Low
No | 057436 | Regulators, Suction | 8701-Y251-901 - Intermittent Suction Unit | PSAY01976 | Ohio Medical | H5 - Medical/Surgical Unit (MSU) | Akron | Akron City Campus | H Tower | 5th Floor | 2019-05-07 | Low
No | 057437 | Regulators, Suction | 8701-Y251-901 - Intermittent Suction Unit | PSAY01897 | Ohio Medical | H5 - Medical/Surgical Unit (MSU) | Akron | Akron City Campus | H Tower | 5th Floor | 2019-05-07 | Low
No | 057438 | Regulators, Suction | 8701-Y251-901 - Intermittent Suction Unit | PSAY01973 | Ohio Medical | H5 - Medical/Surgical Unit (MSU) | Akron | Akron City Campus | H Tower | 5th Floor | 2019-05-07 | Low
No | 057439 | Regulators, Suction | 8701-Y251-901 - Intermittent Suction Unit | PSAY01972 | Ohio Medical | H5 - Medical/Surgical Unit (MSU) | Akron | Akron City Campus | H Tower | 5th Floor | 2019-05-07 | Low
No | 057440 | Regulators, Suction | 8701-Y251-901 - Intermittent Suction Unit | PSAY01893 | Ohio Medical | H5 - Medical/Surgical Unit (MSU) | Akron | Akron City Campus | H Tower | 5th Floor | 2019-05-07 | Low
No | 057441 | Regulators, Suction | 8701-Y251-901 - Intermittent Suction Unit | PSAY02014 | Ohio Medical | H5 - Medical/Surgical Unit (MSU) | Akron | Akron City Campus | H Tower | 5th Floor | 2019-05-07 | Low
No | 057442 | Regulators, Suction | 8701-Y251-901 - Intermittent Suction Unit | PSAY01990 | Ohio Medical | H5 - Medical/Surgical Unit (MSU) | Akron | Akron City Campus | H Tower | 5th Floor | 2019-05-07 | Low
No | 061513 | Regulators, Suction | 8701-Y251-901 - Intermittent Suction Unit | PSAA22685 | Ohio Medical | Angiography | Akron | Akron City Campus | Akron City Hospital | 2nd Floor | 2022-01-10 | Low
No | 061514 | Regulators, Suction | 8701-Y251-901 - Intermittent Suction Unit | PSAA22686 | Ohio Medical | Angiography | Akron | Akron City Campus | Akron City Hospital | 2nd Floor | 2022-01-10 | Low
No | 061515 | Regulators, Suction | 8701-Y251-901 - Intermittent Suction Unit | PSAA22687 | Ohio Medical | Angiography | Akron | Akron City Campus | Akron City Hospital | 2nd Floor | 2022-01-10 | Low
No | 061516 | Regulators, Suction | 8701-Y251-901 - Intermittent Suction Unit | PSAA22688 | Ohio Medical | Angiography | Akron | Akron City Campus | Akron City Hospital | 2nd Floor | 2022-01-10 | Low
No | 061517 | Regulators, Suction | 8701-Y251-901 - Intermittent Suction Unit | PSAA22689 | Ohio Medical | Angiography | Akron | Akron City Campus | Akron City Hospital | 2nd Floor | 2022-01-10 | Low
No | 061518 | Regulators, Suction | 8701-Y251-901 - Intermittent Suction Unit | PSAA22690 | Ohio Medical | Angiography | Akron | Akron City Campus | Akron City Hospital | 2nd Floor | 2022-01-10 | Low
No | 061519 | Regulators, Suction | 8701-Y251-901 - Intermittent Suction Unit | PSAA22691 | Ohio Medical | Angiography | Akron | Akron City Campus | Akron City Hospital | 2nd Floor | 2022-01-10 | Low
No | 061520 | Regulators, Suction | 8701-Y251-901 - Intermittent Suction Unit | PSAA22692 | Ohio Medical | Angiography | Akron | Akron City Campus | Akron City Hospital | 2nd Floor | 2022-01-10 | Low
No | 061521 | Regulators, Suction | 8701-Y251-901 - Intermittent Suction Unit | PSAA22693 | Ohio Medical | Angiography | Akron | Akron City Campus | Akron City Hospital | 2nd Floor | 2022-01-10 | Low
No | 061522 | Regulators, Suction | 8701-Y251-901 - Intermittent Suction Unit | PSAA22694 | Ohio Medical | Angiography | Akron | Akron City Campus | Akron City Hospital | 2nd Floor | 2022-01-10 | Low
No | 061523 | Regulators, Suction | 8701-Y251-901 - Intermittent Suction Unit | PSAA22695 | Ohio Medical | Angiography | Akron | Akron City Campus | Akron City Hospital | 2nd Floor | 2022-01-10 | Low
No | 061524 | Regulators, Suction | 8701-Y251-901 - Intermittent Suction Unit | PSAA22696 | Ohio Medical | Angiography | Akron | Akron City Campus | Akron City Hospital | 2nd Floor | 2022-01-10 | Low
No | 061525 | Regulators, Suction | 8701-Y251-901 - Intermittent Suction Unit | PSAA22697 | Ohio Medical | Angiography | Akron | Akron City Campus | Akron City Hospital | 2nd Floor | 2022-01-10 | Low
No | 061551 | Regulators, Suction | 8701-Y251-901 - Intermittent Suction Unit | PSAA22698 | Ohio Medical | Angiography | Akron | Akron City Campus | Akron City Hospital | 2nd Floor | 2022-01-10 | Low
No | 064794 | Regulators, Suction | 8701-Y251-901 - Intermittent Suction Unit | PSAD25162 | Ohio Medical | Angiography | Akron | Akron City Campus | Akron City Hospital | 2nd Floor | 2024-11-07 08:34 | Low
No | 064795 | Regulators, Suction | 8701-Y251-901 - Intermittent Suction Unit | PSAD25168 | Ohio Medical | Angiography | Akron | Akron City Campus | Akron City Hospital | 2nd Floor | 2024-11-07 08:34 | Low
No | 064796 | Regulators, Suction | 8701-Y251-901 - Intermittent Suction Unit | PSAD25167 | Ohio Medical | Angiography | Akron | Akron City Campus | Akron City Hospital | 2nd Floor | 2024-11-07 08:33 | Low
No | 064797 | Regulators, Suction | 8701-Y251-901 - Intermittent Suction Unit | PSAD25164 | Ohio Medical | Angiography | Akron | Akron City Campus | Akron City Hospital | 2nd Floor | 2024-11-07 08:34 | Low
No | 038897 | Regulators, Suction | 8705-1225-901 - Psa - Intermittent Suction Unit | PSAZ35403 | Ohio Medical | Acuity Adaptable Unit (AAU) - SB | Barberton | Barberton Campus | Summa Barberton Hospital | 2nd Floor | 2020-10-30 | Low
No | 039026 | Regulators, Suction | 8705-1225-901 - Psa - Intermittent Suction Unit | PSAZ35404 | Ohio Medical | Acuity Adaptable Unit (AAU) - SB | Barberton | Barberton Campus | Summa Barberton Hospital | 2nd Floor | 2020-10-30 | Low
No | 039027 | Regulators, Suction | 8705-1225-901 - Psa - Intermittent Suction Unit | PSAZ35405 | Ohio Medical | Acuity Adaptable Unit (AAU) - SB | Barberton | Barberton Campus | Summa Barberton Hospital | 2nd Floor | 2020-10-30 | Low
No | 024491 | Regulators, Suction | 8705-1251-901 - PTS Intermittent Suction | J66M18079 | Ohio Medical | Outpatient Oncology - Akron | Akron | Akron City Campus | Cooper Cancer Center |  | 2008-09-25 | Low
No | 024492 | Regulators, Suction | 8705-1251-901 - PTS Intermittent Suction | J66M18083 | Ohio Medical | 3 West - Trauma/Neuro Progressive Care Unit (PCU) | Akron | Akron City Campus | Akron City Hospital | 3rd Floor | 2008-09-25 | Low
No | 024493 | Regulators, Suction | 8705-1251-901 - PTS Intermittent Suction | J66M18086 | Ohio Medical | Outpatient Oncology - Akron | Akron | Akron City Campus | Cooper Cancer Center |  | 2008-09-25 | Low
No | 024494 | Regulators, Suction | 8705-1251-901 - PTS Intermittent Suction | J66M18088 | Ohio Medical | Outpatient Oncology - Akron | Akron | Akron City Campus | Cooper Cancer Center |  | 2008-09-25 | Low
No | 024495 | Regulators, Suction | 8705-1251-901 - PTS Intermittent Suction | J66M18087 | Ohio Medical | Outpatient Oncology - Akron | Akron | Akron City Campus | Cooper Cancer Center |  | 2008-09-25 | Low
No | 024496 | Regulators, Suction | 8705-1251-901 - PTS Intermittent Suction | J66M18080 | Ohio Medical | Outpatient Oncology - Akron | Akron | Akron City Campus | Cooper Cancer Center |  | 2008-09-25 | Low
No | 024497 | Regulators, Suction | 8705-1251-901 - PTS Intermittent Suction | J66M18089 | Ohio Medical | Outpatient Oncology - Akron | Akron | Akron City Campus | Cooper Cancer Center |  | 2008-09-25 | Low
No | 024498 | Regulators, Suction | 8705-1251-901 - PTS Intermittent Suction | J66M18085 | Ohio Medical | Outpatient Oncology - Akron | Akron | Akron City Campus | Cooper Cancer Center |  | 2008-09-25 | Low
No | 024499 | Regulators, Suction | 8705-1251-901 - PTS Intermittent Suction | J66M18084 | Ohio Medical | Outpatient Oncology - Akron | Akron | Akron City Campus | Cooper Cancer Center |  | 2008-09-25 | Low
No | 024500 | Regulators, Suction | 8705-1251-901 - PTS Intermittent Suction | J66M18090 | Ohio Medical | DMT Equipment Distribution | Akron | Akron City Campus | Akron City Hospital | Basement | 2008-09-25 | Low
No | 025740 | Regulators, Suction | 8705-1251-901 - PTS Intermittent Suction | JGGM18096 | Ohio Medical | Radiation Therapy - Akron | Akron | Akron City Campus | Cooper Cancer Center |  | 2008-10-27 | Low
No | 025744 | Regulators, Suction | 8705-1251-901 - PTS Intermittent Suction | JGGM18097 | Ohio Medical | Radiation Therapy - Akron | Akron | Akron City Campus | Cooper Cancer Center |  | 2008-10-27 | Low
No | 025745 | Regulators, Suction | 8705-1251-901 - PTS Intermittent Suction | JGGM18095 | Ohio Medical | Radiation Therapy - Akron | Akron | Akron City Campus | Cooper Cancer Center |  | 2008-10-27 | Low
No | 025746 | Regulators, Suction | 8705-1251-901 - PTS Intermittent Suction | JGGM18094 | Ohio Medical | Radiation Therapy - Akron | Akron | Akron City Campus | Cooper Cancer Center |  | 2008-10-27 | Low
No | 025747 | Regulators, Suction | 8705-1251-901 - PTS Intermittent Suction | JGGM18098 | Ohio Medical | Radiation Therapy - Akron | Akron | Akron City Campus | Cooper Cancer Center |  | 2008-10-27 | Low
No | 025748 | Regulators, Suction | 8705-1251-901 - PTS Intermittent Suction | JGGM18099 | Ohio Medical | Radiation Therapy - Akron | Akron | Akron City Campus | Cooper Cancer Center |  | 2008-10-27 | Low
No | 025941 | Regulators, Suction | 8705-1251-901 - PTS Intermittent Suction | JGGP00096 | Ohio Medical | 5 North - Acuity Adaptable Unit (AAU) | Akron | Akron City Campus | Akron City Hospital | 4th Floor | 2010-02-12 | Low
No | 025942 | Regulators, Suction | 8705-1251-901 - PTS Intermittent Suction | JGGP00097 | Ohio Medical | 3 West - Trauma/Neuro Progressive Care Unit (PCU) | Akron | Akron City Campus | Akron City Hospital | 3rd Floor | 2010-02-12 | Low
No | 025943 | Regulators, Suction | 8705-1251-901 - PTS Intermittent Suction | JGGP00098 | Ohio Medical | 3 West - Trauma/Neuro Progressive Care Unit (PCU) | Akron | Akron City Campus | Akron City Hospital | 3rd Floor | 2010-02-12 | Low
No | 025945 | Regulators, Suction | 8705-1251-901 - PTS Intermittent Suction | JGGP00100 | Ohio Medical | DMT Equipment Distribution | Akron | Akron City Campus | Akron City Hospital | Basement | 2010-02-12 | Low
No | 025946 | Regulators, Suction | 8705-1251-901 - PTS Intermittent Suction | JGGP00101 | Ohio Medical | 3 West - Trauma/Neuro Progressive Care Unit (PCU) | Akron | Akron City Campus | Akron City Hospital | 3rd Floor | 2010-02-12 | Low
No | 025948 | Regulators, Suction | 8705-1251-901 - PTS Intermittent Suction | JGGP00103 | Ohio Medical | DMT Equipment Distribution | Akron | Akron City Campus | Akron City Hospital | Basement | 2010-02-12 | Low
No | 025949 | Regulators, Suction | 8705-1251-901 - PTS Intermittent Suction | JGGP00116 | Ohio Medical | 3 West - Trauma/Neuro Progressive Care Unit (PCU) | Akron | Akron City Campus | Akron City Hospital | 3rd Floor | 2010-02-12 | Low
No | 025950 | Regulators, Suction | 8705-1251-901 - PTS Intermittent Suction | JGGP00117 | Ohio Medical | 3 West - Trauma/Neuro Progressive Care Unit (PCU) | Akron | Akron City Campus | Akron City Hospital | 3rd Floor | 2010-02-12 | Low
No | 025951 | Regulators, Suction | 8705-1251-901 - PTS Intermittent Suction | JGGP00118 | Ohio Medical | 3 West - Trauma/Neuro Progressive Care Unit (PCU) | Akron | Akron City Campus | Akron City Hospital | 3rd Floor | 2010-02-12 | Low
No | 025952 | Regulators, Suction | 8705-1251-901 - PTS Intermittent Suction | JGGP00119 | Ohio Medical | 3 West - Trauma/Neuro Progressive Care Unit (PCU) | Akron | Akron City Campus | Akron City Hospital | 3rd Floor | 2010-02-12 | Low
No | 025953 | Regulators, Suction | 8705-1251-901 - PTS Intermittent Suction | JGGP00120 | Ohio Medical | 3 West - Trauma/Neuro Progressive Care Unit (PCU) | Akron | Akron City Campus | Akron City Hospital | 3rd Floor | 2010-02-12 | Low
No | 025954 | Regulators, Suction | 8705-1251-901 - PTS Intermittent Suction | JGGP00121 | Ohio Medical | 3 West - Trauma/Neuro Progressive Care Unit (PCU) | Akron | Akron City Campus | Akron City Hospital | 3rd Floor | 2010-02-12 | Low
No | 025956 | Regulators, Suction | 8705-1251-901 - PTS Intermittent Suction | JGGP00123 | Ohio Medical | 3 West - Trauma/Neuro Progressive Care Unit (PCU) | Akron | Akron City Campus | Akron City Hospital | 3rd Floor | 2010-02-12 | Low
No | 026734 | Regulators, Suction | 8705-1251-901 - PTS Intermittent Suction | JGGM25547 | Ohio Medical | Angiography | Akron | Akron City Campus | Akron City Hospital | 2nd Floor | 2008-12-14 | Low
No | 026739 | Regulators, Suction | 8705-1251-901 - PTS Intermittent Suction | JGGM25548 | Ohio Medical | T2 - STN Intensive Care Unit (STN-ICU) | Akron | Akron City Campus | Critical Care Tower | 2nd Floor | 2008-12-14 | Low
No | 028231 | Regulators, Suction | 8705-1251-901 - PTS Intermittent Suction | JGGL14941 | Ohio Medical | DMT Equipment Distribution | Akron | Akron City Campus | Akron City Hospital | Basement | 2011-03-23 | Low
No | 028232 | Regulators, Suction | 8705-1251-901 - PTS Intermittent Suction | Unknown | Ohio Medical | DMT Equipment Distribution | Akron | Akron City Campus | Akron City Hospital | Basement | 2011-03-23 | Low
No | 056301 | Regulators, Suction | 8705-1251-901 - PTS Intermittent Suction | PSYAY02139 | Ohio Medical | H4 - Mother/Baby Unit | Akron | Akron City Campus | H Tower | 4th Floor | 2019-06-17 | Low
No | 056308 | Regulators, Suction | 8705-1251-901 - PTS Intermittent Suction | PSAY02144 | Ohio Medical | H4 - Mother/Baby Unit | Akron | Akron City Campus | H Tower | 4th Floor | 2019-06-17 | Low
No | 056312 | Regulators, Suction | 8705-1251-901 - PTS Intermittent Suction | PSAY02178 | Ohio Medical | H4 - Mother/Baby Unit | Akron | Akron City Campus | H Tower | 4th Floor | 2019-06-17 | Low
No | 056313 | Regulators, Suction | 8705-1251-901 - PTS Intermittent Suction | PSAY02182 | Ohio Medical | H4 - Mother/Baby Unit | Akron | Akron City Campus | H Tower | 4th Floor | 2019-06-17 | Low
No | 056320 | Regulators, Suction | 8705-1251-901 - PTS Intermittent Suction | PSAY02140 | Ohio Medical | H4 - Mother/Baby Unit | Akron | Akron City Campus | H Tower | 4th Floor | 2019-06-17 | Low
No | 056321 | Regulators, Suction | 8705-1251-901 - PTS Intermittent Suction | PSAY02161 | Ohio Medical | H4 - Mother/Baby Unit | Akron | Akron City Campus | H Tower | 4th Floor | 2019-06-17 | Low
No | 056762 | Regulators, Suction | 8705-1251-901 - PTS Intermittent Suction | PSAY02141 | Ohio Medical | H4 - Mother/Baby Unit | Akron | Akron City Campus | H Tower | 4th Floor | 2019-06-17 | Low
No | 056763 | Regulators, Suction | 8705-1251-901 - PTS Intermittent Suction | PSAY02138 | Ohio Medical | H4 - Mother/Baby Unit | Akron | Akron City Campus | H Tower | 4th Floor | 2019-06-17 | Low
No | 056770 | Regulators, Suction | 8705-1251-901 - PTS Intermittent Suction | PSAY02187 | Ohio Medical | H4 - Mother/Baby Unit | Akron | Akron City Campus | H Tower | 4th Floor | 2019-06-17 | Low
No | 056771 | Regulators, Suction | 8705-1251-901 - PTS Intermittent Suction | PSAY02165 | Ohio Medical | H4 - Mother/Baby Unit | Akron | Akron City Campus | H Tower | 4th Floor | 2019-06-17 | Low
No | 057013 | Regulators, Suction | 8705-1251-901 - PTS Intermittent Suction | PSAY02157 | Ohio Medical | H2 - Labor and Delivery Unit (L&D) | Akron | Akron City Campus | H Tower | 2nd Floor | 2019-06-17 | Low
No | 057014 | Regulators, Suction | 8705-1251-901 - PTS Intermittent Suction | PSAY02153 | Ohio Medical | H2 - Labor and Delivery Unit (L&D) | Akron | Akron City Campus | H Tower | 2nd Floor | 2019-06-17 | Low
No | 057015 | Regulators, Suction | 8705-1251-901 - PTS Intermittent Suction | PSAY02155 | Ohio Medical | H2 - Labor and Delivery Unit (L&D) | Akron | Akron City Campus | H Tower | 2nd Floor | 2019-06-17 | Low
No | 057016 | Regulators, Suction | 8705-1251-901 - PTS Intermittent Suction | PSAY02195 | Ohio Medical | H2 - Labor and Delivery Unit (L&D) | Akron | Akron City Campus | H Tower | 2nd Floor | 2019-06-17 | Low
No | 057026 | Regulators, Suction | 8705-1251-901 - PTS Intermittent Suction | PSAY02191 | Ohio Medical | H2 - Labor and Delivery Unit (L&D) | Akron | Akron City Campus | H Tower | 2nd Floor | 2019-06-17 | Low
No | 057027 | Regulators, Suction | 8705-1251-901 - PTS Intermittent Suction | PSAY02236 | Ohio Medical | H2 - Labor and Delivery Unit (L&D) | Akron | Akron City Campus | H Tower | 2nd Floor | 2019-06-17 | Low
No | 057028 | Regulators, Suction | 8705-1251-901 - PTS Intermittent Suction | PSAY02135 | Ohio Medical | H2 - Labor and Delivery Unit (L&D) | Akron | Akron City Campus | H Tower | 2nd Floor | 2019-06-17 | Low
No | 057029 | Regulators, Suction | 8705-1251-901 - PTS Intermittent Suction | PSAY02237 | Ohio Medical | H2 - Perinatal Unit | Akron | Akron City Campus | H Tower | 2nd Floor | 2019-06-17 | Low
No | 057030 | Regulators, Suction | 8705-1251-901 - PTS Intermittent Suction | PSAY02235 | Ohio Medical | H2 - Labor and Delivery Unit (L&D) | Akron | Akron City Campus | H Tower | 2nd Floor | 2019-06-17 | Low
No | 057031 | Regulators, Suction | 8705-1251-901 - PTS Intermittent Suction | PSAY02130 | Ohio Medical | H2 - Labor and Delivery Unit (L&D) | Akron | Akron City Campus | H Tower | 2nd Floor | 2019-06-17 | Low
No | 057032 | Regulators, Suction | 8705-1251-901 - PTS Intermittent Suction | PSAY02136 | Ohio Medical | H2 - Perinatal Unit | Akron | Akron City Campus | H Tower | 2nd Floor | 2019-06-17 | Low
No | 057033 | Regulators, Suction | 8705-1251-901 - PTS Intermittent Suction | PSAY02137 | Ohio Medical | H2 - Labor and Delivery Unit (L&D) | Akron | Akron City Campus | H Tower | 2nd Floor | 2019-06-17 | Low
No | 057034 | Regulators, Suction | 8705-1251-901 - PTS Intermittent Suction | PSAY02131 | Ohio Medical | H2 - Labor and Delivery Unit (L&D) | Akron | Akron City Campus | H Tower | 2nd Floor | 2019-06-17 | Low
No | 057035 | Regulators, Suction | 8705-1251-901 - PTS Intermittent Suction | PSAY02129 | Ohio Medical | H2 - Perinatal Unit | Akron | Akron City Campus | H Tower | 2nd Floor | 2019-06-17 | Low
No | 057040 | Regulators, Suction | 8705-1251-901 - PTS Intermittent Suction | PSAY02197 | Ohio Medical | Labor & Delivery Triage | Akron | Akron City Campus | H Tower | 2nd Floor | 2019-06-17 | Low
No | 057041 | Regulators, Suction | 8705-1251-901 - PTS Intermittent Suction | PSAY02190 | Ohio Medical | H2 - Labor and Delivery Unit (L&D) | Akron | Akron City Campus | H Tower | 2nd Floor | 2019-06-17 | Low
No | 057042 | Regulators, Suction | 8705-1251-901 - PTS Intermittent Suction | PSAY02198 | Ohio Medical | H2 - Labor and Delivery Unit (L&D) | Akron | Akron City Campus | H Tower | 2nd Floor | 2019-06-17 | Low
No | 057043 | Regulators, Suction | 8705-1251-901 - PTS Intermittent Suction | PSAY02134 | Ohio Medical | H2 - Labor and Delivery Unit (L&D) | Akron | Akron City Campus | H Tower | 2nd Floor | 2019-06-17 | Low
No | 057044 | Regulators, Suction | 8705-1251-901 - PTS Intermittent Suction | PSAY02189 | Ohio Medical | H2 - Labor and Delivery Unit (L&D) | Akron | Akron City Campus | H Tower | 2nd Floor | 2019-06-17 | Low
No | 057045 | Regulators, Suction | 8705-1251-901 - PTS Intermittent Suction | PSAY02188 | Ohio Medical | H2 - Labor and Delivery Unit (L&D) | Akron | Akron City Campus | H Tower | 2nd Floor | 2019-06-17 | Low
No | 057046 | Regulators, Suction | 8705-1251-901 - PTS Intermittent Suction | PSAY02193 | Ohio Medical | H2 - Labor and Delivery Unit (L&D) | Akron | Akron City Campus | H Tower | 2nd Floor | 2019-06-17 | Low
No | 057047 | Regulators, Suction | 8705-1251-901 - PTS Intermittent Suction | PSAY02194 | Ohio Medical | H2 - Labor and Delivery Unit (L&D) | Akron | Akron City Campus | H Tower | 2nd Floor | 2019-06-17 | Low
No | 057048 | Regulators, Suction | 8705-1251-901 - PTS Intermittent Suction | PSAY02192 | Ohio Medical | H2 - Labor and Delivery Unit (L&D) | Akron | Akron City Campus | H Tower | 2nd Floor | 2019-06-17 | Low
No | 057049 | Regulators, Suction | 8705-1251-901 - PTS Intermittent Suction | PSAY02133 | Ohio Medical | H2 - Labor and Delivery Unit (L&D) | Akron | Akron City Campus | H Tower | 2nd Floor | 2019-06-17 | Low
No | 057050 | Regulators, Suction | 8705-1251-901 - PTS Intermittent Suction | PSAY02233 | Ohio Medical | H2 - Labor and Delivery Unit (L&D) | Akron | Akron City Campus | H Tower | 2nd Floor | 2019-06-17 | Low
No | 057051 | Regulators, Suction | 8705-1251-901 - PTS Intermittent Suction | PSAY02234 | Ohio Medical | H2 - Labor and Delivery Unit (L&D) | Akron | Akron City Campus | H Tower | 2nd Floor | 2019-06-17 | Low
No | 057052 | Regulators, Suction | 8705-1251-901 - PTS Intermittent Suction | PSAY02132 | Ohio Medical | H2 - Labor and Delivery Unit (L&D) | Akron | Akron City Campus | H Tower | 2nd Floor | 2019-06-17 | Low
No | 057053 | Regulators, Suction | 8705-1251-901 - PTS Intermittent Suction | PSAY02128 | Ohio Medical | H2 - Labor and Delivery Unit (L&D) | Akron | Akron City Campus | H Tower | 2nd Floor | 2019-06-17 | Low
No | 057106 | Regulators, Suction | 8705-1251-901 - PTS Intermittent Suction | PSAY02185 | Ohio Medical | H4 - Mother/Baby Unit | Akron | Akron City Campus | H Tower | 4th Floor | 2019-06-17 | Low
No | 057107 | Regulators, Suction | 8705-1251-901 - PTS Intermittent Suction | PSAY02183 | Ohio Medical | H4 - Mother/Baby Unit | Akron | Akron City Campus | H Tower | 4th Floor | 2019-06-17 | Low
No | 057114 | Regulators, Suction | 8705-1251-901 - PTS Intermittent Suction | PSAY02184 | Ohio Medical | H4 - Mother/Baby Unit | Akron | Akron City Campus | H Tower | 4th Floor | 2019-06-17 | Low
No | 057121 | Regulators, Suction | 8705-1251-901 - PTS Intermittent Suction | PSAY02186 | Ohio Medical | H4 - Mother/Baby Unit | Akron | Akron City Campus | H Tower | 4th Floor | 2019-06-17 | Low
No | 057123 | Regulators, Suction | 8705-1251-901 - PTS Intermittent Suction | PSAY02202 | Ohio Medical | H4 - Mother/Baby Unit | Akron | Akron City Campus | H Tower | 4th Floor | 2019-06-17 | Low
No | 057147 | Regulators, Suction | 8705-1251-901 - PTS Intermittent Suction | PSAY02164 | Ohio Medical | H4 - Mother/Baby Unit | Akron | Akron City Campus | H Tower | 4th Floor | 2019-06-17 | Low
No | 057148 | Regulators, Suction | 8705-1251-901 - PTS Intermittent Suction | PSAY02201 | Ohio Medical | H4 - Mother/Baby Unit | Akron | Akron City Campus | H Tower | 4th Floor | 2019-06-17 | Low
No | 059390 | Regulators, Suction | 8705-1251-901 - PTS Intermittent Suction | PSAZ37169 | Ohio Medical | EEG Neurology Lab | Akron | Akron City Campus | Akron City Hospital | Ground Floor | 2020-10-15 | Low
No | 060993 | Regulators, Suction | 8705-1251-901 - PTS Intermittent Suction | JGGM18093 | Ohio Medical | Radiation Therapy - Akron | Akron | Akron City Campus | Cooper Cancer Center |  | 2008-10-27 | Low
No | 060994 | Regulators, Suction | 8705-1251-901 - PTS Intermittent Suction | JGGM18100 | Ohio Medical | Radiation Therapy - Akron | Akron | Akron City Campus | Cooper Cancer Center |  | 2008-10-27 | Low
No | 064622 | Regulators, Suction | 8705-1251-901 - PTS Intermittent Suction | PSAD31070 | Ohio Medical | 3 West - Trauma/Neuro Progressive Care Unit (PCU) | Akron | Akron City Campus | Akron City Hospital | 3rd Floor | 2024-10-17 14:10 | Low
No | 064623 | Regulators, Suction | 8705-1251-901 - PTS Intermittent Suction | PSAD31067 | Ohio Medical | 3 West - Trauma/Neuro Progressive Care Unit (PCU) | Akron | Akron City Campus | Akron City Hospital | 3rd Floor | 2024-10-17 14:10 | Low
No | 064624 | Regulators, Suction | 8705-1251-901 - PTS Intermittent Suction | PSAD31065 | Ohio Medical | 3 West - Trauma/Neuro Progressive Care Unit (PCU) | Akron | Akron City Campus | Akron City Hospital | 3rd Floor | 2024-10-17 14:10 | Low
No | 064625 | Regulators, Suction | 8705-1251-901 - PTS Intermittent Suction | PSAD31064 | Ohio Medical | 3 West - Trauma/Neuro Progressive Care Unit (PCU) | Akron | Akron City Campus | Akron City Hospital | 3rd Floor | 2024-10-17 14:10 | Low
No | 064697 | Regulators, Suction | 8705-1251-901 - PTS Intermittent Suction | PSAD31072 | Ohio Medical | 3 West - Trauma/Neuro Progressive Care Unit (PCU) | Akron | Akron City Campus | Akron City Hospital | 3rd Floor | 2024-10-17 14:10 | Low
No | 064698 | Regulators, Suction | 8705-1251-901 - PTS Intermittent Suction | PSAD31068 | Ohio Medical | 3 West - Trauma/Neuro Progressive Care Unit (PCU) | Akron | Akron City Campus | Akron City Hospital | 3rd Floor | 2024-10-17 14:10 | Low
No | 064699 | Regulators, Suction | 8705-1251-901 - PTS Intermittent Suction | PSAD31063 | Ohio Medical | 3 West - Trauma/Neuro Progressive Care Unit (PCU) | Akron | Akron City Campus | Akron City Hospital | 3rd Floor | 2024-10-17 14:10 | Low
No | 064700 | Regulators, Suction | 8705-1251-901 - PTS Intermittent Suction | PSAD31071 | Ohio Medical | 3 West - Trauma/Neuro Progressive Care Unit (PCU) | Akron | Akron City Campus | Akron City Hospital | 3rd Floor | 2024-10-17 14:10 | Low
No | 064776 | Regulators, Suction | 8705-1251-901 - PTS Intermittent Suction | PSAD31066 | Ohio Medical | 3 West - Trauma/Neuro Progressive Care Unit (PCU) | Akron | Akron City Campus | Akron City Hospital | 3rd Floor | 2024-10-17 14:10 | Low
No | 064777 | Regulators, Suction | 8705-1251-901 - PTS Intermittent Suction | PSAD31069 | Ohio Medical | 3 West - Trauma/Neuro Progressive Care Unit (PCU) | Akron | Akron City Campus | Akron City Hospital | 3rd Floor | 2024-10-17 14:10 | Low
No | 064788 | Regulators, Suction | 8705-1251-901 - PTS Intermittent Suction | PSAD32447 | Ohio Medical | 4 West - CPI Progressive Care Unit (CPI-PCU) | Akron | Akron City Campus | Akron City Hospital | 4th Floor | 2024-11-04 12:00 | Low
No | 064789 | Regulators, Suction | 8705-1251-901 - PTS Intermittent Suction | PSAD32287 | Ohio Medical | 4 West - CPI Progressive Care Unit (CPI-PCU) | Akron | Akron City Campus | Akron City Hospital | 4th Floor | 2024-11-04 12:00 | Low
No | 064790 | Regulators, Suction | 8705-1251-901 - PTS Intermittent Suction | PSAD32323 | Ohio Medical | 4 West - CPI Progressive Care Unit (CPI-PCU) | Akron | Akron City Campus | Akron City Hospital | 4th Floor | 2024-11-04 12:00 | Low
No | 064791 | Regulators, Suction | 8705-1251-901 - PTS Intermittent Suction | PSAD32448 | Ohio Medical | 4 West - CPI Progressive Care Unit (CPI-PCU) | Akron | Akron City Campus | Akron City Hospital | 4th Floor | 2024-11-04 12:00 | Low
No | 064792 | Regulators, Suction | 8705-1251-901 - PTS Intermittent Suction | PSAD32324 | Ohio Medical | 4 West - CPI Progressive Care Unit (CPI-PCU) | Akron | Akron City Campus | Akron City Hospital | 4th Floor | 2024-11-04 12:00 | Low
No | 064793 | Regulators, Suction | 8705-1251-901 - PTS Intermittent Suction | PSAD32288 | Ohio Medical | 4 West - CPI Progressive Care Unit (CPI-PCU) | Akron | Akron City Campus | Akron City Hospital | 4th Floor | 2024-11-04 12:00 | Low
No | 064800 | Regulators, Suction | 8705-1251-901 - PTS Intermittent Suction | PSAD35221 | Ohio Medical | 6 West - Acute Care of the Elderly (ACE) Unit | Akron | Akron City Campus | Akron City Hospital | 6th Floor | 2024-11-27 08:40 | Low
No | 064828 | Regulators, Suction | 8705-1251-901 - PTS Intermittent Suction | PSAD35217 | Ohio Medical | 6 West - Acute Care of the Elderly (ACE) Unit | Akron | Akron City Campus | Akron City Hospital | 6th Floor | 2024-11-27 08:30 | Low
No | 064829 | Regulators, Suction | 8705-1251-901 - PTS Intermittent Suction | PSAD35225 | Ohio Medical | 6 West - Acute Care of the Elderly (ACE) Unit | Akron | Akron City Campus | Akron City Hospital | 6th Floor | 2024-11-27 08:30 | Low
No | 064830 | Regulators, Suction | 8705-1251-901 - PTS Intermittent Suction | PSAD31632 | Ohio Medical | 5 North - Acuity Adaptable Unit (AAU) | Akron | Akron City Campus | Akron City Hospital | 5th Floor | 2024-12-04 08:30 | Low
No | 064831 | Regulators, Suction | 8705-1251-901 - PTS Intermittent Suction | PSAD31627 | Ohio Medical | 5 North - Acuity Adaptable Unit (AAU) | Akron | Akron City Campus | Akron City Hospital | 5th Floor | 2024-12-04 08:30 | Low
No | 064832 | Regulators, Suction | 8705-1251-901 - PTS Intermittent Suction | PSAD31628 | Ohio Medical | 5 North - Acuity Adaptable Unit (AAU) | Akron | Akron City Campus | Akron City Hospital | 5th Floor | 2024-12-04 08:30 | Low
No | 064833 | Regulators, Suction | 8705-1251-901 - PTS Intermittent Suction | PSAD31626 | Ohio Medical | 5 North - Acuity Adaptable Unit (AAU) | Akron | Akron City Campus | Akron City Hospital | 5th Floor | 2024-12-04 08:30 | Low
No | 064834 | Regulators, Suction | 8705-1251-901 - PTS Intermittent Suction | PSAD31623 | Ohio Medical | 5 North - Acuity Adaptable Unit (AAU) | Akron | Akron City Campus | Akron City Hospital | 5th Floor | 2024-12-04 08:30 | Low
No | 064835 | Regulators, Suction | 8705-1251-901 - PTS Intermittent Suction | PSAD31630 | Ohio Medical | 5 North - Acuity Adaptable Unit (AAU) | Akron | Akron City Campus | Akron City Hospital | 5th Floor | 2024-12-04 08:30 | Low
No | 064836 | Regulators, Suction | 8705-1251-901 - PTS Intermittent Suction | PSAD31624 | Ohio Medical | 5 North - Acuity Adaptable Unit (AAU) | Akron | Akron City Campus | Akron City Hospital | 5th Floor | 2024-12-04 08:30 | Low
No | 064837 | Regulators, Suction | 8705-1251-901 - PTS Intermittent Suction | PSAD31631 | Ohio Medical | 5 North - Acuity Adaptable Unit (AAU) | Akron | Akron City Campus | Akron City Hospital | 5th Floor | 2024-12-04 08:30 | Low
No | 064838 | Regulators, Suction | 8705-1251-901 - PTS Intermittent Suction | PSAD31625 | Ohio Medical | 5 North - Acuity Adaptable Unit (AAU) | Akron | Akron City Campus | Akron City Hospital | 5th Floor | 2024-12-04 08:30 | Low
No | 064839 | Regulators, Suction | 8705-1251-901 - PTS Intermittent Suction | PSAD31629 | Ohio Medical | 5 North - Acuity Adaptable Unit (AAU) | Akron | Akron City Campus | Akron City Hospital | 5th Floor | 2024-12-04 08:30 | Low
No | 064840 | Regulators, Suction | 8705-1251-901 - PTS Intermittent Suction | PSAD35838 | Ohio Medical | T1 - CTV Intensive Care Unit (CTV-ICU) | Akron | Akron City Campus | Critical Care Tower | 1st Floor | 2024-12-12 12:41 | Low
No | 064841 | Regulators, Suction | 8705-1251-901 - PTS Intermittent Suction | PSAD35806 | Ohio Medical | T1 - CTV Intensive Care Unit (CTV-ICU) | Akron | Akron City Campus | Critical Care Tower | 1st Floor | 2024-12-12 12:41 | Low
No | 064842 | Regulators, Suction | 8705-1251-901 - PTS Intermittent Suction | PSAD35808 | Ohio Medical | T1 - CTV Intensive Care Unit (CTV-ICU) | Akron | Akron City Campus | Critical Care Tower | 1st Floor | 2024-12-12 12:41 | Low
No | 064843 | Regulators, Suction | 8705-1251-901 - PTS Intermittent Suction | PSAD35833 | Ohio Medical | T1 - CTV Intensive Care Unit (CTV-ICU) | Akron | Akron City Campus | Critical Care Tower | 1st Floor | 2024-12-12 12:41 | Low
No | 064844 | Regulators, Suction | 8705-1251-901 - PTS Intermittent Suction | PSAD35830 | Ohio Medical | T1 - CTV Intensive Care Unit (CTV-ICU) | Akron | Akron City Campus | Critical Care Tower | 1st Floor | 2024-12-12 12:41 | Low
No | 064845 | Regulators, Suction | 8705-1251-901 - PTS Intermittent Suction | PSAD35809 | Ohio Medical | T1 - CTV Intensive Care Unit (CTV-ICU) | Akron | Akron City Campus | Critical Care Tower | 1st Floor | 2024-12-12 12:41 | Low
No | 064846 | Regulators, Suction | 8705-1251-901 - PTS Intermittent Suction | PSAD35779 | Ohio Medical | T1 - CTV Intensive Care Unit (CTV-ICU) | Akron | Akron City Campus | Critical Care Tower | 1st Floor | 2024-12-12 12:41 | Low
No | 064847 | Regulators, Suction | 8705-1251-901 - PTS Intermittent Suction | PSAD35776 | Ohio Medical | T1 - CTV Intensive Care Unit (CTV-ICU) | Akron | Akron City Campus | Critical Care Tower | 1st Floor | 2024-12-12 12:41 | Low
No | 064848 | Regulators, Suction | 8705-1251-901 - PTS Intermittent Suction | PSAD35778 | Ohio Medical | T1 - CTV Intensive Care Unit (CTV-ICU) | Akron | Akron City Campus | Critical Care Tower | 1st Floor | 2024-12-12 12:41 | Low
No | 064849 | Regulators, Suction | 8705-1251-901 - PTS Intermittent Suction | PSAD35802 | Ohio Medical | T1 - CTV Intensive Care Unit (CTV-ICU) | Akron | Akron City Campus | Critical Care Tower | 1st Floor | 2024-12-12 12:41 | Low
No | 064850 | Regulators, Suction | 8705-1251-901 - PTS Intermittent Suction | PSAD35803 | Ohio Medical | T1 - CTV Intensive Care Unit (CTV-ICU) | Akron | Akron City Campus | Critical Care Tower | 1st Floor | 2024-12-12 12:41 | Low
No | 064851 | Regulators, Suction | 8705-1251-901 - PTS Intermittent Suction | PSAD35235 | Ohio Medical | 6 West - Acute Care of the Elderly (ACE) Unit | Akron | Akron City Campus | Akron City Hospital | 6th Floor | 2024-11-27 08:30 | Low
No | 064852 | Regulators, Suction | 8705-1251-901 - PTS Intermittent Suction | PSAD35236 | Ohio Medical | 6 West - Acute Care of the Elderly (ACE) Unit | Akron | Akron City Campus | Akron City Hospital | 6th Floor | 2024-11-27 08:30 | Low
No | 064853 | Regulators, Suction | 8705-1251-901 - PTS Intermittent Suction | PSAD35234 | Ohio Medical | 6 West - Acute Care of the Elderly (ACE) Unit | Akron | Akron City Campus | Akron City Hospital | 6th Floor | 2024-11-27 08:30 | Low
No | 064854 | Regulators, Suction | 8705-1251-901 - PTS Intermittent Suction | PSAD35232 | Ohio Medical | 6 West - Acute Care of the Elderly (ACE) Unit | Akron | Akron City Campus | Akron City Hospital | 6th Floor | 2024-11-27 08:30 | Low
No | 064855 | Regulators, Suction | 8705-1251-901 - PTS Intermittent Suction | PSAD35237 | Ohio Medical | 6 West - Acute Care of the Elderly (ACE) Unit | Akron | Akron City Campus | Akron City Hospital | 6th Floor | 2024-11-27 08:30 | Low
No | 064856 | Regulators, Suction | 8705-1251-901 - PTS Intermittent Suction | PSAD35231 | Ohio Medical | 6 West - Acute Care of the Elderly (ACE) Unit | Akron | Akron City Campus | Akron City Hospital | 6th Floor | 2024-11-27 08:30 | Low
No | 064857 | Regulators, Suction | 8705-1251-901 - PTS Intermittent Suction | PSAD35230 | Ohio Medical | 6 West - Acute Care of the Elderly (ACE) Unit | Akron | Akron City Campus | Akron City Hospital | 6th Floor | 2024-11-27 08:30 | Low
No | 064858 | Regulators, Suction | 8705-1251-901 - PTS Intermittent Suction | PSAD35233 | Ohio Medical | 6 West - Acute Care of the Elderly (ACE) Unit | Akron | Akron City Campus | Akron City Hospital | 6th Floor | 2024-11-27 08:30 | Low
No | 064859 | Regulators, Suction | 8705-1251-901 - PTS Intermittent Suction | PSAD35227 | Ohio Medical | 6 West - Acute Care of the Elderly (ACE) Unit | Akron | Akron City Campus | Akron City Hospital | 6th Floor | 2024-11-27 08:40 | Low
No | 064860 | Regulators, Suction | 8705-1251-901 - PTS Intermittent Suction | PSAD35226 | Ohio Medical | 6 West - Acute Care of the Elderly (ACE) Unit | Akron | Akron City Campus | Akron City Hospital | 6th Floor | 2024-11-27 08:40 | Low
No | 064861 | Regulators, Suction | 8705-1251-901 - PTS Intermittent Suction | PSAD35222 | Ohio Medical | 6 West - Acute Care of the Elderly (ACE) Unit | Akron | Akron City Campus | Akron City Hospital | 6th Floor | 2024-11-27 08:40 | Low
No | 064862 | Regulators, Suction | 8705-1251-901 - PTS Intermittent Suction | PSAD35213 | Ohio Medical | 6 West - Acute Care of the Elderly (ACE) Unit | Akron | Akron City Campus | Akron City Hospital | 6th Floor | 2024-11-27 08:40 | Low
No | 064863 | Regulators, Suction | 8705-1251-901 - PTS Intermittent Suction | PSAD35214 | Ohio Medical | 6 West - Acute Care of the Elderly (ACE) Unit | Akron | Akron City Campus | Akron City Hospital | 6th Floor | 2024-11-27 08:40 | Low
No | 064864 | Regulators, Suction | 8705-1251-901 - PTS Intermittent Suction | PSAD35220 | Ohio Medical | 6 West - Acute Care of the Elderly (ACE) Unit | Akron | Akron City Campus | Akron City Hospital | 6th Floor | 2024-11-27 08:40 | Low
No | 064865 | Regulators, Suction | 8705-1251-901 - PTS Intermittent Suction | PSAD35229 | Ohio Medical | 6 West - Acute Care of the Elderly (ACE) Unit | Akron | Akron City Campus | Akron City Hospital | 6th Floor | 2024-11-27 08:40 | Low
No | 064866 | Regulators, Suction | 8705-1251-901 - PTS Intermittent Suction | PSAD35218 | Ohio Medical | 6 West - Acute Care of the Elderly (ACE) Unit | Akron | Akron City Campus | Akron City Hospital | 6th Floor | 2024-11-27 08:40 | Low
No | 064867 | Regulators, Suction | 8705-1251-901 - PTS Intermittent Suction | PSAD35219 | Ohio Medical | 6 West - Acute Care of the Elderly (ACE) Unit | Akron | Akron City Campus | Akron City Hospital | 6th Floor | 2024-11-27 08:40 | Low
No | 064868 | Regulators, Suction | 8705-1251-901 - PTS Intermittent Suction | PSAD35228 | Ohio Medical | 6 West - Acute Care of the Elderly (ACE) Unit | Akron | Akron City Campus | Akron City Hospital | 6th Floor | 2024-11-27 08:30 | Low
No | 064869 | Regulators, Suction | 8705-1251-901 - PTS Intermittent Suction | PSAD35215 | Ohio Medical | 6 West - Acute Care of the Elderly (ACE) Unit | Akron | Akron City Campus | Akron City Hospital | 6th Floor | 2024-11-27 08:30 | Low
No | 064870 | Regulators, Suction | 8705-1251-901 - PTS Intermittent Suction | PSAD35210 | Ohio Medical | 6 West - Acute Care of the Elderly (ACE) Unit | Akron | Akron City Campus | Akron City Hospital | 6th Floor | 2024-11-27 08:30 | Low
No | 064871 | Regulators, Suction | 8705-1251-901 - PTS Intermittent Suction | PSAD35211 | Ohio Medical | 6 West - Acute Care of the Elderly (ACE) Unit | Akron | Akron City Campus | Akron City Hospital | 6th Floor | 2024-11-27 08:30 | Low
No | 064872 | Regulators, Suction | 8705-1251-901 - PTS Intermittent Suction | PSAD35224 | Ohio Medical | 6 West - Acute Care of the Elderly (ACE) Unit | Akron | Akron City Campus | Akron City Hospital | 6th Floor | 2024-11-27 08:30 | Low
No | 064873 | Regulators, Suction | 8705-1251-901 - PTS Intermittent Suction | PSAD35223 | Ohio Medical | 6 West - Acute Care of the Elderly (ACE) Unit | Akron | Akron City Campus | Akron City Hospital | 6th Floor | 2024-11-27 08:30 | Low
No | 064874 | Regulators, Suction | 8705-1251-901 - PTS Intermittent Suction | PSAD35212 | Ohio Medical | 6 West - Acute Care of the Elderly (ACE) Unit | Akron | Akron City Campus | Akron City Hospital | 6th Floor | 2024-11-27 08:30 | Low
No | 064875 | Regulators, Suction | 8705-1251-901 - PTS Intermittent Suction | PSAD35216 | Ohio Medical | 6 West - Acute Care of the Elderly (ACE) Unit | Akron | Akron City Campus | Akron City Hospital | 6th Floor | 2024-11-27 08:30 | Low
No | 064877 | Regulators, Suction | 8705-1251-901 - PTS Intermittent Suction | PSAD35970 | Ohio Medical | T3 - Medical Intensive Care Unit (MICU) | Akron | Akron City Campus | Critical Care Tower | 3rd Floor | 2024-12-12 13:11 | Low
No | 064878 | Regulators, Suction | 8705-1251-901 - PTS Intermittent Suction | PSAD35974 | Ohio Medical | T3 - Medical Intensive Care Unit (MICU) | Akron | Akron City Campus | Critical Care Tower | 3rd Floor | 2024-12-12 13:11 | Low
No | 064879 | Regulators, Suction | 8705-1251-901 - PTS Intermittent Suction | PSAD35979 | Ohio Medical | T3 - Medical Intensive Care Unit (MICU) | Akron | Akron City Campus | Critical Care Tower | 3rd Floor | 2024-12-12 13:11 | Low
No | 064880 | Regulators, Suction | 8705-1251-901 - PTS Intermittent Suction | PSAD35971 | Ohio Medical | T3 - Medical Intensive Care Unit (MICU) | Akron | Akron City Campus | Critical Care Tower | 3rd Floor | 2024-12-12 13:11 | Low
No | 064881 | Regulators, Suction | 8705-1251-901 - PTS Intermittent Suction | PSAD35827 | Ohio Medical | T3 - Medical Intensive Care Unit (MICU) | Akron | Akron City Campus | Critical Care Tower | 3rd Floor | 2024-12-12 13:11 | Low
No | 064882 | Regulators, Suction | 8705-1251-901 - PTS Intermittent Suction | PSAD35826 | Ohio Medical | T3 - Medical Intensive Care Unit (MICU) | Akron | Akron City Campus | Critical Care Tower | 3rd Floor | 2024-12-12 13:11 | Low
No | 064883 | Regulators, Suction | 8705-1251-901 - PTS Intermittent Suction | PSAD35828 | Ohio Medical | T3 - Medical Intensive Care Unit (MICU) | Akron | Akron City Campus | Critical Care Tower | 3rd Floor | 2024-12-12 13:11 | Low
No | 064884 | Regulators, Suction | 8705-1251-901 - PTS Intermittent Suction | PSAD35829 | Ohio Medical | T3 - Medical Intensive Care Unit (MICU) | Akron | Akron City Campus | Critical Care Tower | 3rd Floor | 2024-12-12 13:11 | Low
No | 064885 | Regulators, Suction | 8705-1251-901 - PTS Intermittent Suction | PSAD35978 | Ohio Medical | T3 - Medical Intensive Care Unit (MICU) | Akron | Akron City Campus | Critical Care Tower | 3rd Floor | 2024-12-12 13:11 | Low
No | 064886 | Regulators, Suction | 8705-1251-901 - PTS Intermittent Suction | PSAD35977 | Ohio Medical | T3 - Medical Intensive Care Unit (MICU) | Akron | Akron City Campus | Critical Care Tower | 3rd Floor | 2024-12-12 13:11 | Low
No | 064887 | Regulators, Suction | 8705-1251-901 - PTS Intermittent Suction | PSAD35822 | Ohio Medical | T3 - Medical Intensive Care Unit (MICU) | Akron | Akron City Campus | Critical Care Tower | 3rd Floor | 2024-12-12 13:11 | Low
No | 064888 | Regulators, Suction | 8705-1251-901 - PTS Intermittent Suction | PSAD35823 | Ohio Medical | T3 - Medical Intensive Care Unit (MICU) | Akron | Akron City Campus | Critical Care Tower | 3rd Floor | 2024-12-12 13:11 | Low
No | 064889 | Regulators, Suction | 8705-1251-901 - PTS Intermittent Suction | PSAD35976 | Ohio Medical | T3 - Medical Intensive Care Unit (MICU) | Akron | Akron City Campus | Critical Care Tower | 3rd Floor | 2024-12-12 13:11 | Low
No | 064890 | Regulators, Suction | 8705-1251-901 - PTS Intermittent Suction | PSAD35773 | Ohio Medical | T3 - Medical Intensive Care Unit (MICU) | Akron | Akron City Campus | Critical Care Tower | 3rd Floor | 2024-12-12 13:11 | Low
No | 064891 | Regulators, Suction | 8705-1251-901 - PTS Intermittent Suction | PSAD35824 | Ohio Medical | T3 - Medical Intensive Care Unit (MICU) | Akron | Akron City Campus | Critical Care Tower | 3rd Floor | 2024-12-12 13:11 | Low
No | 064892 | Regulators, Suction | 8705-1251-901 - PTS Intermittent Suction | PSAD35975 | Ohio Medical | T3 - Medical Intensive Care Unit (MICU) | Akron | Akron City Campus | Critical Care Tower | 3rd Floor | 2024-12-12 13:11 | Low
No | 064893 | Regulators, Suction | 8705-1251-901 - PTS Intermittent Suction | PSAD35772 | Ohio Medical | T3 - Medical Intensive Care Unit (MICU) | Akron | Akron City Campus | Critical Care Tower | 3rd Floor | 2024-12-12 13:11 | Low
No | 064894 | Regulators, Suction | 8705-1251-901 - PTS Intermittent Suction | PSAD35825 | Ohio Medical | T3 - Medical Intensive Care Unit (MICU) | Akron | Akron City Campus | Critical Care Tower | 3rd Floor | 2024-12-12 13:11 | Low
No | 064895 | Regulators, Suction | 8705-1251-901 - PTS Intermittent Suction | PSAD35973 | Ohio Medical | T3 - Medical Intensive Care Unit (MICU) | Akron | Akron City Campus | Critical Care Tower | 3rd Floor | 2024-12-12 13:11 | Low
No | 064896 | Regulators, Suction | 8705-1251-901 - PTS Intermittent Suction | PSAD35770 | Ohio Medical | T3 - Medical Intensive Care Unit (MICU) | Akron | Akron City Campus | Critical Care Tower | 3rd Floor | 2024-12-12 13:11 | Low
No | 064897 | Regulators, Suction | 8705-1251-901 - PTS Intermittent Suction | PSAY21093 | Ohio Medical | DMT Equipment Distribution | Akron | Akron City Campus | Akron City Hospital |  | 2024-12-13 06:29 | Low
No | 064901 | Regulators, Suction | 8705-1251-901 - PTS Intermittent Suction | PSAD35831 | Ohio Medical | T1 - CTV Intensive Care Unit (CTV-ICU) | Akron | Akron City Campus | Critical Care Tower | 1st Floor | 2024-12-12 12:41 | Low
No | 064902 | Regulators, Suction | 8705-1251-901 - PTS Intermittent Suction | PSAD35771 | Ohio Medical | T1 - CTV Intensive Care Unit (CTV-ICU) | Akron | Akron City Campus | Critical Care Tower | 1st Floor | 2024-12-12 12:41 | Low
No | 064903 | Regulators, Suction | 8705-1251-901 - PTS Intermittent Suction | PSAD35832 | Ohio Medical | T1 - CTV Intensive Care Unit (CTV-ICU) | Akron | Akron City Campus | Critical Care Tower | 1st Floor | 2024-12-12 12:41 | Low
No | 064904 | Regulators, Suction | 8705-1251-901 - PTS Intermittent Suction | PSAD35800 | Ohio Medical | T1 - CTV Intensive Care Unit (CTV-ICU) | Akron | Akron City Campus | Critical Care Tower | 1st Floor | 2024-12-12 12:41 | Low
No | 064905 | Regulators, Suction | 8705-1251-901 - PTS Intermittent Suction | PSAD35836 | Ohio Medical | T1 - CTV Intensive Care Unit (CTV-ICU) | Akron | Akron City Campus | Critical Care Tower | 1st Floor | 2024-12-12 12:41 | Low
No | 064906 | Regulators, Suction | 8705-1251-901 - PTS Intermittent Suction | PSAD35807 | Ohio Medical | T1 - CTV Intensive Care Unit (CTV-ICU) | Akron | Akron City Campus | Critical Care Tower | 1st Floor | 2024-12-12 12:41 | Low
No | 064907 | Regulators, Suction | 8705-1251-901 - PTS Intermittent Suction | PSAD35820 | Ohio Medical | T1 - CTV Intensive Care Unit (CTV-ICU) | Akron | Akron City Campus | Critical Care Tower | 1st Floor | 2024-12-12 12:41 | Low
No | 064908 | Regulators, Suction | 8705-1251-901 - PTS Intermittent Suction | PSAD35774 | Ohio Medical | T1 - CTV Intensive Care Unit (CTV-ICU) | Akron | Akron City Campus | Critical Care Tower | 1st Floor | 2024-12-12 12:41 | Low
No | 064909 | Regulators, Suction | 8705-1251-901 - PTS Intermittent Suction | PSAD35972 | Ohio Medical | T1 - CTV Intensive Care Unit (CTV-ICU) | Akron | Akron City Campus | Critical Care Tower | 1st Floor | 2024-12-12 12:41 | Low
No | 064910 | Regulators, Suction | 8705-1251-901 - PTS Intermittent Suction | PSAD35821 | Ohio Medical | T1 - CTV Intensive Care Unit (CTV-ICU) | Akron | Akron City Campus | Critical Care Tower | 1st Floor | 2024-12-12 12:41 | Low
No | 064911 | Regulators, Suction | 8705-1251-901 - PTS Intermittent Suction | PSAD35775 | Ohio Medical | T1 - CTV Intensive Care Unit (CTV-ICU) | Akron | Akron City Campus | Critical Care Tower | 1st Floor | 2024-12-12 12:41 | Low
No | 064912 | Regulators, Suction | 8705-1251-901 - PTS Intermittent Suction | PSAD35801 | Ohio Medical | T2 - STN Intensive Care Unit (STN-ICU) | Akron | Akron City Campus | Critical Care Tower | 2nd Floor | 2024-12-12 12:41 | Low
No | 064913 | Regulators, Suction | 8705-1251-901 - PTS Intermittent Suction | PSAD35804 | Ohio Medical | T2 - STN Intensive Care Unit (STN-ICU) | Akron | Akron City Campus | Critical Care Tower | 2nd Floor | 2024-12-12 12:41 | Low
No | 064914 | Regulators, Suction | 8705-1251-901 - PTS Intermittent Suction | PSAD35805 | Ohio Medical | T2 - STN Intensive Care Unit (STN-ICU) | Akron | Akron City Campus | Critical Care Tower | 2nd Floor | 2024-12-12 12:41 | Low
No | 064915 | Regulators, Suction | 8705-1251-901 - PTS Intermittent Suction | PSAD35839 | Ohio Medical | T2 - STN Intensive Care Unit (STN-ICU) | Akron | Akron City Campus | Critical Care Tower | 2nd Floor | 2024-12-12 12:41 | Low
No | 064916 | Regulators, Suction | 8705-1251-901 - PTS Intermittent Suction | PSAD35837 | Ohio Medical | T2 - STN Intensive Care Unit (STN-ICU) | Akron | Akron City Campus | Critical Care Tower | 2nd Floor | 2024-12-12 12:41 | Low
No | 064917 | Regulators, Suction | 8705-1251-901 - PTS Intermittent Suction | PSAD35835 | Ohio Medical | T2 - STN Intensive Care Unit (STN-ICU) | Akron | Akron City Campus | Critical Care Tower | 2nd Floor | 2024-12-12 12:41 | Low
No | 064918 | Regulators, Suction | 8705-1251-901 - PTS Intermittent Suction | PSAD35777 | Ohio Medical | T2 - STN Intensive Care Unit (STN-ICU) | Akron | Akron City Campus | Critical Care Tower | 2nd Floor | 2024-12-12 12:41 | Low
No | 064919 | Regulators, Suction | 8705-1251-901 - PTS Intermittent Suction | PSAD35834 | Ohio Medical | T2 - STN Intensive Care Unit (STN-ICU) | Akron | Akron City Campus | Critical Care Tower | 2nd Floor | 2024-12-12 12:41 | Low
No | 064951 | Regulators, Suction | 8705-1251-901 - PTS Intermittent Suction | PSAD26038 | Ohio Medical | 4 North - Medical Unit | Akron | Akron City Campus | Akron City Hospital | 4th Floor | 2024-12-26 09:01 | Low
No | 064952 | Regulators, Suction | 8705-1251-901 - PTS Intermittent Suction | PSAD37608 | Ohio Medical | 4 North - Medical Unit | Akron | Akron City Campus | Akron City Hospital | 4th Floor | 2024-12-26 09:01 | Low
No | 064953 | Regulators, Suction | 8705-1251-901 - PTS Intermittent Suction | PSAD37600 | Ohio Medical | 4 North - Medical Unit | Akron | Akron City Campus | Akron City Hospital | 4th Floor | 2024-12-26 09:01 | Low
No | 064954 | Regulators, Suction | 8705-1251-901 - PTS Intermittent Suction | PSAD26039 | Ohio Medical | 4 North - Medical Unit | Akron | Akron City Campus | Akron City Hospital | 4th Floor | 2024-12-26 09:01 | Low
No | 064955 | Regulators, Suction | 8705-1251-901 - PTS Intermittent Suction | PSAD26040 | Ohio Medical | 4 North - Medical Unit | Akron | Akron City Campus | Akron City Hospital | 4th Floor | 2024-12-26 09:01 | Low
No | 064956 | Regulators, Suction | 8705-1251-901 - PTS Intermittent Suction | PSAD26041 | Ohio Medical | 4 North - Medical Unit | Akron | Akron City Campus | Akron City Hospital | 4th Floor | 2024-12-26 09:01 | Low
No | 064957 | Regulators, Suction | 8705-1251-901 - PTS Intermittent Suction | PSAD37609 | Ohio Medical | 4 North - Medical Unit | Akron | Akron City Campus | Akron City Hospital | 4th Floor | 2024-12-26 09:01 | Low
No | 064974 | Regulators, Suction | 8705-1251-901 - PTS Intermittent Suction | PSAE00479 | Ohio Medical | Summa Rehab Hospital | Akron | Akron City Campus | Summa Rehab Hospital |  | 2025-02-26 08:55 | Low
No | 007348 | Regulators, Suction | CONTINUOUS - Regulator, Suction | 27190 | Chemetron Medical | Sleep Lab - White Pond | Barberton | White Pond Campus | Summa Health Neuroscience Services | 2nd Floor | 1998-02-01 | Low
No | 007351 | Regulators, Suction | CONTINUOUS - Regulator, Suction | 13485 | Chemetron Medical | Sleep Lab - White Pond | Barberton | White Pond Campus | Summa Health Neuroscience Services | 2nd Floor | 1998-02-01 | Low
No | 004924 | Regulators, Suction | CONTINUOUS - Regulator, Suction | AHCJ01604 | Ohio Medical | DMT Equipment Distribution | Akron | Akron City Campus | Akron City Hospital | Basement | 1998-02-01 | Low
No | 004941 | Regulators, Suction | CONTINUOUS - Regulator, Suction | AHCL06788 | Ohio Medical | DMT Equipment Distribution | Akron | Akron City Campus | Akron City Hospital | Basement | 1998-02-01 | Low
No | 004987 | Regulators, Suction | CONTINUOUS - Regulator, Suction | AHCG08072 | Ohio Medical | DMT Equipment Distribution | Akron | Akron City Campus | Akron City Hospital | Basement | 1998-02-01 | Low
No | 007418 | Regulators, Suction | CONTINUOUS - Regulator, Suction | GFJZ00736 | Ohio Medical | Sleep Lab - White Pond | Barberton | White Pond Campus | Summa Health Neuroscience Services | 2nd Floor | 1998-02-01 | Low
No | 007419 | Regulators, Suction | CONTINUOUS - Regulator, Suction | GFJZ00733 | Ohio Medical | DMT Equipment Distribution | Akron | Akron City Campus | Akron City Hospital | Basement | 1998-02-01 | Low
No | 007484 | Regulators, Suction | CONTINUOUS - Regulator, Suction | AHCL04030 | Ohio Medical | DMT Equipment Distribution | Akron | Akron City Campus | Akron City Hospital | Basement | 1998-02-01 | Low
No | 007514 | Regulators, Suction | CONTINUOUS - Regulator, Suction | GFHV10522 | Ohio Medical | Sleep Lab - White Pond | Barberton | White Pond Campus | Summa Health Neuroscience Services | 2nd Floor | 1998-02-01 | Low
No | 007516 | Regulators, Suction | CONTINUOUS - Regulator, Suction | AHCJ07947 | Ohio Medical | DMT Equipment Distribution | Akron | Akron City Campus | Akron City Hospital | Basement | 1998-02-01 | Low
No | 007570 | Regulators, Suction | CONTINUOUS - Regulator, Suction | AHCL03979 | Ohio Medical | DMT Equipment Distribution | Akron | Akron City Campus | Akron City Hospital | Basement | 1998-02-01 | Low
No | 007571 | Regulators, Suction | CONTINUOUS - Regulator, Suction | GFJA00060 | Ohio Medical | DMT Equipment Distribution | Akron | Akron City Campus | Akron City Hospital | Basement | 1998-02-01 | Low
No | 007573 | Regulators, Suction | CONTINUOUS - Regulator, Suction | GFJA00066 | Ohio Medical | DMT Equipment Distribution | Akron | Akron City Campus | Akron City Hospital | Basement | 1998-02-01 | Low
No | 007583 | Regulators, Suction | CONTINUOUS - Regulator, Suction | AHCE11447 | Ohio Medical | T2 - STN Intensive Care Unit (STN-ICU) | Akron | Akron City Campus | Critical Care Tower | 2nd Floor | 1998-02-01 | Low
No | 007588 | Regulators, Suction | CONTINUOUS - Regulator, Suction | GFJY00300 | Ohio Medical | DMT Equipment Distribution | Akron | Akron City Campus | Akron City Hospital | Basement | 1998-02-01 | Low
No | 007747 | Regulators, Suction | CONTINUOUS - Regulator, Suction | GFJA01160 | Ohio Medical | DMT Equipment Distribution | Akron | Akron City Campus | Akron City Hospital | Basement | 1998-02-01 | Low
No | 007911 | Regulators, Suction | CONTINUOUS - Regulator, Suction | GFJA01155 | Ohio Medical | DMT Equipment Distribution | Akron | Akron City Campus | Akron City Hospital | Basement | 1998-02-01 | Low
No | 007912 | Regulators, Suction | CONTINUOUS - Regulator, Suction | GFJA01156 | Ohio Medical | DMT Equipment Distribution | Akron | Akron City Campus | Akron City Hospital | Basement | 1998-02-01 | Low
No | 007913 | Regulators, Suction | CONTINUOUS - Regulator, Suction | AHCK06508 | Ohio Medical | DMT Equipment Distribution | Akron | Akron City Campus | Akron City Hospital | Basement | 1998-02-01 | Low
No | 007923 | Regulators, Suction | CONTINUOUS - Regulator, Suction | GFJB00390 | Ohio Medical | DMT Equipment Distribution | Akron | Akron City Campus | Akron City Hospital | Basement | 1998-02-01 | Low
No | 007925 | Regulators, Suction | CONTINUOUS - Regulator, Suction | GFJB00395 | Ohio Medical | DMT Equipment Distribution | Akron | Akron City Campus | Akron City Hospital | Basement | 1998-02-01 | Low
No | 007960 | Regulators, Suction | CONTINUOUS - Regulator, Suction | AHCE11441 | Ohio Medical | DMT Equipment Distribution | Akron | Akron City Campus | Akron City Hospital | Basement | 1998-02-01 | Low
No | 008205 | Regulators, Suction | CONTINUOUS - Regulator, Suction | GFJZ00262 | Ohio Medical | DMT Equipment Distribution | Akron | Akron City Campus | Akron City Hospital | Basement | 1998-02-01 | Low
No | 008206 | Regulators, Suction | CONTINUOUS - Regulator, Suction | GFJZOO259 | Ohio Medical | DMT Equipment Distribution | Akron | Akron City Campus | Akron City Hospital | Basement | 1998-02-01 | Low
No | 008250 | Regulators, Suction | CONTINUOUS - Regulator, Suction | AHCE08436 | Ohio Medical | DMT Equipment Distribution | Akron | Akron City Campus | Akron City Hospital | Basement | 1998-02-01 | Low
No | 008252 | Regulators, Suction | CONTINUOUS - Regulator, Suction | GFJZ00730 | Ohio Medical | DMT Equipment Distribution | Akron | Akron City Campus | Akron City Hospital | Basement | 1998-02-01 | Low
No | 008347 | Regulators, Suction | CONTINUOUS - Regulator, Suction | GFJZ00266 | Ohio Medical | DMT Equipment Distribution | Akron | Akron City Campus | Akron City Hospital | Basement | 1998-02-01 | Low
No | 008411 | Regulators, Suction | CONTINUOUS - Regulator, Suction | AHCG05553 | Ohio Medical | DMT Equipment Distribution | Akron | Akron City Campus | Akron City Hospital | Basement | 1998-02-01 | Low
No | 008417 | Regulators, Suction | CONTINUOUS - Regulator, Suction | GFJA00061 | Ohio Medical | DMT Equipment Distribution | Akron | Akron City Campus | Akron City Hospital | Basement | 1998-02-01 | Low
No | 008426 | Regulators, Suction | CONTINUOUS - Regulator, Suction | GFJA00063 | Ohio Medical | DMT Equipment Distribution | Akron | Akron City Campus | Akron City Hospital | Basement | 1998-02-01 | Low
No | 008429 | Regulators, Suction | CONTINUOUS - Regulator, Suction | GFJA00065 | Ohio Medical | DMT Equipment Distribution | Akron | Akron City Campus | Akron City Hospital | Basement | 1998-02-01 | Low
No | 008507 | Regulators, Suction | CONTINUOUS - Regulator, Suction | AHCJ00380 | Ohio Medical | DMT Equipment Distribution | Akron | Akron City Campus | Akron City Hospital | Basement | 1998-02-01 | Low
No | 008508 | Regulators, Suction | CONTINUOUS - Regulator, Suction | AHHCH44550 | Ohio Medical | DMT Equipment Distribution | Akron | Akron City Campus | Akron City Hospital | Basement | 1998-02-01 | Low
No | 008659 | Regulators, Suction | CONTINUOUS - Regulator, Suction | GFJZ00731 | Ohio Medical | DMT Equipment Distribution | Akron | Akron City Campus | Akron City Hospital | Basement | 1998-02-01 | Low
No | 008676 | Regulators, Suction | CONTINUOUS - Regulator, Suction | GFJZ00729 | Ohio Medical | DMT Equipment Distribution | Akron | Akron City Campus | Akron City Hospital | Basement | 1998-02-01 | Low
No | 008707 | Regulators, Suction | CONTINUOUS - Regulator, Suction | AHCH44543 | Ohio Medical | DMT Equipment Distribution | Akron | Akron City Campus | Akron City Hospital | Basement | 1998-02-01 | Low
No | 008721 | Regulators, Suction | CONTINUOUS - Regulator, Suction | GFHZ17159 | Ohio Medical | T3 - Medical Intensive Care Unit (MICU) | Akron | Akron City Campus | Critical Care Tower | 3rd Floor | 1998-02-01 | Low
No | 008722 | Regulators, Suction | CONTINUOUS - Regulator, Suction | GFHZ17156 | Ohio Medical | DMT Equipment Distribution | Akron | Akron City Campus | Akron City Hospital | Basement | 1998-02-01 | Low
No | 008729 | Regulators, Suction | CONTINUOUS - Regulator, Suction | GFHZ17154 | Ohio Medical | DMT Equipment Distribution | Akron | Akron City Campus | Akron City Hospital | Basement | 1998-02-01 | Low
No | 008730 | Regulators, Suction | CONTINUOUS - Regulator, Suction | GFFHZ17150 | Ohio Medical | DMT Equipment Distribution | Akron | Akron City Campus | Akron City Hospital | Basement | 1998-02-01 | Low
No | 008731 | Regulators, Suction | CONTINUOUS - Regulator, Suction | GFHZ17158 | Ohio Medical | DMT Equipment Distribution | Akron | Akron City Campus | Akron City Hospital | Basement | 1998-02-01 | Low
No | 008784 | Regulators, Suction | CONTINUOUS - Regulator, Suction | GFHZ17152? | Ohio Medical | DMT Equipment Distribution | Akron | Akron City Campus | Akron City Hospital | Basement | 1998-02-01 | Low
No | 008786 | Regulators, Suction | CONTINUOUS - Regulator, Suction | GFHT02096 | Ohio Medical | DMT Equipment Distribution | Akron | Akron City Campus | Akron City Hospital | Basement | 1998-02-01 | Low
No | 008791 | Regulators, Suction | CONTINUOUS - Regulator, Suction | AHCJ00262 | Ohio Medical | DMT Equipment Distribution | Akron | Akron City Campus | Akron City Hospital | Basement | 1998-02-01 | Low
No | 008837 | Regulators, Suction | CONTINUOUS - Regulator, Suction | AHCJ08154 | Ohio Medical | DMT Equipment Distribution | Akron | Akron City Campus | Akron City Hospital | Basement | 1998-02-01 | Low
No | 008846 | Regulators, Suction | CONTINUOUS - Regulator, Suction | AHCH42189 | Ohio Medical | DMT Equipment Distribution | Akron | Akron City Campus | Akron City Hospital | Basement | 1998-02-01 | Low
No | 008864 | Regulators, Suction | CONTINUOUS - Regulator, Suction | GFHV10521 | Ohio Medical | DMT Equipment Distribution | Akron | Akron City Campus | Akron City Hospital | Basement | 1998-02-01 | Low
No | 008938 | Regulators, Suction | CONTINUOUS - Regulator, Suction | GFHU20716 | Ohio Medical | 5 East - Observation Unit | Akron | Akron City Campus | Akron City Hospital | 5th Floor | 1998-02-01 | Low
No | 008955 | Regulators, Suction | CONTINUOUS - Regulator, Suction | GFJA00655 | Ohio Medical | DMT Equipment Distribution | Akron | Akron City Campus | Akron City Hospital | Basement | 1998-02-01 | Low
No | 008958 | Regulators, Suction | CONTINUOUS - Regulator, Suction | GFJA00267 | Ohio Medical | DMT Equipment Distribution | Akron | Akron City Campus | Akron City Hospital | Basement | 1998-02-01 | Low
No | 008959 | Regulators, Suction | CONTINUOUS - Regulator, Suction | GFJA00654 | Ohio Medical | DMT Equipment Distribution | Akron | Akron City Campus | Akron City Hospital | Basement | 1998-02-01 | Low
No | 008960 | Regulators, Suction | CONTINUOUS - Regulator, Suction | GFJA00653 | Ohio Medical | DMT Equipment Distribution | Akron | Akron City Campus | Akron City Hospital | Basement | 1998-02-01 | Low
No | 008962 | Regulators, Suction | CONTINUOUS - Regulator, Suction | GFJA00268 | Ohio Medical | DMT Equipment Distribution | Akron | Akron City Campus | Akron City Hospital | Basement | 1998-02-01 | Low
No | 008984 | Regulators, Suction | CONTINUOUS - Regulator, Suction | GFHV10520 | Ohio Medical | DMT Equipment Distribution | Akron | Akron City Campus | Akron City Hospital | Basement | 1998-02-01 | Low
No | 008985 | Regulators, Suction | CONTINUOUS - Regulator, Suction | GFHU20715 | Ohio Medical | DMT Equipment Distribution | Akron | Akron City Campus | Akron City Hospital | Basement | 1998-02-01 | Low
No | 008994 | Regulators, Suction | CONTINUOUS - Regulator, Suction | GFHV10523 | Ohio Medical | DMT Equipment Distribution | Akron | Akron City Campus | Akron City Hospital | Basement | 1998-02-01 | Low
No | 009486 | Regulators, Suction | CONTINUOUS - Regulator, Suction | AHCH49859 | Ohio Medical | DMT Equipment Distribution | Akron | Akron City Campus | Akron City Hospital | Basement | 1998-02-01 | Low
No | 009498 | Regulators, Suction | CONTINUOUS - Regulator, Suction | GFJA00271 | Ohio Medical | DMT Equipment Distribution | Akron | Akron City Campus | Akron City Hospital | Basement | 1998-02-01 | Low
No | 009559 | Regulators, Suction | CONTINUOUS - Regulator, Suction | AHCJ00376 | Ohio Medical | DMT Equipment Distribution | Akron | Akron City Campus | Akron City Hospital | Basement | 1998-02-01 | Low
No | 009560 | Regulators, Suction | CONTINUOUS - Regulator, Suction | AHCE13709 | Ohio Medical | DMT Equipment Distribution | Akron | Akron City Campus | Akron City Hospital | Basement | 1998-02-01 | Low
No | 009561 | Regulators, Suction | CONTINUOUS - Regulator, Suction | GFJA01161 | Ohio Medical | DMT Equipment Distribution | Akron | Akron City Campus | Akron City Hospital | Basement | 1998-02-01 | Low
No | 009563 | Regulators, Suction | CONTINUOUS - Regulator, Suction | AHCE13716 | Ohio Medical | DMT Equipment Distribution | Akron | Akron City Campus | Akron City Hospital | Basement | 1998-02-01 | Low
No | 009564 | Regulators, Suction | CONTINUOUS - Regulator, Suction | GFJA01159 | Ohio Medical | DMT Equipment Distribution | Akron | Akron City Campus | Akron City Hospital | Basement | 1998-02-01 | Low
No | 009574 | Regulators, Suction | CONTINUOUS - Regulator, Suction | AHCE08447 | Ohio Medical | DMT Equipment Distribution | Akron | Akron City Campus | Akron City Hospital | Basement | 1998-02-01 | Low
No | 009576 | Regulators, Suction | CONTINUOUS - Regulator, Suction | AHCE11702 | Ohio Medical | DMT Equipment Distribution | Akron | Akron City Campus | Akron City Hospital | Basement | 1998-02-01 | Low
No | 009625 | Regulators, Suction | CONTINUOUS - Regulator, Suction | GFJZ00263 | Ohio Medical | DMT Equipment Distribution | Akron | Akron City Campus | Akron City Hospital | Basement | 1998-02-01 | Low
No | 009654 | Regulators, Suction | CONTINUOUS - Regulator, Suction | GFJA01098 | Ohio Medical | 5 North - Acuity Adaptable Unit (AAU) | Akron | Akron City Campus | Akron City Hospital | 5th Floor | 1998-02-01 | Low
No | 009714 | Regulators, Suction | CONTINUOUS - Regulator, Suction | AHCH38407 | Ohio Medical | DMT Equipment Distribution | Akron | Akron City Campus | Akron City Hospital | Basement | 1998-02-01 | Low
No | 009717 | Regulators, Suction | CONTINUOUS - Regulator, Suction | GFHX17489 | Ohio Medical | DMT Equipment Distribution | Akron | Akron City Campus | Akron City Hospital | Basement | 1998-02-01 | Low
No | 009718 | Regulators, Suction | CONTINUOUS - Regulator, Suction | GFHX17488 | Ohio Medical | DMT Equipment Distribution | Akron | Akron City Campus | Akron City Hospital | Basement | 1998-02-01 | Low
No | 009732 | Regulators, Suction | CONTINUOUS - Regulator, Suction | GFJA01093 | Ohio Medical | DMT Equipment Distribution | Akron | Akron City Campus | Akron City Hospital | Basement | 1998-02-01 | Low
No | 009733 | Regulators, Suction | CONTINUOUS - Regulator, Suction | GFJA01095 | Ohio Medical | DMT Equipment Distribution | Akron | Akron City Campus | Akron City Hospital | Basement | 1998-02-01 | Low
No | 009788 | Regulators, Suction | CONTINUOUS - Regulator, Suction | GFJA01096 | Ohio Medical | DMT Equipment Distribution | Akron | Akron City Campus | Akron City Hospital | Basement | 1998-02-01 | Low
No | 009823 | Regulators, Suction | CONTINUOUS - Regulator, Suction | GFJA01157 | Ohio Medical | DMT Equipment Distribution | Akron | Akron City Campus | Akron City Hospital | Basement | 1998-02-01 | Low
No | 009824 | Regulators, Suction | CONTINUOUS - Regulator, Suction | AHCE13710 | Ohio Medical | DMT Equipment Distribution | Akron | Akron City Campus | Akron City Hospital | Basement | 1998-02-01 | Low
No | 009825 | Regulators, Suction | CONTINUOUS - Regulator, Suction | GFHX17487 | Ohio Medical | PACU | Akron | Akron City Campus | Akron City Hospital | 1st Floor | 1998-02-01 | Low
No | 009847 | Regulators, Suction | CONTINUOUS - Regulator, Suction | AHCL01901 | Ohio Medical | 5 North - Acuity Adaptable Unit (AAU) | Akron | Akron City Campus | Akron City Hospital | 4th Floor | 1998-02-01 | Low
No | 009848 | Regulators, Suction | CONTINUOUS - Regulator, Suction | GFJA01158 | Ohio Medical | DMT Equipment Distribution | Akron | Akron City Campus | Akron City Hospital | Basement | 1998-02-01 | Low
No | 009849 | Regulators, Suction | CONTINUOUS - Regulator, Suction | GFJA00272 | Ohio Medical | DMT Equipment Distribution | Akron | Akron City Campus | Akron City Hospital | Basement | 1998-02-01 | Low
No | 009850 | Regulators, Suction | CONTINUOUS - Regulator, Suction | GFCA01162 | Ohio Medical | 5 North - Acuity Adaptable Unit (AAU) | Akron | Akron City Campus | Akron City Hospital | 5th Floor | 1998-02-01 | Low
No | 010974 | Regulators, Suction | CONTINUOUS - Regulator, Suction | GFHU20714 | Ohio Medical | DMT Equipment Distribution | Akron | Akron City Campus | Akron City Hospital | Basement | 2001-11-19 | Low
No | 011101 | Regulators, Suction | CONTINUOUS - Regulator, Suction | GFJB00682 | Ohio Medical | DMT Equipment Distribution | Akron | Akron City Campus | Akron City Hospital | Basement | 1999-10-05 | Low
No | 011102 | Regulators, Suction | CONTINUOUS - Regulator, Suction | GFJB00677 | Ohio Medical | DMT Equipment Distribution | Akron | Akron City Campus | Akron City Hospital | Basement | 1999-10-05 | Low
No | 011250 | Regulators, Suction | CONTINUOUS - Regulator, Suction | AHCK16745 | Ohio Medical | DMT Equipment Distribution | Akron | Akron City Campus | Akron City Hospital | Basement | 1998-02-01 | Low
No | 011254 | Regulators, Suction | CONTINUOUS - Regulator, Suction | GFJZ00256 | Ohio Medical | DMT Equipment Distribution | Akron | Akron City Campus | Akron City Hospital | Basement | 1998-02-01 | Low
No | 011257 | Regulators, Suction | CONTINUOUS - Regulator, Suction | AHCJ00375 | Ohio Medical | DMT Equipment Distribution | Akron | Akron City Campus | Akron City Hospital | Basement | 1998-02-01 | Low
No | 011260 | Regulators, Suction | CONTINUOUS - Regulator, Suction | AHCE1144712 | Ohio Medical | DMT Equipment Distribution | Akron | Akron City Campus | Akron City Hospital | Basement | 1998-02-01 | Low
No | 011261 | Regulators, Suction | CONTINUOUS - Regulator, Suction | AHCL01760 | Ohio Medical | DMT Equipment Distribution | Akron | Akron City Campus | Akron City Hospital | Basement | 1998-02-01 | Low
No | 011264 | Regulators, Suction | CONTINUOUS - Regulator, Suction | AHCH42770 | Ohio Medical | DMT Equipment Distribution | Akron | Akron City Campus | Akron City Hospital | Basement | 1998-02-01 | Low
No | 011265 | Regulators, Suction | CONTINUOUS - Regulator, Suction | AHCE11445 | Ohio Medical | DMT Equipment Distribution | Akron | Akron City Campus | Akron City Hospital | Basement | 1998-02-01 | Low
No | 011287 | Regulators, Suction | CONTINUOUS - Regulator, Suction | AHCH48804 | Ohio Medical | DMT Equipment Distribution | Akron | Akron City Campus | Akron City Hospital | Basement | 1998-02-01 | Low
No | 011290 | Regulators, Suction | CONTINUOUS - Regulator, Suction | AHCG10778 | Ohio Medical | DMT Equipment Distribution | Akron | Akron City Campus | Akron City Hospital | Basement | 1999-12-20 | Low
No | 011300 | Regulators, Suction | CONTINUOUS - Regulator, Suction | GFJC00745 | Ohio Medical | Wound Care Center | Akron | Akron City Campus | Wound Care Building | Ground Floor | 1999-12-21 | Low
No | 011301 | Regulators, Suction | CONTINUOUS - Regulator, Suction | 011301 | Ohio Medical | DMT Equipment Distribution | Akron | Akron City Campus | Akron City Hospital | Basement | 1999-12-21 | Low
No | 011302 | Regulators, Suction | CONTINUOUS - Regulator, Suction | 011302 | Ohio Medical | Wound Care Center | Akron | Akron City Campus | Wound Care Building | Ground Floor | 1999-12-21 | Low
No | 011303 | Regulators, Suction | CONTINUOUS - Regulator, Suction | GFJC00734 | Ohio Medical | Wound Care Center | Akron | Akron City Campus | Wound Care Building | Ground Floor | 1999-12-22 | Low
No | 011304 | Regulators, Suction | CONTINUOUS - Regulator, Suction | GFJC00732 | Ohio Medical | Wound Care Center | Akron | Akron City Campus | Wound Care Building | Ground Floor | 1999-12-21 | Low
No | 011305 | Regulators, Suction | CONTINUOUS - Regulator, Suction | GFJC00741 | Ohio Medical | Wound Care Center | Akron | Akron City Campus | Wound Care Building | Ground Floor | 1999-12-21 | Low
No | 011369 | Regulators, Suction | CONTINUOUS - Regulator, Suction | AHCE08179 | Ohio Medical | DMT Equipment Distribution | Akron | Akron City Campus | Akron City Hospital | Basement | 2000-04-17 | Low
No | 011384 | Regulators, Suction | CONTINUOUS - Regulator, Suction | GFJC00753 | Ohio Medical | DMT Equipment Distribution | Akron | Akron City Campus | Akron City Hospital | Basement | 2000-04-25 | Low
No | 012364 | Regulators, Suction | CONTINUOUS - Regulator, Suction | GFJB00678 | Ohio Medical | DMT Equipment Distribution | Akron | Akron City Campus | Akron City Hospital | Basement | 1999-09-30 | Low
No | 012366 | Regulators, Suction | CONTINUOUS - Regulator, Suction | GFJB00680 | Ohio Medical | Wound Care Center | Akron | Akron City Campus | Wound Care Building | Ground Floor | 1999-10-05 | Low
No | 012367 | Regulators, Suction | CONTINUOUS - Regulator, Suction | GFJB00675 | Ohio Medical | DMT Equipment Distribution | Akron | Akron City Campus | Akron City Hospital | Basement | 1999-10-05 | Low
No | 013015 | Regulators, Suction | CONTINUOUS - Regulator, Suction | GFJB00421 | Ohio Medical | DMT Equipment Distribution | Akron | Akron City Campus | Akron City Hospital | Basement | 1998-02-01 | Low
No | 013016 | Regulators, Suction | CONTINUOUS - Regulator, Suction | AHCH42962 | Ohio Medical | DMT Equipment Distribution | Akron | Akron City Campus | Akron City Hospital | Basement | 1998-02-01 | Low
No | 013018 | Regulators, Suction | CONTINUOUS - Regulator, Suction | AHCL04660 | Ohio Medical | DMT Equipment Distribution | Akron | Akron City Campus | Akron City Hospital | Basement | 1998-02-01 | Low
No | 013019 | Regulators, Suction | CONTINUOUS - Regulator, Suction | GFJB00423 | Ohio Medical | DMT Equipment Distribution | Akron | Akron City Campus | Akron City Hospital | Basement | 1998-02-01 | Low
No | 016084 | Regulators, Suction | CONTINUOUS - Regulator, Suction | GFHT02098 | Ohio Medical | DMT Equipment Distribution | Akron | Akron City Campus | Akron City Hospital | Basement | 1998-02-01 | Low
No | 016166 | Regulators, Suction | CONTINUOUS - Regulator, Suction | GFHW24346 | Ohio Medical | DMT Equipment Distribution | Akron | Akron City Campus | Akron City Hospital | Basement | 2000-05-23 | Low
No | 016170 | Regulators, Suction | CONTINUOUS - Regulator, Suction | AHCL06350 | Ohio Medical | DMT Equipment Distribution | Akron | Akron City Campus | Akron City Hospital | Basement | 2000-05-23 | Low
No | 016171 | Regulators, Suction | CONTINUOUS - Regulator, Suction | GFHW24348 | Ohio Medical | DMT Equipment Distribution | Akron | Akron City Campus | Akron City Hospital | Basement | 2000-05-23 | Low
No | 016174 | Regulators, Suction | CONTINUOUS - Regulator, Suction | GFHW24354 | Ohio Medical | DMT Equipment Distribution | Akron | Akron City Campus | Akron City Hospital | Basement | 2000-05-23 | Low
No | 016176 | Regulators, Suction | CONTINUOUS - Regulator, Suction | Unknown | Ohio Medical | DMT Equipment Distribution | Akron | Akron City Campus | Akron City Hospital | Basement | 2000-05-23 | Low
No | 016183 | Regulators, Suction | CONTINUOUS - Regulator, Suction | GFHW24347 | Ohio Medical | DMT Equipment Distribution | Akron | Akron City Campus | Akron City Hospital | Basement | 2000-05-23 | Low
No | 016196 | Regulators, Suction | CONTINUOUS - Regulator, Suction | GFHW24357 | Ohio Medical | DMT Equipment Distribution | Akron | Akron City Campus | Akron City Hospital | Basement | 2000-06-07 | Low
No | 016198 | Regulators, Suction | CONTINUOUS - Regulator, Suction | GFHW24355 | Ohio Medical | DMT Equipment Distribution | Akron | Akron City Campus | Akron City Hospital | Basement | 2000-06-07 | Low
No | 016199 | Regulators, Suction | CONTINUOUS - Regulator, Suction | GFHW24345 | Ohio Medical | DMT Equipment Distribution | Akron | Akron City Campus | Akron City Hospital | Basement | 2000-06-07 | Low
No | 016201 | Regulators, Suction | CONTINUOUS - Regulator, Suction | GFHW24353 | Ohio Medical | DMT Equipment Distribution | Akron | Akron City Campus | Akron City Hospital | Basement | 2000-06-07 | Low
No | 016210 | Regulators, Suction | CONTINUOUS - Regulator, Suction | AHCF07596 | Ohio Medical | Nursery - SB | Barberton | Barberton Campus | Summa Barberton Hospital | 3rd Floor | 1998-02-01 | Low
No | 016214 | Regulators, Suction | CONTINUOUS - Regulator, Suction | AHCG08806 | Ohio Medical | DMT Equipment Distribution | Akron | Akron City Campus | Akron City Hospital | Basement | 2000-06-12 | Low
No | 019112 | Regulators, Suction | CONTINUOUS - Regulator, Suction | AHCE13708 | Ohio Medical | DMT Equipment Distribution | Akron | Akron City Campus | Akron City Hospital | Basement | 1998-02-01 | Low
No | 020749 | Regulators, Suction | CONTINUOUS - Regulator, Suction | GFHT02097 | Ohio Medical | DMT Equipment Distribution | Akron | Akron City Campus | Akron City Hospital | Basement | 1998-02-01 | Low
No | 026659 | Regulators, Suction | CONTINUOUS - Regulator, Suction | AHCM03336 | Ohio Medical | DMT Equipment Distribution | Akron | Akron City Campus | Akron City Hospital | Basement | 1998-02-01 | Low
No | 024234 | Regulators, Suction | CVR - Venturi Suction Regulator | GFHM35106 | Ohio Medical | H2 - Labor and Delivery Unit (L&D) | Akron | Akron City Campus | H Tower | 2nd Floor | 2008-09-30 | Low
No | 026222 | Regulators, Suction | CVR - Venturi Suction Regulator | GFHN35156 | Ohio Medical | H2 - Labor and Delivery Unit (L&D) | Akron | Akron City Campus | H Tower | 2nd Floor | 2009-08-05 | Low
No | 017187 | Regulators, Suction | SURGICAL VACUUM - Freeflow Regulator | BDKC02747 | Ohio Medical | Operating Room | Akron | Akron City Campus | Akron City Hospital | 1st Floor | 2002-10-21 | Low
No | 017188 | Regulators, Suction | SURGICAL VACUUM - Freeflow Regulator | BKDE00143 | Ohio Medical | Operating Room | Akron | Akron City Campus | Akron City Hospital | 1st Floor | 2002-10-21 | Low
No | 017189 | Regulators, Suction | SURGICAL VACUUM - Freeflow Regulator | BKDE00871 | Ohio Medical | Operating Room | Akron | Akron City Campus | Akron City Hospital | 1st Floor | 2002-10-21 | Low
No | 017190 | Regulators, Suction | SURGICAL VACUUM - Freeflow Regulator | BKDE00872 | Ohio Medical | Operating Room | Akron | Akron City Campus | Akron City Hospital | 1st Floor | 2002-10-21 | Low
No | 034834 | Regulators, Suction | U251 - Intermittant Suction Unit | JGGV47024 | Ohio Medical | 4 North - Medical Unit | Akron | Akron City Campus | Akron City Hospital | 4th Floor | 2016-10-04 | Low
No | 034835 | Regulators, Suction | U251 - Intermittant Suction Unit | JGGV47030 | Ohio Medical | 4 North - Medical Unit | Akron | Akron City Campus | Akron City Hospital | 4th Floor | 2016-10-04 | Low
No | 034836 | Regulators, Suction | U251 - Intermittant Suction Unit | JGGV47025 | Ohio Medical | 4 North - Medical Unit | Akron | Akron City Campus | Akron City Hospital | 4th Floor | 2016-10-04 | Low
No | 034837 | Regulators, Suction | U251 - Intermittant Suction Unit | JGGV47029 | Ohio Medical | 4 North - Medical Unit | Akron | Akron City Campus | Akron City Hospital | 4th Floor | 2016-10-04 | Low
No | 034838 | Regulators, Suction | U251 - Intermittant Suction Unit | JGGV47023 | Ohio Medical | 4 North - Medical Unit | Akron | Akron City Campus | Akron City Hospital | 4th Floor | 2016-10-04 | Low
No | 034839 | Regulators, Suction | U251 - Intermittant Suction Unit | JGGV47021 | Ohio Medical | 4 North - Medical Unit | Akron | Akron City Campus | Akron City Hospital | 4th Floor | 2016-10-04 | Low
No | 034840 | Regulators, Suction | U251 - Intermittant Suction Unit | JGGV47026 | Ohio Medical | 4 North - Medical Unit | Akron | Akron City Campus | Akron City Hospital | 4th Floor | 2016-10-04 | Low
No | 034841 | Regulators, Suction | U251 - Intermittant Suction Unit | JGGV47027 | Ohio Medical | 4 North - Medical Unit | Akron | Akron City Campus | Akron City Hospital | 4th Floor | 2016-10-04 | Low
No | 034842 | Regulators, Suction | U251 - Intermittant Suction Unit | JGGV47028 | Ohio Medical | 4 North - Medical Unit | Akron | Akron City Campus | Akron City Hospital | 4th Floor | 2016-10-04 | Low
No | 034843 | Regulators, Suction | U251 - Intermittant Suction Unit | JGGV47022 | Ohio Medical | 4 North - Medical Unit | Akron | Akron City Campus | Akron City Hospital | 4th Floor | 2016-10-04 | Low
No | 034844 | Regulators, Suction | U251 - Intermittant Suction Unit | JGGV47017 | Ohio Medical | 4 North - Medical Unit | Akron | Akron City Campus | Akron City Hospital | 4th Floor | 2016-10-04 | Low
No | 034845 | Regulators, Suction | U251 - Intermittant Suction Unit | JGGV47016 | Ohio Medical | 4 North - Medical Unit | Akron | Akron City Campus | Akron City Hospital | 4th Floor | 2016-10-04 | Low
No | 034846 | Regulators, Suction | U251 - Intermittant Suction Unit | JGGV47019 | Ohio Medical | 4 North - Medical Unit | Akron | Akron City Campus | Akron City Hospital | 4th Floor | 2016-10-04 | Low
No | 034847 | Regulators, Suction | U251 - Intermittant Suction Unit | JGGV47020 | Ohio Medical | 4 North - Medical Unit | Akron | Akron City Campus | Akron City Hospital | 4th Floor | 2016-10-04 | Low
No | 034848 | Regulators, Suction | U251 - Intermittant Suction Unit | JGGV47018 | Ohio Medical | 4 North - Medical Unit | Akron | Akron City Campus | Akron City Hospital | 4th Floor | 2016-10-04 | Low
No | 034849 | Regulators, Suction | U251 - Intermittant Suction Unit | JGGV47011 | Ohio Medical | 4 North - Medical Unit | Akron | Akron City Campus | Akron City Hospital | 4th Floor | 2016-10-04 | Low
No | 034850 | Regulators, Suction | U251 - Intermittant Suction Unit | JGGV47013 | Ohio Medical | 4 North - Medical Unit | Akron | Akron City Campus | Akron City Hospital | 4th Floor | 2016-10-04 | Low
No | 034851 | Regulators, Suction | U251 - Intermittant Suction Unit | JGGV47012 | Ohio Medical | 4 North - Medical Unit | Akron | Akron City Campus | Akron City Hospital | 4th Floor | 2016-10-04 | Low
No | 034853 | Regulators, Suction | U251 - Intermittant Suction Unit | JGGV47014 | Ohio Medical | 4 North - Medical Unit | Akron | Akron City Campus | Akron City Hospital | 4th Floor | 2016-10-04 | Low
No | 034855 | Regulators, Suction | U251 - Intermittant Suction Unit | JGGV47040 | Ohio Medical | 4 North - Medical Unit | Akron | Akron City Campus | Akron City Hospital | 4th Floor | 2016-10-04 | Low
No | 034856 | Regulators, Suction | U251 - Intermittant Suction Unit | JGGV47031 | Ohio Medical | 4 North - Medical Unit | Akron | Akron City Campus | Akron City Hospital | 4th Floor | 2016-10-04 | Low
No | 034857 | Regulators, Suction | U251 - Intermittant Suction Unit | JGGV47036 | Ohio Medical | 4 North - Medical Unit | Akron | Akron City Campus | Akron City Hospital | 4th Floor | 2016-10-04 | Low
No | 034858 | Regulators, Suction | U251 - Intermittant Suction Unit | JGGV47038 | Ohio Medical | 4 North - Medical Unit | Akron | Akron City Campus | Akron City Hospital | 4th Floor | 2016-10-04 | Low
No | 034859 | Regulators, Suction | U251 - Intermittant Suction Unit | JGGV47034 | Ohio Medical | 4 North - Medical Unit | Akron | Akron City Campus | Akron City Hospital | 4th Floor | 2016-10-04 | Low
No | 034860 | Regulators, Suction | U251 - Intermittant Suction Unit | JGGV47039 | Ohio Medical | 4 North - Medical Unit | Akron | Akron City Campus | Akron City Hospital | 4th Floor | 2016-10-04 | Low
No | 034861 | Regulators, Suction | U251 - Intermittant Suction Unit | JGGV47037 | Ohio Medical | 4 North - Medical Unit | Akron | Akron City Campus | Akron City Hospital | 4th Floor | 2016-10-04 | Low
No | 034862 | Regulators, Suction | U251 - Intermittant Suction Unit | JGGV47041 | Ohio Medical | 4 North - Medical Unit | Akron | Akron City Campus | Akron City Hospital | 4th Floor | 2016-10-04 | Low
No | 034863 | Regulators, Suction | U251 - Intermittant Suction Unit | JGGV47033 | Ohio Medical | 4 North - Medical Unit | Akron | Akron City Campus | Akron City Hospital | 4th Floor | 2016-10-04 | Low
No | 034864 | Regulators, Suction | U251 - Intermittant Suction Unit | JGGV47035 | Ohio Medical | 4 North - Medical Unit | Akron | Akron City Campus | Akron City Hospital | 4th Floor | 2016-10-04 | Low
No | 034865 | Regulators, Suction | U251 - Intermittant Suction Unit | JGGV47044 | Ohio Medical | 4 North - Medical Unit | Akron | Akron City Campus | Akron City Hospital | 4th Floor | 2016-10-11 | Low
No | 034866 | Regulators, Suction | U251 - Intermittant Suction Unit | JGGV47045 | Ohio Medical | 4 North - Medical Unit | Akron | Akron City Campus | Akron City Hospital | 4th Floor | 2016-10-11 | Low
No | 015660 | Regulators, Suction | Vacutron 22-13-0202 - Surgical/Continuous | Unknown | Allied Healthcare Products | Endoscopy - Outpatient | Akron | Akron City Campus | 95 Arch | Ground Floor | 2003-07-01 | Low
No | 015722 | Regulators, Suction | Vacutron 22-13-0202 - Surgical/Continuous | Unknown | Allied Healthcare Products | Endoscopy - Outpatient | Akron | Akron City Campus | 95 Arch | Ground Floor | 2003-07-01 | Low
No | 015723 | Regulators, Suction | Vacutron 22-13-0202 - Surgical/Continuous | Unknown | Allied Healthcare Products | Endoscopy - Outpatient | Akron | Akron City Campus | 95 Arch | Ground Floor | 2003-07-01 | Low
No | 022244 | Regulators, Suction | Vacutron 22-13-0202 - Surgical/Continuous | Unknown | Allied Healthcare Products | Endoscopy - Outpatient | Akron | Akron City Campus | 95 Arch | Ground Floor | 2003-07-01 | Low
No | 022246 | Regulators, Suction | Vacutron 22-13-0202 - Surgical/Continuous | Unknown | Allied Healthcare Products | Endoscopy - Outpatient | Akron | Akron City Campus | 95 Arch | Ground Floor | 2003-07-01 | Low
No | 022249 | Regulators, Suction | Vacutron 22-13-0202 - Surgical/Continuous | Unknown | Allied Healthcare Products | Endoscopy - Outpatient | Akron | Akron City Campus | 95 Arch | Ground Floor | 2003-07-01 | Low
No | 024715 | Regulators, Suction | Vacutron 22-13-0202 - Surgical/Continuous | 0603 | Allied Healthcare Products | Endoscopy - Outpatient | Akron | Akron City Campus | 95 Arch | Ground Floor | 2008-06-24 | Low
No | 015912 | Regulators, Suction | VACUTRON 22-15-1506 - Continuous/Intermittent | Unknown | Allied Healthcare Products | DMT Equipment Distribution | Akron | Akron City Campus | Akron City Hospital | Basement | 2004-12-14 | Low
No | 015913 | Regulators, Suction | VACUTRON 22-15-1506 - Continuous/Intermittent | Unknown | Allied Healthcare Products | DMT Equipment Distribution | Akron | Akron City Campus | Akron City Hospital | Basement | 2004-12-14 | Low
No | 015914 | Regulators, Suction | VACUTRON 22-15-1506 - Continuous/Intermittent | Unknown | Allied Healthcare Products | DMT Equipment Distribution | Akron | Akron City Campus | Akron City Hospital | Basement | 2004-12-14 | Low
No | 015916 | Regulators, Suction | VACUTRON 22-15-1506 - Continuous/Intermittent | Unknown | Allied Healthcare Products | DMT Equipment Distribution | Akron | Akron City Campus | Akron City Hospital | Basement | 2004-12-14 | Low
No | 015917 | Regulators, Suction | VACUTRON 22-15-1506 - Continuous/Intermittent | Unknown | Allied Healthcare Products | DMT Equipment Distribution | Akron | Akron City Campus | Akron City Hospital | Basement | 2004-12-14 | Low
No | 015919 | Regulators, Suction | VACUTRON 22-15-1506 - Continuous/Intermittent | Unknown | Allied Healthcare Products | DMT Equipment Distribution | Akron | Akron City Campus | Akron City Hospital | Basement | 2004-12-14 | Low
No | 015920 | Regulators, Suction | VACUTRON 22-15-1506 - Continuous/Intermittent | Unknown | Allied Healthcare Products | DMT Equipment Distribution | Akron | Akron City Campus | Akron City Hospital | Basement | 2004-12-14 | Low
No | 015921 | Regulators, Suction | VACUTRON 22-15-1506 - Continuous/Intermittent | Unknown | Allied Healthcare Products | DMT Equipment Distribution | Akron | Akron City Campus | Akron City Hospital | Basement | 2004-12-14 | Low
No | 015922 | Regulators, Suction | VACUTRON 22-15-1506 - Continuous/Intermittent | Unknown | Allied Healthcare Products | DMT Equipment Distribution | Akron | Akron City Campus | Akron City Hospital | Basement | 2004-12-14 | Low
No | 015923 | Regulators, Suction | VACUTRON 22-15-1506 - Continuous/Intermittent | Unknown | Allied Healthcare Products | DMT Equipment Distribution | Akron | Akron City Campus | Akron City Hospital | Basement | 2004-12-14 | Low
No | 015952 | Regulators, Suction | VACUTRON 22-15-1506 - Continuous/Intermittent | Unknown | Allied Healthcare Products | DMT Equipment Distribution | Akron | Akron City Campus | Akron City Hospital | Basement | 2004-12-28 | Low
No | 015953 | Regulators, Suction | VACUTRON 22-15-1506 - Continuous/Intermittent | Unknown | Allied Healthcare Products | 5 East - Observation Unit | Akron | Akron City Campus | Akron City Hospital | 5th Floor | 2004-12-28 | Low
No | 015954 | Regulators, Suction | VACUTRON 22-15-1506 - Continuous/Intermittent | Unknown | Allied Healthcare Products | DMT Equipment Distribution | Akron | Akron City Campus | Akron City Hospital | Basement | 2004-12-28 | Low
No | 015955 | Regulators, Suction | VACUTRON 22-15-1506 - Continuous/Intermittent | Unknown | Allied Healthcare Products | DMT Equipment Distribution | Akron | Akron City Campus | Akron City Hospital | Basement | 2004-12-28 | Low
No | 015956 | Regulators, Suction | VACUTRON 22-15-1506 - Continuous/Intermittent | Unknown | Allied Healthcare Products | DMT Equipment Distribution | Akron | Akron City Campus | Akron City Hospital | Basement | 2004-12-28 | Low
No | 015958 | Regulators, Suction | VACUTRON 22-15-1506 - Continuous/Intermittent | Unknown | Allied Healthcare Products | DMT Equipment Distribution | Akron | Akron City Campus | Akron City Hospital | Basement | 2004-12-28 | Low
No | 015959 | Regulators, Suction | VACUTRON 22-15-1506 - Continuous/Intermittent | Unknown | Allied Healthcare Products | DMT Equipment Distribution | Akron | Akron City Campus | Akron City Hospital | Basement | 2004-12-28 | Low
No | 015961 | Regulators, Suction | VACUTRON 22-15-1506 - Continuous/Intermittent | Unknown | Allied Healthcare Products | DMT Equipment Distribution | Akron | Akron City Campus | Akron City Hospital | Basement | 2004-12-28 | Low
No | 015962 | Regulators, Suction | VACUTRON 22-15-1506 - Continuous/Intermittent | Unknown | Allied Healthcare Products | DMT Equipment Distribution | Akron | Akron City Campus | Akron City Hospital | Basement | 2004-12-28 | Low
No | 015965 | Regulators, Suction | VACUTRON 22-15-1506 - Continuous/Intermittent | Unknown | Allied Healthcare Products | DMT Equipment Distribution | Akron | Akron City Campus | Akron City Hospital | Basement | 2004-12-28 | Low
No | 015967 | Regulators, Suction | VACUTRON 22-15-1506 - Continuous/Intermittent | Unknown | Allied Healthcare Products | DMT Equipment Distribution | Akron | Akron City Campus | Akron City Hospital | Basement | 2004-12-28 | Low
No | 015971 | Regulators, Suction | VACUTRON 22-15-1506 - Continuous/Intermittent | Unknown | Allied Healthcare Products | DMT Equipment Distribution | Akron | Akron City Campus | Akron City Hospital | Basement | 2004-12-28 | Low
No | 015973 | Regulators, Suction | VACUTRON 22-15-1506 - Continuous/Intermittent | Unknown | Allied Healthcare Products | DMT Equipment Distribution | Akron | Akron City Campus | Akron City Hospital | Basement | 2004-12-28 | Low
No | 015974 | Regulators, Suction | VACUTRON 22-15-1506 - Continuous/Intermittent | Unknown | Allied Healthcare Products | DMT Equipment Distribution | Akron | Akron City Campus | Akron City Hospital | Basement | 2004-12-28 | Low
No | 015975 | Regulators, Suction | VACUTRON 22-15-1506 - Continuous/Intermittent | Unknown | Allied Healthcare Products | DMT Equipment Distribution | Akron | Akron City Campus | Akron City Hospital | Basement | 2004-12-28 | Low
No | 015976 | Regulators, Suction | VACUTRON 22-15-1506 - Continuous/Intermittent | Unknown | Allied Healthcare Products | DMT Equipment Distribution | Akron | Akron City Campus | Akron City Hospital | Basement | 2004-12-28 | Low
No | 015978 | Regulators, Suction | VACUTRON 22-15-1506 - Continuous/Intermittent | Unknown | Allied Healthcare Products | DMT Equipment Distribution | Akron | Akron City Campus | Akron City Hospital | Basement | 2004-12-28 | Low
No | 015980 | Regulators, Suction | VACUTRON 22-15-1506 - Continuous/Intermittent | Unknown | Allied Healthcare Products | 5 North - Acuity Adaptable Unit (AAU) | Akron | Akron City Campus | Akron City Hospital | 4th Floor | 2004-12-28 | Low
No | 015984 | Regulators, Suction | VACUTRON 22-15-1506 - Continuous/Intermittent | Unknown | Allied Healthcare Products | DMT Equipment Distribution | Akron | Akron City Campus | Akron City Hospital | Basement | 2004-12-28 | Low
No | 015985 | Regulators, Suction | VACUTRON 22-15-1506 - Continuous/Intermittent | Unknown | Allied Healthcare Products | T2 - STN Intensive Care Unit (STN-ICU) | Akron | Akron City Campus | Critical Care Tower | 2nd Floor | 2004-12-28 | Low
No | 021191 | Regulators, Suction | VACUTRON 22-15-1506 - Continuous/Intermittent | Unknown | Allied Healthcare Products | H5 - Medical/Surgical Unit (MSU) | Akron | Akron City Campus | H Tower | 5th Floor | 2005-11-18 | Low
No | 021200 | Regulators, Suction | VACUTRON 22-15-1506 - Continuous/Intermittent | Unknown | Allied Healthcare Products | 5 North - Acuity Adaptable Unit (AAU) | Akron | Akron City Campus | Akron City Hospital | 5th Floor | 2005-11-22 | Low
No | 023384 | Regulators, Suction | VACUTRON 22-15-1506 - Continuous/Intermittent | Unknown | Allied Healthcare Products | DMT Equipment Distribution | Akron | Akron City Campus | Akron City Hospital | Basement | 2007-12-01 | Low
No | 023385 | Regulators, Suction | VACUTRON 22-15-1506 - Continuous/Intermittent | Unknown | Allied Healthcare Products | DMT Equipment Distribution | Akron | Akron City Campus | Akron City Hospital | Basement | 2007-12-01 | Low
No | 023386 | Regulators, Suction | VACUTRON 22-15-1506 - Continuous/Intermittent | Unknown | Allied Healthcare Products | DMT Equipment Distribution | Akron | Akron City Campus | Akron City Hospital | Basement | 2007-12-01 | Low
No | 023387 | Regulators, Suction | VACUTRON 22-15-1506 - Continuous/Intermittent | Unknown | Allied Healthcare Products | DMT Equipment Distribution | Akron | Akron City Campus | Akron City Hospital | Basement | 2007-12-01 | Low
No | 023388 | Regulators, Suction | VACUTRON 22-15-1506 - Continuous/Intermittent | Unknown | Allied Healthcare Products | DMT Equipment Distribution | Akron | Akron City Campus | Akron City Hospital | Basement | 2007-12-01 | Low
No | 023389 | Regulators, Suction | VACUTRON 22-15-1506 - Continuous/Intermittent | Unknown | Allied Healthcare Products | DMT Equipment Distribution | Akron | Akron City Campus | Akron City Hospital | Basement | 2007-12-01 | Low
No | 031110 | Regulators, Suction | VR-CIUV-OMA - 3 Mode - Isu | VRA07406GK | Ohio Medical | Summa Rehab Hospital | Akron | Akron City Campus | Summa Rehab Hospital |  | 2012-01-06 | Low
No | 031111 | Regulators, Suction | VR-CIUV-OMA - 3 Mode - Isu | VRA07408GK | Ohio Medical | Summa Rehab Hospital | Akron | Akron City Campus | Summa Rehab Hospital |  | 2012-01-06 | Low
No | 031112 | Regulators, Suction | VR-CIUV-OMA - 3 Mode - Isu | VRA073997GK | Ohio Medical | Summa Rehab Hospital | Akron | Akron City Campus | Summa Rehab Hospital |  | 2012-01-06 | Low
No | 031113 | Regulators, Suction | VR-CIUV-OMA - 3 Mode - Isu | VRA07399GK | Ohio Medical | Summa Rehab Hospital | Akron | Akron City Campus | Summa Rehab Hospital |  | 2012-01-06 | Low
No | 031114 | Regulators, Suction | VR-CIUV-OMA - 3 Mode - Isu | VRA07404GK | Ohio Medical | Summa Rehab Hospital | Akron | Akron City Campus | Summa Rehab Hospital |  | 2012-01-06 | Low
No | 031115 | Regulators, Suction | VR-CIUV-OMA - 3 Mode - Isu | VRA07409GK | Ohio Medical | Summa Rehab Hospital | Akron | Akron City Campus | Summa Rehab Hospital |  | 2012-01-06 | Low
No | 031116 | Regulators, Suction | VR-CIUV-OMA - 3 Mode - Isu | VRA07405GK | Ohio Medical | Summa Rehab Hospital | Akron | Akron City Campus | Summa Rehab Hospital |  | 2012-01-06 | Low
No | 031117 | Regulators, Suction | VR-CIUV-OMA - 3 Mode - Isu | VRA07402GK | Ohio Medical | Summa Rehab Hospital | Akron | Akron City Campus | Summa Rehab Hospital |  | 2012-01-06 | Low
No | 031118 | Regulators, Suction | VR-CIUV-OMA - 3 Mode - Isu | VRA07407GK | Ohio Medical | Summa Rehab Hospital | Akron | Akron City Campus | Summa Rehab Hospital |  | 2012-01-06 | Low
No | 031119 | Regulators, Suction | VR-CIUV-OMA - 3 Mode - Isu | VRA07398GK | Ohio Medical | Summa Rehab Hospital | Akron | Akron City Campus | Summa Rehab Hospital |  | 2012-01-06 | Low
No | 031120 | Regulators, Suction | VR-CIUV-OMA - 3 Mode - Isu | VRA07400GK | Ohio Medical | Summa Rehab Hospital | Akron | Akron City Campus | Summa Rehab Hospital |  | 2012-01-06 | Low
No | 031121 | Regulators, Suction | VR-CIUV-OMA - 3 Mode - Isu | VRA07403GK | Ohio Medical | Summa Rehab Hospital | Akron | Akron City Campus | Summa Rehab Hospital |  | 2012-01-06 | Low
No | 031122 | Regulators, Suction | VR-CIUV-OMA - 3 Mode - Isu | VRA07401GK | Ohio Medical | Summa Rehab Hospital | Akron | Akron City Campus | Summa Rehab Hospital |  | 2012-01-06 | Low
No | 031123 | Regulators, Suction | VR-CIUV-OMA - 3 Mode - Isu | VRA07410GK | Ohio Medical | Summa Rehab Hospital | Akron | Akron City Campus | Summa Rehab Hospital |  | 2012-01-06 | Low
No | 033074 | Regulators, Suction | VR-CIUV-OMA - 3 Mode - Isu | VRA07396GK | Ohio Medical | Summa Rehab Hospital | Akron | Akron City Campus | Summa Rehab Hospital |  | 2013-09-20 | Low
No | 029718 | Regulators, Suction, Surgical | 6701-1247-908 - Surgical/ Free-Flow Suction Regulator | BDKU00522 | Ohio Medical | Ultrasound | Akron | Akron City Campus | Akron City Hospital | Ground Floor | 2015-08-13 | Low
No | 030202 | Remote Control | 865244 - Remote Keypad | DE12505493 | Philips Healthcare | T2 - STN Intensive Care Unit (STN-ICU) | Akron | Akron City Campus | Critical Care Tower | 2nd Floor | 2011-11-08 | Low
No | 030204 | Remote Control | 865244 - Remote Keypad | DE12505295 | Philips Healthcare | T2 - STN Intensive Care Unit (STN-ICU) | Akron | Akron City Campus | Critical Care Tower | 2nd Floor | 2011-11-08 | Low
No | 030205 | Remote Control | 865244 - Remote Keypad | DE12505271 | Philips Healthcare | T2 - STN Intensive Care Unit (STN-ICU) | Akron | Akron City Campus | Critical Care Tower | 2nd Floor | 2011-11-08 | Low
No | 030206 | Remote Control | 865244 - Remote Keypad | DE12505262 | Philips Healthcare | T2 - STN Intensive Care Unit (STN-ICU) | Akron | Akron City Campus | Critical Care Tower | 2nd Floor | 2011-11-08 | Low
No | 030207 | Remote Control | 865244 - Remote Keypad | DE12505410 | Philips Healthcare | T2 - STN Intensive Care Unit (STN-ICU) | Akron | Akron City Campus | Critical Care Tower | 2nd Floor | 2011-11-08 | Low
No | 030208 | Remote Control | 865244 - Remote Keypad | DE12505399 | Philips Healthcare | T2 - STN Intensive Care Unit (STN-ICU) | Akron | Akron City Campus | Critical Care Tower | 2nd Floor | 2011-11-08 | Low
No | 030211 | Remote Control | 865244 - Remote Keypad | DE12505494 | Philips Healthcare | T2 - STN Intensive Care Unit (STN-ICU) | Akron | Akron City Campus | Critical Care Tower | 2nd Floor | 2011-11-08 | Low
No | 030212 | Remote Control | 865244 - Remote Keypad | DE12505409 | Philips Healthcare | T2 - STN Intensive Care Unit (STN-ICU) | Akron | Akron City Campus | Critical Care Tower | 2nd Floor | 2011-11-08 | Low
No | 030213 | Remote Control | 865244 - Remote Keypad | DE12505398 | Philips Healthcare | T2 - STN Intensive Care Unit (STN-ICU) | Akron | Akron City Campus | Critical Care Tower | 2nd Floor | 2011-11-08 | Low
No | 030215 | Remote Control | 865244 - Remote Keypad | DE12505491 | Philips Healthcare | T2 - STN Intensive Care Unit (STN-ICU) | Akron | Akron City Campus | Critical Care Tower | 2nd Floor | 2011-11-08 | Low
No | 030222 | Remote Control | 865244 - Remote Keypad | DE12505408 | Philips Healthcare | T2 - STN Intensive Care Unit (STN-ICU) | Akron | Akron City Campus | Critical Care Tower | 2nd Floor | 2011-11-08 | Low
No | 030223 | Remote Control | 865244 - Remote Keypad | DE12505273 | Philips Healthcare | T2 - STN Intensive Care Unit (STN-ICU) | Akron | Akron City Campus | Critical Care Tower | 2nd Floor | 2011-11-08 | Low
No | 030224 | Remote Control | 865244 - Remote Keypad | DE12505272 | Philips Healthcare | T2 - STN Intensive Care Unit (STN-ICU) | Akron | Akron City Campus | Critical Care Tower | 2nd Floor | 2011-11-08 | Low
No | 030225 | Remote Control | 865244 - Remote Keypad | DE12505282 | Philips Healthcare | T2 - STN Intensive Care Unit (STN-ICU) | Akron | Akron City Campus | Critical Care Tower | 2nd Floor | 2011-11-08 | Low
No | 030226 | Remote Control | 865244 - Remote Keypad | DE12505495 | Philips Healthcare | T2 - STN Intensive Care Unit (STN-ICU) | Akron | Akron City Campus | Critical Care Tower | 2nd Floor | 2011-11-08 | Low
No | 030232 | Remote Control | 865244 - Remote Keypad | DE12505492 | Philips Healthcare | T2 - STN Intensive Care Unit (STN-ICU) | Akron | Akron City Campus | Critical Care Tower | 2nd Floor | 2011-11-08 | Low
No | 030243 | Remote Control | 865244 - Remote Keypad | DE12505278 | Philips Healthcare | T2 - STN Intensive Care Unit (STN-ICU) | Akron | Akron City Campus | Critical Care Tower | 2nd Floor | 2011-11-08 | Low
No | 030246 | Remote Control | 865244 - Remote Keypad | DE12505264 | Philips Healthcare | T2 - STN Intensive Care Unit (STN-ICU) | Akron | Akron City Campus | Critical Care Tower | 2nd Floor | 2011-11-08 | Low
No | 030247 | Remote Control | 865244 - Remote Keypad | DE12505490 | Philips Healthcare | T2 - STN Intensive Care Unit (STN-ICU) | Akron | Akron City Campus | Critical Care Tower | 2nd Floor | 2011-11-08 | Low
No | 030250 | Remote Control | 865244 - Remote Keypad | DE12505402 | Philips Healthcare | T2 - STN Intensive Care Unit (STN-ICU) | Akron | Akron City Campus | Critical Care Tower | 2nd Floor | 2011-11-08 | Low
No | 030252 | Remote Control | 865244 - Remote Keypad | DE12505259 | Philips Healthcare | T2 - STN Intensive Care Unit (STN-ICU) | Akron | Akron City Campus | Critical Care Tower | 2nd Floor | 2011-11-08 | Low
No | 030253 | Remote Control | 865244 - Remote Keypad | DE12505292 | Philips Healthcare | T2 - STN Intensive Care Unit (STN-ICU) | Akron | Akron City Campus | Critical Care Tower | 2nd Floor | 2011-11-08 | Low
No | 030256 | Remote Control | 865244 - Remote Keypad | DE12505400 | Philips Healthcare | T2 - STN Intensive Care Unit (STN-ICU) | Akron | Akron City Campus | Critical Care Tower | 2nd Floor | 2011-11-08 | Low
No | 030259 | Remote Control | 865244 - Remote Keypad | DE12505261 | Philips Healthcare | T2 - STN Intensive Care Unit (STN-ICU) | Akron | Akron City Campus | Critical Care Tower | 2nd Floor | 2011-11-08 | Low
No | 030260 | Remote Control | 865244 - Remote Keypad | DE12505489 | Philips Healthcare | T2 - STN Intensive Care Unit (STN-ICU) | Akron | Akron City Campus | Critical Care Tower | 2nd Floor | 2011-11-08 | Low
No | 030495 | Remote Control | 865244 - Remote Keypad | DE12505297 | Philips Healthcare | T2 - STN Intensive Care Unit (STN-ICU) | Akron | Akron City Campus | Critical Care Tower | 2nd Floor | 2011-11-08 | Low
No | 032853 | Remote Control | 865244 - Remote Keypad | DE12531996 | Philips Healthcare | Anesthesia | Akron | Akron City Campus | Akron City Hospital | 1st Floor | 2014-05-06 | Low
No | 032854 | Remote Control | 865244 - Remote Keypad | DE12532048 | Philips Healthcare | Anesthesia | Akron | Akron City Campus | Akron City Hospital | 1st Floor | 2014-05-06 | Low
No | 032855 | Remote Control | 865244 - Remote Keypad | DE12532022 | Philips Healthcare | Anesthesia | Akron | Akron City Campus | Akron City Hospital | 1st Floor | 2014-05-06 | Low
No | 032856 | Remote Control | 865244 - Remote Keypad | DE12532016 | Philips Healthcare | Anesthesia | Akron | Akron City Campus | Akron City Hospital | 1st Floor | 2014-05-06 | Low
No | 032857 | Remote Control | 865244 - Remote Keypad | DE12532047 | Philips Healthcare | Anesthesia | Akron | Akron City Campus | Akron City Hospital | 1st Floor | 2014-05-06 | Low
No | 032858 | Remote Control | 865244 - Remote Keypad | DE12532046 | Philips Healthcare | Anesthesia | Akron | Akron City Campus | Akron City Hospital | 1st Floor | 2014-05-06 | Low
No | 032859 | Remote Control | 865244 - Remote Keypad | DE12532021 | Philips Healthcare | Anesthesia | Akron | Akron City Campus | Akron City Hospital | 1st Floor | 2014-05-06 | Low
No | 032860 | Remote Control | 865244 - Remote Keypad | DE12532031 | Philips Healthcare | Anesthesia | Akron | Akron City Campus | Akron City Hospital | 1st Floor | 2014-05-06 | Low
No | 032861 | Remote Control | 865244 - Remote Keypad | DE12532008 | Philips Healthcare | Anesthesia | Akron | Akron City Campus | Akron City Hospital | 1st Floor | 2014-05-06 | Low
No | 032862 | Remote Control | 865244 - Remote Keypad | DE12532000 | Philips Healthcare | Anesthesia | Akron | Akron City Campus | Akron City Hospital | 1st Floor | 2014-05-06 | Low
No | 032863 | Remote Control | 865244 - Remote Keypad | DE12531999 | Philips Healthcare | Anesthesia | Akron | Akron City Campus | Akron City Hospital | 1st Floor | 2014-05-06 | Low
No | 032864 | Remote Control | 865244 - Remote Keypad | DE12532003 | Philips Healthcare | Anesthesia | Akron | Akron City Campus | Akron City Hospital | 1st Floor | 2014-05-06 | Low
No | 032865 | Remote Control | 865244 - Remote Keypad | DE12532029 | Philips Healthcare | Anesthesia | Akron | Akron City Campus | Akron City Hospital | 1st Floor | 2014-05-06 | Low
No | 032866 | Remote Control | 865244 - Remote Keypad | DE12532026 | Philips Healthcare | Anesthesia | Akron | Akron City Campus | Akron City Hospital | 1st Floor | 2014-05-06 | Low
No | 032867 | Remote Control | 865244 - Remote Keypad | DE12532019 | Philips Healthcare | Anesthesia | Akron | Akron City Campus | Akron City Hospital | 1st Floor | 2014-05-06 | Low
No | 032868 | Remote Control | 865244 - Remote Keypad | DE12532014 | Philips Healthcare | Anesthesia | Akron | Akron City Campus | Akron City Hospital | 1st Floor | 2014-05-06 | Low
No | 032869 | Remote Control | 865244 - Remote Keypad | DE12532045 | Philips Healthcare | Anesthesia | Akron | Akron City Campus | Akron City Hospital | 1st Floor | 2014-05-06 | Low
No | 032870 | Remote Control | 865244 - Remote Keypad | DE12532032 | Philips Healthcare | Anesthesia | Akron | Akron City Campus | Akron City Hospital | 1st Floor | 2014-05-06 | Low
No | 051481 | Remote Control | 865244 - Remote Keypad | DE12556986 | Philips Healthcare | T1 - CTV Intensive Care Unit (CTV-ICU) | Akron | Akron City Campus | Critical Care Tower | 1st Floor | 2016-12-05 | Low
No | 051482 | Remote Control | 865244 - Remote Keypad | DE12557130 | Philips Healthcare | T1 - CTV Intensive Care Unit (CTV-ICU) | Akron | Akron City Campus | Critical Care Tower | 1st Floor | 2016-12-05 | Low
No | 051483 | Remote Control | 865244 - Remote Keypad | DE12556977 | Philips Healthcare | T1 - CTV Intensive Care Unit (CTV-ICU) | Akron | Akron City Campus | Critical Care Tower | 1st Floor | 2016-12-05 | Low
No | 051484 | Remote Control | 865244 - Remote Keypad | DE12557133 | Philips Healthcare | T1 - CTV Intensive Care Unit (CTV-ICU) | Akron | Akron City Campus | Critical Care Tower | 1st Floor | 2016-12-05 | Low
No | 051485 | Remote Control | 865244 - Remote Keypad | DE12557131 | Philips Healthcare | T1 - CTV Intensive Care Unit (CTV-ICU) | Akron | Akron City Campus | Critical Care Tower | 1st Floor | 2016-12-05 | Low
No | 051486 | Remote Control | 865244 - Remote Keypad | DE12556976 | Philips Healthcare | T1 - CTV Intensive Care Unit (CTV-ICU) | Akron | Akron City Campus | Critical Care Tower | 1st Floor | 2016-12-05 | Low
No | 051487 | Remote Control | 865244 - Remote Keypad | DE12556985 | Philips Healthcare | T1 - CTV Intensive Care Unit (CTV-ICU) | Akron | Akron City Campus | Critical Care Tower | 1st Floor | 2016-12-05 | Low
No | 051488 | Remote Control | 865244 - Remote Keypad | DE12556980 | Philips Healthcare | T1 - CTV Intensive Care Unit (CTV-ICU) | Akron | Akron City Campus | Critical Care Tower | 1st Floor | 2016-12-05 | Low
No | 051489 | Remote Control | 865244 - Remote Keypad | DE12556987 | Philips Healthcare | T1 - CTV Intensive Care Unit (CTV-ICU) | Akron | Akron City Campus | Critical Care Tower | 1st Floor | 2016-12-05 | Low
No | 051490 | Remote Control | 865244 - Remote Keypad | DE12556988 | Philips Healthcare | T1 - CTV Intensive Care Unit (CTV-ICU) | Akron | Akron City Campus | Critical Care Tower | 1st Floor | 2016-12-05 | Low
No | 051491 | Remote Control | 865244 - Remote Keypad | DE12556984 | Philips Healthcare | T1 - CTV Intensive Care Unit (CTV-ICU) | Akron | Akron City Campus | Critical Care Tower | 1st Floor | 2016-12-05 | Low
No | 051492 | Remote Control | 865244 - Remote Keypad | DE12556983 | Philips Healthcare | T1 - CTV Intensive Care Unit (CTV-ICU) | Akron | Akron City Campus | Critical Care Tower | 1st Floor | 2016-12-05 | Low
No | 051493 | Remote Control | 865244 - Remote Keypad | DE12556978 | Philips Healthcare | T1 - CTV Intensive Care Unit (CTV-ICU) | Akron | Akron City Campus | Critical Care Tower | 1st Floor | 2016-12-05 | Low
No | 051494 | Remote Control | 865244 - Remote Keypad | DE12556973 | Philips Healthcare | T1 - CTV Intensive Care Unit (CTV-ICU) | Akron | Akron City Campus | Critical Care Tower | 1st Floor | 2016-12-05 | Low
No | 051495 | Remote Control | 865244 - Remote Keypad | DE12556991 | Philips Healthcare | T1 - CTV Intensive Care Unit (CTV-ICU) | Akron | Akron City Campus | Critical Care Tower | 1st Floor | 2016-12-05 | Low
No | 051496 | Remote Control | 865244 - Remote Keypad | DE12556975 | Philips Healthcare | T1 - CTV Intensive Care Unit (CTV-ICU) | Akron | Akron City Campus | Critical Care Tower | 1st Floor | 2016-12-05 | Low
No | 051497 | Remote Control | 865244 - Remote Keypad | DE12556990 | Philips Healthcare | T1 - CTV Intensive Care Unit (CTV-ICU) | Akron | Akron City Campus | Critical Care Tower | 1st Floor | 2016-12-05 | Low
No | 051498 | Remote Control | 865244 - Remote Keypad | DE12556981 | Philips Healthcare | T1 - CTV Intensive Care Unit (CTV-ICU) | Akron | Akron City Campus | Critical Care Tower | 1st Floor | 2016-12-05 | Low
No | 051499 | Remote Control | 865244 - Remote Keypad | DE12557132 | Philips Healthcare | T1 - CTV Intensive Care Unit (CTV-ICU) | Akron | Akron City Campus | Critical Care Tower | 1st Floor | 2016-12-05 | Low
No | 051500 | Remote Control | 865244 - Remote Keypad | DE12556993 | Philips Healthcare | T1 - CTV Intensive Care Unit (CTV-ICU) | Akron | Akron City Campus | Critical Care Tower | 1st Floor | 2016-12-05 | Low
No | 051501 | Remote Control | 865244 - Remote Keypad | DE12556992 | Philips Healthcare | T1 - CTV Intensive Care Unit (CTV-ICU) | Akron | Akron City Campus | Critical Care Tower | 1st Floor | 2016-12-05 | Low
No | 051502 | Remote Control | 865244 - Remote Keypad | DE12556979 | Philips Healthcare | T1 - CTV Intensive Care Unit (CTV-ICU) | Akron | Akron City Campus | Critical Care Tower | 1st Floor | 2016-12-05 | Low
No | 051503 | Remote Control | 865244 - Remote Keypad | DE12556982 | Philips Healthcare | T1 - CTV Intensive Care Unit (CTV-ICU) | Akron | Akron City Campus | Critical Care Tower | 1st Floor | 2016-12-05 | Low
No | 051504 | Remote Control | 865244 - Remote Keypad | DE12557129 | Philips Healthcare | T1 - CTV Intensive Care Unit (CTV-ICU) | Akron | Akron City Campus | Critical Care Tower | 1st Floor | 2016-12-05 | Low
No | 051505 | Remote Control | 865244 - Remote Keypad | DE12556989 | Philips Healthcare | T1 - CTV Intensive Care Unit (CTV-ICU) | Akron | Akron City Campus | Critical Care Tower | 1st Floor | 2016-12-05 | Low
No | 051595 | Remote Control | 865244 - Remote Keypad | DE12556900 | Philips Healthcare | T1 - CTV Intensive Care Unit (CTV-ICU) | Akron | Akron City Campus | Critical Care Tower | 1st Floor | 2016-12-05 | Low
No | 058984 | Remote Control | 865244 - Remote Keypad | DE02790811 | Philips Healthcare | Anesthesia | Akron | Akron City Campus | Akron City Hospital | 1st Floor | 2019-05-15 | Low
No | 058985 | Remote Control | 865244 - Remote Keypad | DE02790808 | Philips Healthcare | Anesthesia | Akron | Akron City Campus | Akron City Hospital | 1st Floor | 2019-05-15 | Low
No | 058986 | Remote Control | 865244 - Remote Keypad | DE02790810 | Philips Healthcare | Anesthesia | Akron | Akron City Campus | Akron City Hospital | 1st Floor | 2019-05-15 | Low
No | 058987 | Remote Control | 865244 - Remote Keypad | DE02790807 | Philips Healthcare | Anesthesia | Akron | Akron City Campus | Akron City Hospital | 1st Floor | 2019-05-15 | Low
No | 058988 | Remote Control | 865244 - Remote Keypad | DE02790806 | Philips Healthcare | Anesthesia | Akron | Akron City Campus | Akron City Hospital | 1st Floor | 2019-05-15 | Low
No | 058989 | Remote Control | 865244 - Remote Keypad | DE02790809 | Philips Healthcare | Anesthesia | Akron | Akron City Campus | Akron City Hospital | 1st Floor | 2019-05-15 | Low
No | 063192 | Remote Control | 865244 - Remote Keypad | DE12556912 | Philips Healthcare | T3 - Medical Intensive Care Unit (MICU) | Akron | Akron City Campus | Critical Care Tower | 3rd Floor | 2023-11-13 13:27 | Low
No | 063193 | Remote Control | 865244 - Remote Keypad | DE12556899 | Philips Healthcare | T3 - Medical Intensive Care Unit (MICU) | Akron | Akron City Campus | Critical Care Tower | 3rd Floor | 2016-12-05 | Low
No | 063539 | Remote Control | 865244 - Remote Keypad | DE12556906 | Philips Healthcare | T3 - Medical Intensive Care Unit (MICU) | Akron | Akron City Campus | Critical Care Tower | 3rd Floor | 2016-12-05 | Low
No | 063541 | Remote Control | 865244 - Remote Keypad | DE12557162 | Philips Healthcare | T3 - Medical Intensive Care Unit (MICU) | Akron | Akron City Campus | Critical Care Tower | 3rd Floor | 2016-12-05 | Low
No | 063543 | Remote Control | 865244 - Remote Keypad | DE12556909 | Philips Healthcare | T3 - Medical Intensive Care Unit (MICU) | Akron | Akron City Campus | Critical Care Tower | 3rd Floor | 2016-12-05 | Low
No | 063545 | Remote Control | 865244 - Remote Keypad | DE12556896 | Philips Healthcare | T3 - Medical Intensive Care Unit (MICU) | Akron | Akron City Campus | Critical Care Tower | 3rd Floor | 2016-12-05 | Low
No | 063546 | Remote Control | 865244 - Remote Keypad | DE12556894 | Philips Healthcare | T3 - Medical Intensive Care Unit (MICU) | Akron | Akron City Campus | Critical Care Tower | 3rd Floor | 2016-12-05 | Low
No | 063548 | Remote Control | 865244 - Remote Keypad | DE12556910 | Philips Healthcare | T3 - Medical Intensive Care Unit (MICU) | Akron | Akron City Campus | Critical Care Tower | 3rd Floor | 2016-12-05 | Low
No | 063606 | Remote Control | 865244 - Remote Keypad | DE12557161 | Philips Healthcare | T3 - Medical Intensive Care Unit (MICU) | Akron | Akron City Campus | Critical Care Tower | 3rd Floor | 2023-11-09 09:11 | Low
No | 063607 | Remote Control | 865244 - Remote Keypad | DE12556901 | Philips Healthcare | T3 - Medical Intensive Care Unit (MICU) | Akron | Akron City Campus | Critical Care Tower | 3rd Floor | 2023-11-09 09:11 | Low
No | 063608 | Remote Control | 865244 - Remote Keypad | DE12557166 | Philips Healthcare | T3 - Medical Intensive Care Unit (MICU) | Akron | Akron City Campus | Critical Care Tower | 3rd Floor | 2023-11-09 09:11 | Low
No | 063611 | Remote Control | 865244 - Remote Keypad | DE12557163 | Philips Healthcare | T3 - Medical Intensive Care Unit (MICU) | Akron | Akron City Campus | Critical Care Tower | 3rd Floor | 2023-11-10 08:27 | Low
No | 063613 | Remote Control | 865244 - Remote Keypad | DE12556908 | Philips Healthcare | T3 - Medical Intensive Care Unit (MICU) | Akron | Akron City Campus | Critical Care Tower | 3rd Floor | 2023-11-13 13:28 | Low
No | 063614 | Remote Control | 865244 - Remote Keypad | DE12556911 | Philips Healthcare | T3 - Medical Intensive Care Unit (MICU) | Akron | Akron City Campus | Critical Care Tower | 3rd Floor | 2023-11-15 07:34 | Low
No | 063615 | Remote Control | 865244 - Remote Keypad | DE12557160 | Philips Healthcare | T3 - Medical Intensive Care Unit (MICU) | Akron | Akron City Campus | Critical Care Tower | 3rd Floor | 2023-11-17 07:23 | Low
No | 063619 | Remote Control | 865244 - Remote Keypad | DE12556907 | Philips Healthcare | T3 - Medical Intensive Care Unit (MICU) | Akron | Akron City Campus | Critical Care Tower | 3rd Floor | 2023-11-28 08:09 | Low
No | 063620 | Remote Control | 865244 - Remote Keypad | DE122557165 | Philips Healthcare | T3 - Medical Intensive Care Unit (MICU) | Akron | Akron City Campus | Critical Care Tower | 3rd Floor | 2023-11-29 08:52 | Low
No | 063626 | Remote Control | 865244 - Remote Keypad | DE12556903 | Philips Healthcare | T3 - Medical Intensive Care Unit (MICU) | Akron | Akron City Campus | Critical Care Tower | 3rd Floor | 2016-12-05 | Low
No | 063629 | Remote Control | 865244 - Remote Keypad | DE12556895 | Philips Healthcare | T3 - Medical Intensive Care Unit (MICU) | Akron | Akron City Campus | Critical Care Tower | 3rd Floor | 2023-11-16 11:02 | Low
No | 063630 | Remote Control | 865244 - Remote Keypad | DE12556904 | Philips Healthcare | T3 - Medical Intensive Care Unit (MICU) | Akron | Akron City Campus | Critical Care Tower | 3rd Floor | 2023-11-17 07:21 | Low
No | 063631 | Remote Control | 865244 - Remote Keypad | A560777 | Philips Healthcare | T3 - Medical Intensive Care Unit (MICU) | Akron | Akron City Campus | Critical Care Tower | 3rd Floor | 2023-11-16 11:03 | Low
No | 063632 | Remote Control | 865244 - Remote Keypad | DE12556902 | Philips Healthcare | T3 - Medical Intensive Care Unit (MICU) | Akron | Akron City Campus | Critical Care Tower | 3rd Floor | 2023-11-16 11:03 | Low
No | 060142 | Remote Control | Dolphin IQ Remote - Wireless Remote | RDC21820 | Image Monitoring USA | EEG Neurology Lab | Akron | Akron City Campus | Akron City Hospital | Ground Floor | 2021-02-03 | Low
No | 058672 | Remote Control | H700490 - Ampere Remote Control | 18469048 | St Jude Medical Inc / Abbott Laboratories | SCI-Heart Rhythm Services | Akron | Akron City Campus | Akron City Hospital | 1st Floor | 2020-01-27 | Low
No | 001711 | Remote Control | M1106B - Cms Keypad | 3050A15274 | Philips Healthcare | T3 - Medical Intensive Care Unit (MICU) | Akron | Akron City Campus | Critical Care Tower | 3rd Floor | 1992-12-11 | Low
No | 001718 | Remote Control | M1106B - Cms Keypad | 3050A15311 | Philips Healthcare | T3 - Medical Intensive Care Unit (MICU) | Akron | Akron City Campus | Critical Care Tower | 3rd Floor | 1992-12-11 | Low
No | 001731 | Remote Control | M1106B - Cms Keypad | 3050A15273 | Philips Healthcare | T3 - Medical Intensive Care Unit (MICU) | Akron | Akron City Campus | Critical Care Tower | 3rd Floor | 1992-12-11 | Low
No | 001746 | Remote Control | M1106B - Cms Keypad | 3050A15310 | Philips Healthcare | T3 - Medical Intensive Care Unit (MICU) | Akron | Akron City Campus | Critical Care Tower | 3rd Floor | 1992-12-11 | Low
No | 001750 | Remote Control | M1106B - Cms Keypad | 3050A13480 | Philips Healthcare | T3 - Medical Intensive Care Unit (MICU) | Akron | Akron City Campus | Critical Care Tower | 3rd Floor | 1992-12-11 | Low
No | 006804 | Remote Control | M1106B - Cms Keypad | 3050A42295 | Philips Healthcare | T3 - Medical Intensive Care Unit (MICU) | Akron | Akron City Campus | Critical Care Tower | 3rd Floor | 2001-02-12 | Low
No | 006810 | Remote Control | M1106B - Cms Keypad | 3050A42215 | Philips Healthcare | T3 - Medical Intensive Care Unit (MICU) | Akron | Akron City Campus | Critical Care Tower | 3rd Floor | 2001-02-12 | Low
No | 006822 | Remote Control | M1106B - Cms Keypad | 3050A42297 | Philips Healthcare | T3 - Medical Intensive Care Unit (MICU) | Akron | Akron City Campus | Critical Care Tower | 3rd Floor | 2001-02-12 | Low
No | 006829 | Remote Control | M1106B - Cms Keypad | 3050A42258 | Philips Healthcare | T3 - Medical Intensive Care Unit (MICU) | Akron | Akron City Campus | Critical Care Tower | 3rd Floor | 2001-02-13 | Low
No | 016107 | Remote Control | M1106B - Cms Keypad | 3050A34321 | Philips Healthcare | T3 - Medical Intensive Care Unit (MICU) | Akron | Akron City Campus | Critical Care Tower | 3rd Floor | 1994-09-21 | Low
No | 016158 | Remote Control | M1106B - Cms Keypad | 3050A50288 | Philips Healthcare | T3 - Medical Intensive Care Unit (MICU) | Akron | Akron City Campus | Critical Care Tower | 3rd Floor | 1995-03-06 | Low
No | 016770 | Remote Control | M1106B - Cms Keypad | 3050A42314 | Philips Healthcare | T3 - Medical Intensive Care Unit (MICU) | Akron | Akron City Campus | Critical Care Tower | 3rd Floor | 1995-03-06 | Low
No | 016811 | Remote Control | M1106B - Cms Keypad | 3050A25465 | Philips Healthcare | T3 - Medical Intensive Care Unit (MICU) | Akron | Akron City Campus | Critical Care Tower | 3rd Floor | 1993-05-18 | Low
No | 016813 | Remote Control | M1106B - Cms Keypad | 3050A25458 | Philips Healthcare | T3 - Medical Intensive Care Unit (MICU) | Akron | Akron City Campus | Critical Care Tower | 3rd Floor | 1993-05-18 | Low
No | 019213 | Remote Control | M1106B - Cms Keypad | 3050A25464 | Philips Healthcare | T3 - Medical Intensive Care Unit (MICU) | Akron | Akron City Campus | Critical Care Tower | 3rd Floor | 1993-05-18 | Low
No | 006791 | Remote Control | M1106C - Cms Keypad | 3504A68512 | Philips Healthcare | T3 - Medical Intensive Care Unit (MICU) | Akron | Akron City Campus | Critical Care Tower | 3rd Floor | 2001-02-15 | Low
No | 006933 | Remote Control | M1106C - Cms Keypad | 3504A70946 | Philips Healthcare | T3 - Medical Intensive Care Unit (MICU) | Akron | Akron City Campus | Critical Care Tower | 3rd Floor | 2001-05-07 | Low
No | 016756 | Remote Control | M1106C - Cms Keypad | 3504A68841 | Philips Healthcare | T3 - Medical Intensive Care Unit (MICU) | Akron | Akron City Campus | Critical Care Tower | 3rd Floor | 2001-05-01 | Low
No | 016766 | Remote Control | M1106C - Cms Keypad | 3504A68842 | Philips Healthcare | T3 - Medical Intensive Care Unit (MICU) | Akron | Akron City Campus | Critical Care Tower | 3rd Floor | 2001-05-01 | Low
No | 016768 | Remote Control | M1106C - Cms Keypad | 3504A12692 | Philips Healthcare | T3 - Medical Intensive Care Unit (MICU) | Akron | Akron City Campus | Critical Care Tower | 3rd Floor | 1995-03-06 | Low
No | 016769 | Remote Control | M1106C - Cms Keypad | 3504A12497 | Philips Healthcare | T3 - Medical Intensive Care Unit (MICU) | Akron | Akron City Campus | Critical Care Tower | 3rd Floor | 1995-03-06 | Low
No | 016901 | Remote Control | M1106C - Cms Keypad | 3504A73049 | Philips Healthcare | T3 - Medical Intensive Care Unit (MICU) | Akron | Akron City Campus | Critical Care Tower | 3rd Floor | 2001-08-27 | Low
No | 019212 | Remote Control | M1106C - Cms Keypad | 3504A12689 | Philips Healthcare | T3 - Medical Intensive Care Unit (MICU) | Akron | Akron City Campus | Critical Care Tower | 3rd Floor | 1995-03-06 | Low
No | 022301 | Remote Control | M1106C - Cms Keypad | 3504A15774 | Philips Healthcare | T3 - Medical Intensive Care Unit (MICU) | Akron | Akron City Campus | Critical Care Tower | 3rd Floor | 2006-02-16 | Low
No | 030809 | Respirators, Air-Purifying | 20201 - Macs Mask Cpap System | M3055 | Airon Corp. | Emergency Department (ED) - Green | Barberton | Green Campus | Green Medical Center | Ground Floor | 2012-09-05 | Low
No | 031497 | Respirators, Air-Purifying | 20201 - Macs Mask Cpap System | M3054 | Airon Corp. | Emergency Department (ED) - Medina | Barberton | Medina Campus | Medina Medical Center | 1st Floor | 2012-08-15 | Low
No | 039054 | Respirators, Air-Purifying | 2070-03 - Maxair System Capr System | 029313 | Bio-Medical Devices | DMT Equipment Distribution - SB | Barberton | Barberton Campus | Summa Barberton Hospital | 5th Floor | 2017-01-13 | Low
No | 039056 | Respirators, Air-Purifying | 2070-03 - Maxair System Capr System | 040946 | Bio-Medical Devices | Endoscopy - SB | Barberton | Barberton Campus | Summa Barberton Hospital | 2nd Floor | 2018-11-29 | Low
No | 039058 | Respirators, Air-Purifying | 2070-03 - Maxair System Capr System | 040960 | Bio-Medical Devices | 1 East - Medical/Surgical Unit (MSU) - SB | Barberton | Barberton Campus | Summa Barberton Hospital | 1st Floor | 2018-11-29 | Low
No | 039232 | Respirators, Air-Purifying | 2070-03 - Maxair System Capr System | 040941 | Bio-Medical Devices | 1 East - Medical/Surgical Unit (MSU) - SB | Barberton | Barberton Campus | Summa Barberton Hospital | 1st Floor | 2018-11-29 | Low
No | 039239 | Respirators, Air-Purifying | 2070-03 - Maxair System Capr System | 021256 | Bio-Medical Devices | Intensive Care Unit (ICU) - SB | Barberton | Barberton Campus | Summa Barberton Hospital | 2nd Floor | 2017-01-13 | Low
No | 039422 | Respirators, Air-Purifying | 2070-03 - Maxair System Capr System | 021255 | Bio-Medical Devices | 4 South - Medical/Surgical Unit (MSU) - SB | Barberton | Barberton Campus | Summa Barberton Hospital | 4th Floor | 2017-01-13 | Low
No | 039520 | Respirators, Air-Purifying | 2070-03 - Maxair System Capr System | 029342 | Bio-Medical Devices | 4 South - Medical/Surgical Unit (MSU) - SB | Barberton | Barberton Campus | Summa Barberton Hospital | 4th Floor | 2017-01-13 | Low
No | 037919 | Respirators, Air-Purifying | 2080-03 - Maxair System CAPR System | 047309 | Bio-Medical Devices | Intensive Care Unit (ICU) - SB | Barberton | Barberton Campus | Summa Barberton Hospital | 2nd Floor | 2019-08-20 | Low
No | 038652 | Respirators, Air-Purifying | 2080-03 - Maxair System CAPR System | 046989 | Bio-Medical Devices | 4 South - Medical/Surgical Unit (MSU) - SB | Barberton | Barberton Campus | Summa Barberton Hospital | 4th Floor | 2020-03-10 | Low
No | 038656 | Respirators, Air-Purifying | 2080-03 - Maxair System CAPR System | 046977 | Bio-Medical Devices | 4 South - Medical/Surgical Unit (MSU) - SB | Barberton | Barberton Campus | Summa Barberton Hospital | 4th Floor | 2020-03-10 | Low
No | 039300 | Respirators, Air-Purifying | 2080-03 - Maxair System CAPR System | 139099 | Bio-Medical Devices | Endoscopy - SB | Barberton | Barberton Campus | Summa Barberton Hospital | 2nd Floor | 2021-05-05 | Low
No | 039377 | Respirators, Air-Purifying | 2080-03 - Maxair System CAPR System | 139129 | Bio-Medical Devices | DMT Equipment Distribution - SB | Barberton | Barberton Campus | Summa Barberton Hospital | 5th Floor | 2021-05-05 | Low
No | 039378 | Respirators, Air-Purifying | 2080-03 - Maxair System CAPR System | 139127 | Bio-Medical Devices | Center for Corp Health - SB | Barberton | Barberton Campus | Tuscora Park Pavilion | 1st Floor | 2021-05-05 | Low
No | 039379 | Respirators, Air-Purifying | 2080-03 - Maxair System CAPR System | 139125 | Bio-Medical Devices | 4 South - Medical/Surgical Unit (MSU) - SB | Barberton | Barberton Campus | Summa Barberton Hospital | 4th Floor | 2021-05-05 | Low
No | 039380 | Respirators, Air-Purifying | 2080-03 - Maxair System CAPR System | 139098 | Bio-Medical Devices | 4 South - Medical/Surgical Unit (MSU) - SB | Barberton | Barberton Campus | Summa Barberton Hospital | 4th Floor | 2021-05-05 | Low
No | 039381 | Respirators, Air-Purifying | 2080-03 - Maxair System CAPR System | 139124 | Bio-Medical Devices | 4 South - Medical/Surgical Unit (MSU) - SB | Barberton | Barberton Campus | Summa Barberton Hospital | 4th Floor | 2021-05-05 | Low
No | 039382 | Respirators, Air-Purifying | 2080-03 - Maxair System CAPR System | 139128 | Bio-Medical Devices | Endoscopy - SB | Barberton | Barberton Campus | Summa Barberton Hospital | 2nd Floor | 2021-05-05 | Low
No | 039383 | Respirators, Air-Purifying | 2080-03 - Maxair System CAPR System | 139130 | Bio-Medical Devices | Endoscopy - SB | Barberton | Barberton Campus | Summa Barberton Hospital | 2nd Floor | 2021-05-05 | Low
No | 039384 | Respirators, Air-Purifying | 2080-03 - Maxair System CAPR System | 139097 | Bio-Medical Devices | DMT Equipment Distribution - SB | Barberton | Barberton Campus | Summa Barberton Hospital | 5th Floor | 2021-05-05 | Low
No | 039385 | Respirators, Air-Purifying | 2080-03 - Maxair System CAPR System | 070184 | Bio-Medical Devices | DMT Equipment Distribution - SB | Barberton | Barberton Campus | Summa Barberton Hospital | 5th Floor | 2021-05-05 | Low
No | 039386 | Respirators, Air-Purifying | 2080-03 - Maxair System CAPR System | 070173 | Bio-Medical Devices | Center for Corp Health - SB | Barberton | Barberton Campus | Tuscora Park Pavilion | 1st Floor | 2021-05-05 | Low
No | 039387 | Respirators, Air-Purifying | 2080-03 - Maxair System CAPR System | 139131 | Bio-Medical Devices | DMT Equipment Distribution - SB | Barberton | Barberton Campus | Summa Barberton Hospital | 5th Floor | 2021-05-05 | Low
No | 039388 | Respirators, Air-Purifying | 2080-03 - Maxair System CAPR System | 070174 | Bio-Medical Devices | Emergency Department (ED) - SBH | Barberton | Barberton Campus | Summa Barberton Hospital | Ground Floor | 2021-05-05 | Low
No | 039389 | Respirators, Air-Purifying | 2080-03 - Maxair System CAPR System | 139155 | Bio-Medical Devices | Intensive Care Unit (ICU) - SB | Barberton | Barberton Campus | Summa Barberton Hospital | 2nd Floor | 2021-05-05 | Low
No | 058316 | Respirators, Air-Purifying | 2080-03 - Maxair System CAPR System | 047164 | Bio-Medical Devices | Employee Health Center | Akron | Akron City Campus | Akron City Hospital | Basement | 2019-10-31 | Low
No | 058317 | Respirators, Air-Purifying | 2080-03 - Maxair System CAPR System | 047165 | Bio-Medical Devices | Employee Health Center | Akron | Akron City Campus | Akron City Hospital | Basement | 2019-10-31 | Low
No | 058318 | Respirators, Air-Purifying | 2080-03 - Maxair System CAPR System | 046915 | Bio-Medical Devices | Employee Health Center | Akron | Akron City Campus | Akron City Hospital | Basement | 2019-10-31 | Low
No | 058319 | Respirators, Air-Purifying | 2080-03 - Maxair System CAPR System | 047160 | Bio-Medical Devices | DMT Equipment Distribution | Akron | Akron City Campus | Akron City Hospital | Basement | 2019-10-31 | Low
No | 058320 | Respirators, Air-Purifying | 2080-03 - Maxair System CAPR System | 047159 | Bio-Medical Devices | Employee Health Center | Akron | Akron City Campus | Akron City Hospital | Basement | 2019-10-31 | Low
No | 058321 | Respirators, Air-Purifying | 2080-03 - Maxair System CAPR System | 047158 | Bio-Medical Devices | Employee Health Center | Akron | Akron City Campus | Akron City Hospital | Basement | 2019-10-31 | Low
No | 058332 | Respirators, Air-Purifying | 2080-03 - Maxair System CAPR System | 050650 | Bio-Medical Devices | Employee Health Center | Akron | Akron City Campus | Akron City Hospital | Basement | 2019-11-25 | Low
No | 058333 | Respirators, Air-Purifying | 2080-03 - Maxair System CAPR System | 050645 | Bio-Medical Devices | Employee Health Center | Akron | Akron City Campus | Akron City Hospital | Basement | 2019-11-25 | Low
No | 058334 | Respirators, Air-Purifying | 2080-03 - Maxair System CAPR System | 050646 | Bio-Medical Devices | Employee Health Center | Akron | Akron City Campus | Akron City Hospital | Basement | 2019-11-25 | Low
No | 058335 | Respirators, Air-Purifying | 2080-03 - Maxair System CAPR System | 050668 | Bio-Medical Devices | Employee Health Center | Akron | Akron City Campus | Akron City Hospital | Basement | 2019-11-25 | Low
No | 058336 | Respirators, Air-Purifying | 2080-03 - Maxair System CAPR System | 050649 | Bio-Medical Devices | Employee Health Center | Akron | Akron City Campus | Akron City Hospital | Basement | 2019-11-25 | Low
No | 058337 | Respirators, Air-Purifying | 2080-03 - Maxair System CAPR System | 050676 | Bio-Medical Devices | Employee Health Center | Akron | Akron City Campus | Akron City Hospital | Basement | 2019-11-25 | Low
No | 059153 | Respirators, Air-Purifying | 2080-03 - Maxair System CAPR System | 058697 | Bio-Medical Devices | DMT Equipment Distribution | Akron | Akron City Campus | Akron City Hospital | Basement | 2020-07-10 | Low
No | 059154 | Respirators, Air-Purifying | 2080-03 - Maxair System CAPR System | 058669 | Bio-Medical Devices | DMT Equipment Distribution | Akron | Akron City Campus | Akron City Hospital | Basement | 2020-07-10 | Low
No | 059155 | Respirators, Air-Purifying | 2080-03 - Maxair System CAPR System | 058673 | Bio-Medical Devices | DMT Equipment Distribution | Akron | Akron City Campus | Akron City Hospital | Basement | 2020-07-10 | Low
No | 059156 | Respirators, Air-Purifying | 2080-03 - Maxair System CAPR System | 058700 | Bio-Medical Devices | DMT Equipment Distribution | Akron | Akron City Campus | Akron City Hospital | Basement | 2020-07-10 | Low
No | 059157 | Respirators, Air-Purifying | 2080-03 - Maxair System CAPR System | 058674 | Bio-Medical Devices | DMT Equipment Distribution | Akron | Akron City Campus | Akron City Hospital | Basement | 2020-07-10 | Low
No | 059158 | Respirators, Air-Purifying | 2080-03 - Maxair System CAPR System | 058670 | Bio-Medical Devices | DMT Equipment Distribution | Akron | Akron City Campus | Akron City Hospital | Basement | 2020-07-10 | Low
No | 059189 | Respirators, Air-Purifying | 2080-03 - Maxair System CAPR System | 080211 | Bio-Medical Devices | Emergency Preparedness | Akron | Akron City Campus | Akron City Hospital | Basement | 2020-10-16 | Low
No | 059193 | Respirators, Air-Purifying | 2080-03 - Maxair System CAPR System | 070167 | Bio-Medical Devices | Emergency Preparedness | Akron | Akron City Campus | Akron City Hospital | Basement | 2020-12-02 | Low
No | 059195 | Respirators, Air-Purifying | 2080-03 - Maxair System CAPR System | 070183 | Bio-Medical Devices | Emergency Preparedness | Akron | Akron City Campus | Akron City Hospital | Basement | 2020-12-02 | Low
No | 059451 | Respirators, Air-Purifying | 2080-03 - Maxair System CAPR System | 137012 | Bio-Medical Devices | Emergency Preparedness | Akron | Akron City Campus | Akron City Hospital | Basement | 2020-10-07 | Low
No | 059452 | Respirators, Air-Purifying | 2080-03 - Maxair System CAPR System | 136995 | Bio-Medical Devices | Emergency Preparedness | Akron | Akron City Campus | Akron City Hospital | Basement | 2020-10-07 | Low
No | 059454 | Respirators, Air-Purifying | 2080-03 - Maxair System CAPR System | 137001 | Bio-Medical Devices | Emergency Preparedness | Akron | Akron City Campus | Akron City Hospital | Basement | 2020-10-07 | Low
No | 059458 | Respirators, Air-Purifying | 2080-03 - Maxair System CAPR System | 137000 | Bio-Medical Devices | Emergency Preparedness | Akron | Akron City Campus | Akron City Hospital | Basement | 2020-10-07 | Low
No | 059463 | Respirators, Air-Purifying | 2080-03 - Maxair System CAPR System | 137013 | Bio-Medical Devices | Emergency Preparedness | Akron | Akron City Campus | Akron City Hospital | Basement | 2020-10-07 | Low
No | 059466 | Respirators, Air-Purifying | 2080-03 - Maxair System CAPR System | 137005 | Bio-Medical Devices | Emergency Preparedness | Akron | Akron City Campus | Akron City Hospital | Basement | 2020-10-07 | Low
No | 059467 | Respirators, Air-Purifying | 2080-03 - Maxair System CAPR System | 136984 | Bio-Medical Devices | Emergency Preparedness | Akron | Akron City Campus | Akron City Hospital | Basement | 2020-10-07 | Low
No | 059469 | Respirators, Air-Purifying | 2080-03 - Maxair System CAPR System | 136988 | Bio-Medical Devices | Emergency Preparedness | Akron | Akron City Campus | Akron City Hospital | Basement | 2020-10-07 | Low
No | 059470 | Respirators, Air-Purifying | 2080-03 - Maxair System CAPR System | 136990 | Bio-Medical Devices | Emergency Preparedness | Akron | Akron City Campus | Akron City Hospital | Basement | 2020-10-07 | Low
No | 059471 | Respirators, Air-Purifying | 2080-03 - Maxair System CAPR System | 137008 | Bio-Medical Devices | Emergency Preparedness | Akron | Akron City Campus | Akron City Hospital | Basement | 2020-10-07 | Low
No | 059859 | Respirators, Air-Purifying | 2080-03 - Maxair System CAPR System | 103076 | Bio-Medical Devices | DMT Equipment Distribution | Akron | Akron City Campus | Akron City Hospital | Basement | 2021-01-21 | Low
No | 059860 | Respirators, Air-Purifying | 2080-03 - Maxair System CAPR System | 103083 | Bio-Medical Devices | DMT Equipment Distribution | Akron | Akron City Campus | Akron City Hospital | Basement | 2021-01-21 | Low
No | 059861 | Respirators, Air-Purifying | 2080-03 - Maxair System CAPR System | 103085 | Bio-Medical Devices | DMT Equipment Distribution | Akron | Akron City Campus | Akron City Hospital | Basement | 2021-01-21 | Low
No | 059862 | Respirators, Air-Purifying | 2080-03 - Maxair System CAPR System | 103080 | Bio-Medical Devices | DMT Equipment Distribution | Akron | Akron City Campus | Akron City Hospital | Basement | 2021-01-21 | Low
No | 059863 | Respirators, Air-Purifying | 2080-03 - Maxair System CAPR System | 103088 | Bio-Medical Devices | DMT Equipment Distribution | Akron | Akron City Campus | Akron City Hospital | Basement | 2021-01-21 | Low
No | 059864 | Respirators, Air-Purifying | 2080-03 - Maxair System CAPR System | 103081 | Bio-Medical Devices | DMT Equipment Distribution | Akron | Akron City Campus | Akron City Hospital | Basement | 2021-01-21 | Low
No | 059865 | Respirators, Air-Purifying | 2080-03 - Maxair System CAPR System | 103084 | Bio-Medical Devices | DMT Equipment Distribution | Akron | Akron City Campus | Akron City Hospital | Basement | 2021-01-21 | Low
No | 059866 | Respirators, Air-Purifying | 2080-03 - Maxair System CAPR System | 103077 | Bio-Medical Devices | DMT Equipment Distribution | Akron | Akron City Campus | Akron City Hospital | Basement | 2021-01-21 | Low
No | 059867 | Respirators, Air-Purifying | 2080-03 - Maxair System CAPR System | 103079 | Bio-Medical Devices | DMT Equipment Distribution | Akron | Akron City Campus | Akron City Hospital | Basement | 2021-01-21 | Low
No | 059868 | Respirators, Air-Purifying | 2080-03 - Maxair System CAPR System | 103096 | Bio-Medical Devices | DMT Equipment Distribution | Akron | Akron City Campus | Akron City Hospital | Basement | 2021-01-21 | Low
No | 059869 | Respirators, Air-Purifying | 2080-03 - Maxair System CAPR System | 103089 | Bio-Medical Devices | DMT Equipment Distribution | Akron | Akron City Campus | Akron City Hospital | Basement | 2021-01-21 | Low
No | 059871 | Respirators, Air-Purifying | 2080-03 - Maxair System CAPR System | 103098 | Bio-Medical Devices | DMT Equipment Distribution | Akron | Akron City Campus | Akron City Hospital | Basement | 2021-01-21 | Low
No | 059872 | Respirators, Air-Purifying | 2080-03 - Maxair System CAPR System | 103095 | Bio-Medical Devices | DMT Equipment Distribution | Akron | Akron City Campus | Akron City Hospital | Basement | 2021-01-21 | Low
No | 059873 | Respirators, Air-Purifying | 2080-03 - Maxair System CAPR System | 103078 | Bio-Medical Devices | DMT Equipment Distribution | Akron | Akron City Campus | Akron City Hospital | Basement | 2021-01-21 | Low
No | 059874 | Respirators, Air-Purifying | 2080-03 - Maxair System CAPR System | 103091 | Bio-Medical Devices | DMT Equipment Distribution | Akron | Akron City Campus | Akron City Hospital | Basement | 2021-01-21 | Low
No | 059875 | Respirators, Air-Purifying | 2080-03 - Maxair System CAPR System | 103087 | Bio-Medical Devices | DMT Equipment Distribution | Akron | Akron City Campus | Akron City Hospital | Basement | 2021-01-21 | Low
No | 059877 | Respirators, Air-Purifying | 2080-03 - Maxair System CAPR System | 103090 | Bio-Medical Devices | DMT Equipment Distribution | Akron | Akron City Campus | Akron City Hospital | Basement | 2021-01-21 | Low
No | 059878 | Respirators, Air-Purifying | 2080-03 - Maxair System CAPR System | 103094 | Bio-Medical Devices | DMT Equipment Distribution | Akron | Akron City Campus | Akron City Hospital | Basement | 2021-01-21 | Low
No | 059879 | Respirators, Air-Purifying | 2080-03 - Maxair System CAPR System | 103075 | Bio-Medical Devices | DMT Equipment Distribution | Akron | Akron City Campus | Akron City Hospital | Basement | 2021-01-21 | Low
No | 059880 | Respirators, Air-Purifying | 2080-03 - Maxair System CAPR System | 103086 | Bio-Medical Devices | DMT Equipment Distribution | Akron | Akron City Campus | Akron City Hospital | Basement | 2021-01-21 | Low
No | 059881 | Respirators, Air-Purifying | 2080-03 - Maxair System CAPR System | 103097 | Bio-Medical Devices | DMT Equipment Distribution | Akron | Akron City Campus | Akron City Hospital | Basement | 2021-01-21 | Low
No | 059882 | Respirators, Air-Purifying | 2080-03 - Maxair System CAPR System | 103092 | Bio-Medical Devices | DMT Equipment Distribution | Akron | Akron City Campus | Akron City Hospital | Basement | 2021-01-21 | Low
No | 059883 | Respirators, Air-Purifying | 2080-03 - Maxair System CAPR System | 103082 | Bio-Medical Devices | DMT Equipment Distribution | Akron | Akron City Campus | Akron City Hospital | Basement | 2021-01-21 | Low
No | 059884 | Respirators, Air-Purifying | 2080-03 - Maxair System CAPR System | 103099 | Bio-Medical Devices | Emergency Preparedness | Akron | Akron City Campus | Akron City Hospital | Basement | 2021-01-25 | Low
No | 060936 | Respirators, Air-Purifying | 2080-03 - Maxair System CAPR System | 107707 | Bio-Medical Devices | Emergency Preparedness | Akron | Akron City Campus | Akron City Hospital | Basement | 2021-10-12 | Low
No | 060937 | Respirators, Air-Purifying | 2080-03 - Maxair System CAPR System | 107685 | Bio-Medical Devices | Emergency Preparedness | Akron | Akron City Campus | Akron City Hospital | Basement | 2021-10-12 | Low
No | 060938 | Respirators, Air-Purifying | 2080-03 - Maxair System CAPR System | 107706 | Bio-Medical Devices | Emergency Preparedness | Akron | Akron City Campus | Akron City Hospital | Basement | 2021-10-12 | Low
No | 060939 | Respirators, Air-Purifying | 2080-03 - Maxair System CAPR System | 107705 | Bio-Medical Devices | Emergency Preparedness | Akron | Akron City Campus | Akron City Hospital | Basement | 2021-10-12 | Low
No | 060940 | Respirators, Air-Purifying | 2080-03 - Maxair System CAPR System | 107693 | Bio-Medical Devices | Emergency Preparedness | Akron | Akron City Campus | Akron City Hospital | Basement | 2021-10-12 | Low
No | 060941 | Respirators, Air-Purifying | 2080-03 - Maxair System CAPR System | 107682 | Bio-Medical Devices | Emergency Preparedness | Akron | Akron City Campus | Akron City Hospital | Basement | 2021-10-12 | Low
No | 060942 | Respirators, Air-Purifying | 2080-03 - Maxair System CAPR System | 107689 | Bio-Medical Devices | Emergency Preparedness | Akron | Akron City Campus | Akron City Hospital | Basement | 2021-10-12 | Low
No | 060943 | Respirators, Air-Purifying | 2080-03 - Maxair System CAPR System | 107718 | Bio-Medical Devices | Emergency Preparedness | Akron | Akron City Campus | Akron City Hospital | Basement | 2021-10-12 | Low
No | 060944 | Respirators, Air-Purifying | 2080-03 - Maxair System CAPR System | 107712 | Bio-Medical Devices | Emergency Preparedness | Akron | Akron City Campus | Akron City Hospital | Basement | 2021-10-12 | Low
No | 060945 | Respirators, Air-Purifying | 2080-03 - Maxair System CAPR System | 107725 | Bio-Medical Devices | Emergency Preparedness | Akron | Akron City Campus | Akron City Hospital | Basement | 2021-10-12 | Low
No | 060946 | Respirators, Air-Purifying | 2080-03 - Maxair System CAPR System | 107726 | Bio-Medical Devices | Emergency Preparedness | Akron | Akron City Campus | Akron City Hospital | Basement | 2021-10-12 | Low
No | 060947 | Respirators, Air-Purifying | 2080-03 - Maxair System CAPR System | 107714 | Bio-Medical Devices | Emergency Preparedness | Akron | Akron City Campus | Akron City Hospital | Basement | 2021-10-12 | Low
No | 060948 | Respirators, Air-Purifying | 2080-03 - Maxair System CAPR System | 107720 | Bio-Medical Devices | Emergency Preparedness | Akron | Akron City Campus | Akron City Hospital | Basement | 2021-10-12 | Low
No | 060949 | Respirators, Air-Purifying | 2080-03 - Maxair System CAPR System | 107703 | Bio-Medical Devices | Emergency Preparedness | Akron | Akron City Campus | Akron City Hospital | Basement | 2021-10-12 | Low
No | 060950 | Respirators, Air-Purifying | 2080-03 - Maxair System CAPR System | 107716 | Bio-Medical Devices | Emergency Preparedness | Akron | Akron City Campus | Akron City Hospital | Basement | 2021-10-12 | Low
No | 060951 | Respirators, Air-Purifying | 2080-03 - Maxair System CAPR System | 107715 | Bio-Medical Devices | Emergency Preparedness | Akron | Akron City Campus | Akron City Hospital | Basement | 2021-10-12 | Low
No | 060952 | Respirators, Air-Purifying | 2080-03 - Maxair System CAPR System | 107722 | Bio-Medical Devices | Emergency Preparedness | Akron | Akron City Campus | Akron City Hospital | Basement | 2021-10-12 | Low
No | 060953 | Respirators, Air-Purifying | 2080-03 - Maxair System CAPR System | 107727 | Bio-Medical Devices | Emergency Preparedness | Akron | Akron City Campus | Akron City Hospital | Basement | 2021-10-12 | Low
No | 026365 | Respirators, Air-Purifying | 700 - MaxAir System CAPR System | 006836 | Bio-Medical Devices | Emergency Preparedness | Akron | Akron City Campus | Akron City Hospital | Basement | 2011-08-03 | Low
No | 026371 | Respirators, Air-Purifying | 700 - MaxAir System CAPR System | 007589 | Bio-Medical Devices | Emergency Preparedness | Akron | Akron City Campus | Akron City Hospital | Basement | 2011-08-03 | Low
No | 037161 | Respirators, Air-Purifying | 700 - MaxAir System CAPR System | 007858 | Bio-Medical Devices | Endoscopy - SB | Barberton | Barberton Campus | Summa Barberton Hospital | 2nd Floor | 2014-04-01 | Low
No | 037162 | Respirators, Air-Purifying | 700 - MaxAir System CAPR System | 007847 | Bio-Medical Devices | 4 South - Medical/Surgical Unit (MSU) - SB | Barberton | Barberton Campus | Summa Barberton Hospital | 4th Floor | 2014-05-01 | Low
No | 037163 | Respirators, Air-Purifying | 700 - MaxAir System CAPR System | 007886 | Bio-Medical Devices | Emergency Preparedness - SB | Barberton | Barberton Campus | Summa Barberton Hospital | Basement | 2014-04-01 | Low
No | 037164 | Respirators, Air-Purifying | 700 - MaxAir System CAPR System | 015404 | Bio-Medical Devices | 4 South - Medical/Surgical Unit (MSU) - SB | Barberton | Barberton Campus | Summa Barberton Hospital | 4th Floor | 2014-05-01 | Low
No | 037165 | Respirators, Air-Purifying | 700 - MaxAir System CAPR System | 008084 | Bio-Medical Devices | Intensive Care Unit (ICU) - SB | Barberton | Barberton Campus | Summa Barberton Hospital | 2nd Floor | 2014-04-01 | Low
No | 037166 | Respirators, Air-Purifying | 700 - MaxAir System CAPR System | 015393 | Bio-Medical Devices | 1 East - Medical/Surgical Unit (MSU) - SB | Barberton | Barberton Campus | Summa Barberton Hospital | 1st Floor | 2014-05-01 | Low
No | 037167 | Respirators, Air-Purifying | 700 - MaxAir System CAPR System | 008085 | Bio-Medical Devices | Emergency Preparedness - SB | Barberton | Barberton Campus | Summa Barberton Hospital | Basement | 2010-02-01 | Low
No | 037168 | Respirators, Air-Purifying | 700 - MaxAir System CAPR System | 008067 | Bio-Medical Devices | Emergency Preparedness - SB | Barberton | Barberton Campus | Summa Barberton Hospital | Basement | 2014-04-01 | Low
No | 037169 | Respirators, Air-Purifying | 700 - MaxAir System CAPR System | 007888 | Bio-Medical Devices | Center for Corp Health - SB | Barberton | Barberton Campus | Summa Barberton Hospital | 1st Floor | 2010-02-01 | Low
No | 037170 | Respirators, Air-Purifying | 700 - MaxAir System CAPR System | 007889 | Bio-Medical Devices | Emergency Preparedness - SB | Barberton | Barberton Campus | Summa Barberton Hospital | Basement | 2010-02-01 | Low
No | 037171 | Respirators, Air-Purifying | 700 - MaxAir System CAPR System | 001298 | Bio-Medical Devices | DMT Equipment Distribution - SB | Barberton | Barberton Campus | Summa Barberton Hospital | 5th Floor | 2014-05-01 | Low
No | 037172 | Respirators, Air-Purifying | 700 - MaxAir System CAPR System | 001261 | Bio-Medical Devices | Intensive Care Unit (ICU) - SB | Barberton | Barberton Campus | Summa Barberton Hospital | 2nd Floor | 2008-12-01 | Low
No | 037173 | Respirators, Air-Purifying | 700 - MaxAir System CAPR System | 007983 | Bio-Medical Devices | DMT Equipment Distribution - SB | Barberton | Barberton Campus | Summa Barberton Hospital | 5th Floor | 2008-12-01 | Low
No | 037174 | Respirators, Air-Purifying | 700 - MaxAir System CAPR System | 015405 | Bio-Medical Devices | Center for Corp Health - SB | Barberton | Barberton Campus | Tuscora Park Pavilion | 1st Floor | 2014-05-01 | Low
No | 037175 | Respirators, Air-Purifying | 700 - MaxAir System CAPR System | 001319 | Bio-Medical Devices | Intensive Care Unit (ICU) - SB | Barberton | Barberton Campus | Summa Barberton Hospital | 2nd Floor | 2014-04-01 | Low
No | 037176 | Respirators, Air-Purifying | 700 - MaxAir System CAPR System | 015395 | Bio-Medical Devices | 4 South - Medical/Surgical Unit (MSU) - SB | Barberton | Barberton Campus | Summa Barberton Hospital | 4th Floor | 2014-05-01 | Low
No | 037191 | Respirators, Air-Purifying | 700 - MaxAir System CAPR System | 007885 | Bio-Medical Devices | Emergency Department (ED) - SBH | Barberton | Barberton Campus | Summa Barberton Hospital | Ground Floor | 2010-02-01 | Low
No | 037528 | Respirators, Air-Purifying | 700 - MaxAir System CAPR System | 001317 | Bio-Medical Devices | Emergency Department (ED) - Wadsworth | Barberton | Wadsworth Campus | Wadsworth Emergency Bldg | Ground Floor | 2008-12-01 | Low
No | 037529 | Respirators, Air-Purifying | 700 - MaxAir System CAPR System | 001301 | Bio-Medical Devices | Emergency Department (ED) - Wadsworth | Barberton | Wadsworth Campus | Wadsworth Emergency Bldg | Ground Floor | 2008-12-01 | Low
No | 037530 | Respirators, Air-Purifying | 700 - MaxAir System CAPR System | 001307 | Bio-Medical Devices | Emergency Department (ED) - Wadsworth | Barberton | Wadsworth Campus | Wadsworth Emergency Bldg | Ground Floor | 2008-12-01 | Low
No | 038122 | Respirators, Air-Purifying | 700 - MaxAir System CAPR System | 046981 | Bio-Medical Devices | Center for Corp Health - SB | Barberton | Barberton Campus | Tuscora Park Pavilion | 1st Floor | 2019-11-25 | Low
No | 038545 | Respirators, Air-Purifying | 700 - MaxAir System CAPR System | 015462 | Bio-Medical Devices | Emergency Preparedness - SB | Barberton | Barberton Campus | Summa Barberton Hospital | Basement | 2014-05-01 | Low
No | 038651 | Respirators, Air-Purifying | 700 - MaxAir System CAPR System | 015425 | Bio-Medical Devices | Emergency Preparedness - SB | Barberton | Barberton Campus | Summa Barberton Hospital | Basement | 2014-06-02 | Low
No | 038655 | Respirators, Air-Purifying | 700 - MaxAir System CAPR System | 015396 | Bio-Medical Devices | Emergency Preparedness - SB | Barberton | Barberton Campus | Summa Barberton Hospital | Basement | 2014-05-01 | Low
No | 039233 | Respirators, Air-Purifying | 700 - MaxAir System CAPR System | 015398 | Bio-Medical Devices | Center for Corp Health - SB | Barberton | Barberton Campus | Tuscora Park Pavilion | 1st Floor | 2014-05-01 | Low
No | 039240 | Respirators, Air-Purifying | 700 - MaxAir System CAPR System | 015424 | Bio-Medical Devices | DMT Equipment Distribution | Akron | Akron City Campus | Akron City Hospital | Basement | 2014-05-01 | Low
No | 039241 | Respirators, Air-Purifying | 700 - MaxAir System CAPR System | 015458 | Bio-Medical Devices | DMT Equipment Distribution | Akron | Akron City Campus | Akron City Hospital | Basement | 2014-05-01 | Low
No | 039243 | Respirators, Air-Purifying | 700 - MaxAir System CAPR System | 015450 | Bio-Medical Devices | DMT Equipment Distribution | Akron | Akron City Campus | Akron City Hospital | Basement | 2014-05-01 | Low
No | 039428 | Respirators, Air-Purifying | 700 - MaxAir System CAPR System | 015391 | Bio-Medical Devices | Emergency Preparedness - SB | Barberton | Barberton Campus | Summa Barberton Hospital | Basement | 2014-05-01 | Low
No | 039429 | Respirators, Air-Purifying | 700 - MaxAir System CAPR System | 015421 | Bio-Medical Devices | Emergency Preparedness - SB | Barberton | Barberton Campus | Summa Barberton Hospital | Basement | 2014-06-02 | Low
No | 039430 | Respirators, Air-Purifying | 700 - MaxAir System CAPR System | 015397 | Bio-Medical Devices | Emergency Preparedness - SB | Barberton | Barberton Campus | Summa Barberton Hospital | Basement | 2014-06-02 | Low
No | 039431 | Respirators, Air-Purifying | 700 - MaxAir System CAPR System | 015401 | Bio-Medical Devices | Emergency Preparedness - SB | Barberton | Barberton Campus | Summa Barberton Hospital | Basement | 2014-06-02 | Low
No | 039432 | Respirators, Air-Purifying | 700 - MaxAir System CAPR System | 015400 | Bio-Medical Devices | Emergency Preparedness - SB | Barberton | Barberton Campus | Summa Barberton Hospital | Basement | 2014-06-02 | Low
No | 053750 | Respirators, Air-Purifying | 700 - MaxAir System CAPR System | 40286 | Bio-Medical Devices | Emergency Preparedness | Akron | Akron City Campus | Akron City Hospital | Basement | 2011-08-03 | Low
No | 053751 | Respirators, Air-Purifying | 700 - MaxAir System CAPR System | 40282 | Bio-Medical Devices | Emergency Preparedness | Akron | Akron City Campus | Akron City Hospital | Basement | 2011-08-03 | Low
No | 053752 | Respirators, Air-Purifying | 700 - MaxAir System CAPR System | 40283 | Bio-Medical Devices | Emergency Preparedness | Akron | Akron City Campus | Akron City Hospital | Basement | 2011-08-03 | Low
No | 053753 | Respirators, Air-Purifying | 700 - MaxAir System CAPR System | 40267 | Bio-Medical Devices | Emergency Preparedness | Akron | Akron City Campus | Akron City Hospital | Basement | 2011-08-03 | Low
No | 053754 | Respirators, Air-Purifying | 700 - MaxAir System CAPR System | 40248 | Bio-Medical Devices | Emergency Preparedness | Akron | Akron City Campus | Akron City Hospital | Basement | 2011-08-03 | Low
No | 053755 | Respirators, Air-Purifying | 700 - MaxAir System CAPR System | 40688 | Bio-Medical Devices | Emergency Preparedness | Akron | Akron City Campus | Akron City Hospital | Basement | 2011-08-03 | Low
No | 057943 | Respirators, Air-Purifying | 700 - MaxAir System CAPR System | 015463 | Bio-Medical Devices | Center for Corp Health - Green | Barberton | Green Campus | Green Medical Center | Ground Floor | 2014-06-02 | Low
No | 038123 | Respirators, Air-Purifying | CA-DLC-CAPR-36 - MaxAir CAPR System | 050647 | Bio-Medical Devices | 2 East - Cardiac Progressive Care Unit (PCU) - SB | Barberton | Barberton Campus | Summa Barberton Hospital | 2nd Floor | 2019-11-14 | Low
No | 038125 | Respirators, Air-Purifying | CA-DLC-CAPR-36 - MaxAir CAPR System | 050651 | Bio-Medical Devices | Center for Corp Health - SB | Barberton | Barberton Campus | Tuscora Park Pavilion | 1st Floor | 2019-11-14 | Low
No | 038165 | Respirators, Air-Purifying | CA-DLC-CAPR-36 - MaxAir CAPR System | 050665 | Bio-Medical Devices | Intensive Care Unit (ICU) - SB | Barberton | Barberton Campus | Summa Barberton Hospital | 2nd Floor | 2019-11-14 | Low
No | 038166 | Respirators, Air-Purifying | CA-DLC-CAPR-36 - MaxAir CAPR System | 050658 | Bio-Medical Devices | DMT Equipment Distribution - SB | Barberton | Barberton Campus | Summa Barberton Hospital | 5th Floor | 2019-11-14 | Low
No | 038167 | Respirators, Air-Purifying | CA-DLC-CAPR-36 - MaxAir CAPR System | 050655 | Bio-Medical Devices | 4 South - Medical/Surgical Unit (MSU) - SB | Barberton | Barberton Campus | Summa Barberton Hospital | 4th Floor | 2019-11-14 | Low
No | 039201 | Respirators, Air-Purifying | CA-DLC-CAPR-36 - MaxAir CAPR System | 078871 | Bio-Medical Devices | 1 East - Medical/Surgical Unit (MSU) - SB | Barberton | Barberton Campus | Summa Barberton Hospital | 1st Floor | 2020-11-02 | Low
No | 039202 | Respirators, Air-Purifying | CA-DLC-CAPR-36 - MaxAir CAPR System | 078881 | Bio-Medical Devices | Emergency Department (ED) - Wadsworth | Barberton | Wadsworth Campus | Wadsworth Emergency Bldg | Ground Floor | 2020-11-02 | Low
No | 039203 | Respirators, Air-Purifying | CA-DLC-CAPR-36 - MaxAir CAPR System | 078882 | Bio-Medical Devices | Emergency Department (ED) - SBH | Barberton | Barberton Campus | Summa Barberton Hospital | Ground Floor | 2020-11-02 | Low
No | 039204 | Respirators, Air-Purifying | CA-DLC-CAPR-36 - MaxAir CAPR System | 078884 | Bio-Medical Devices | Emergency Department (ED) - SBH | Barberton | Barberton Campus | Summa Barberton Hospital | Ground Floor | 2020-11-02 | Low
No | 039205 | Respirators, Air-Purifying | CA-DLC-CAPR-36 - MaxAir CAPR System | 078896 | Bio-Medical Devices | 4 South - Medical/Surgical Unit (MSU) - SB | Barberton | Barberton Campus | Summa Barberton Hospital | 4th Floor | 2020-11-02 | Low
No | 039206 | Respirators, Air-Purifying | CA-DLC-CAPR-36 - MaxAir CAPR System | 078897 | Bio-Medical Devices | Emergency Department (ED) - SBH | Barberton | Barberton Campus | Summa Barberton Hospital | Ground Floor | 2020-11-02 | Low
No | 039207 | Respirators, Air-Purifying | CA-DLC-CAPR-36 - MaxAir CAPR System | 078898 | Bio-Medical Devices | Endoscopy - SB | Barberton | Barberton Campus | Summa Barberton Hospital | 2nd Floor | 2020-11-02 | Low
No | 039208 | Respirators, Air-Purifying | CA-DLC-CAPR-36 - MaxAir CAPR System | 078899 | Bio-Medical Devices | Emergency Department (ED) - SBH | Barberton | Barberton Campus | Summa Barberton Hospital | Ground Floor | 2020-11-02 | Low
No | 039209 | Respirators, Air-Purifying | CA-DLC-CAPR-36 - MaxAir CAPR System | 078900 | Bio-Medical Devices | Emergency Department (ED) - Wadsworth | Barberton | Wadsworth Campus | Wadsworth Emergency Bldg | Ground Floor | 2020-11-02 | Low
No | 039210 | Respirators, Air-Purifying | CA-DLC-CAPR-36 - MaxAir CAPR System | 078901 | Bio-Medical Devices | Center for Corp Health - SB | Barberton | Barberton Campus | Tuscora Park Pavilion | 1st Floor | 2020-11-02 | Low
No | 039211 | Respirators, Air-Purifying | CA-DLC-CAPR-36 - MaxAir CAPR System | 078902 | Bio-Medical Devices | Emergency Department (ED) - Wadsworth | Barberton | Wadsworth Campus | Wadsworth Emergency Bldg | Ground Floor | 2020-11-02 | Low
No | 039212 | Respirators, Air-Purifying | CA-DLC-CAPR-36 - MaxAir CAPR System | 078903 | Bio-Medical Devices | Emergency Department (ED) - SBH | Barberton | Barberton Campus | Summa Barberton Hospital | Ground Floor | 2020-11-02 | Low
No | 039542 | Respirators, Air-Purifying | CA-DLC-CAPR-36 - MaxAir CAPR System | 102737 | Bio-Medical Devices | Center for Corp Health - SB | Barberton | Barberton Campus | Tuscora Park Pavilion | 1st Floor | 2021-10-13 | Low
No | 039543 | Respirators, Air-Purifying | CA-DLC-CAPR-36 - MaxAir CAPR System | 102747 | Bio-Medical Devices | Center for Corp Health - SB | Barberton | Barberton Campus | Tuscora Park Pavilion | 1st Floor | 2021-10-13 | Low
No | 039544 | Respirators, Air-Purifying | CA-DLC-CAPR-36 - MaxAir CAPR System | 102741 | Bio-Medical Devices | Center for Corp Health - SB | Barberton | Barberton Campus | Tuscora Park Pavilion | 1st Floor | 2021-10-13 | Low
No | 039545 | Respirators, Air-Purifying | CA-DLC-CAPR-36 - MaxAir CAPR System | 107771 | Bio-Medical Devices | Center for Corp Health - SB | Barberton | Barberton Campus | Tuscora Park Pavilion | 1st Floor | 2021-10-13 | Low
No | 039546 | Respirators, Air-Purifying | CA-DLC-CAPR-36 - MaxAir CAPR System | 102770 | Bio-Medical Devices | Center for Corp Health - SB | Barberton | Barberton Campus | Tuscora Park Pavilion | 1st Floor | 2021-10-13 | Low
No | 039547 | Respirators, Air-Purifying | CA-DLC-CAPR-36 - MaxAir CAPR System | 102755 | Bio-Medical Devices | Center for Corp Health - SB | Barberton | Barberton Campus | Tuscora Park Pavilion | 1st Floor | 2021-10-13 | Low
No | 039548 | Respirators, Air-Purifying | CA-DLC-CAPR-36 - MaxAir CAPR System | 102744 | Bio-Medical Devices | Center for Corp Health - SB | Barberton | Barberton Campus | Tuscora Park Pavilion | 1st Floor | 2021-10-13 | Low
No | 039549 | Respirators, Air-Purifying | CA-DLC-CAPR-36 - MaxAir CAPR System | 102757 | Bio-Medical Devices | Center for Corp Health - SB | Barberton | Barberton Campus | Tuscora Park Pavilion | 1st Floor | 2021-10-13 | Low
No | 039576 | Respirators, Air-Purifying | CA-DLC-CAPR-36 - MaxAir CAPR System | 102743 | Bio-Medical Devices | Center for Corp Health - SB | Barberton | Barberton Campus | Tuscora Park Pavilion | 1st Floor | 2021-10-13 | Low
No | 039577 | Respirators, Air-Purifying | CA-DLC-CAPR-36 - MaxAir CAPR System | 107769 | Bio-Medical Devices | Center for Corp Health - SB | Barberton | Barberton Campus | Tuscora Park Pavilion | 1st Floor | 2021-10-13 | Low
No | 059186 | Respirators, Air-Purifying | CA-DLC-CAPR-36 - MaxAir CAPR System | 080216 | Bio-Medical Devices | Emergency Preparedness | Akron | Akron City Campus | Akron City Hospital | Basement | 2020-10-16 | Low
No | 059187 | Respirators, Air-Purifying | CA-DLC-CAPR-36 - MaxAir CAPR System | 080174 | Bio-Medical Devices | Emergency Preparedness | Akron | Akron City Campus | Akron City Hospital | Basement | 2020-10-16 | Low
No | 038314 | Resuscitators, Cardiac | 99576-000043 - Lucas 3 | 35185775 | Physio-Control Inc. | Emergency Department (ED) - Wadsworth | Barberton | Wadsworth Campus | Wadsworth Emergency Bldg | Ground Floor | 2018-02-09 | High
No | 070001 | RF Therapy Systems | RFG-4 - G4 Radio Frequency Gen | G4200744 | Boston Scientific | Medina ASC | Barberton | Medina Campus | Medina Medical Center | 1st Floor | 2023-03-16 10:52 | Medium
No | 039153 | RF Therapy Systems | RFG-4 - G4 Radio Frequency Gen | G4-426 | Cosman Medical | Endoscopy - SB | Barberton | Barberton Campus | Summa Barberton Hospital | 2nd Floor | 2023-06-13 14:25 | Medium
No | 063169 | RF Therapy Systems | RFP-100A - Radiofrequency Puncture Generator | 230927-001 | Baylis Medical | SCI-Heart Rhythm Services | Akron | Akron City Campus | Akron City Hospital | 1st Floor | 2023-11-02 | Medium
No | 064734 | RF Therapy Systems | RFP-100A - Radiofrequency Puncture Generator | 106244079 | Baylis Medical | SCI-Heart Rhythm Services | Akron | Akron City Campus | Akron City Hospital | 1st Floor | 2024-11-11 | Medium
No | 061661 | RF Therapy Systems, Tissue Ablation | 1190A-115A - Barrx Flex Rfa Energy Generator | FE4007X | Medtronic | Endoscopy | Akron | Akron City Campus | Akron City Hospital | Ground Floor | 2022-04-07 | Medium
No | 020969 | RF Therapy Systems, Tissue Ablation | 21000TC Maestro 3000 | 020110006M | Boston Scientific | SCI-Heart Rhythm Services | Akron | Akron City Campus | Akron City Hospital | 1st Floor | 2011-10-25 | Medium
No | 037456 | RF Therapy Systems, Tissue Ablation | AR-9800 - Synergy Rf Console | CM10199B20 | Arthrex | Operating Room - SW | Barberton | Wadsworth Campus | Wadsworth-Rittman Medical Center | 1st Floor | 2020-07-17 | Medium
No | 037457 | RF Therapy Systems, Tissue Ablation | AR-9800 - Synergy Rf Console | CM10200B20 | Arthrex | Operating Room - SW | Barberton | Wadsworth Campus | Wadsworth-Rittman Medical Center | 1st Floor | 2020-07-17 | Medium
No | 038886 | RF Therapy Systems, Tissue Ablation | AR-9800 - Synergy Rf Console | CM1939K16 | Arthrex | Operating Room - SB | Barberton | Barberton Campus | Summa Barberton Hospital | 2nd Floor | 2020-08-10 | Medium
No | 039231 | RF Therapy Systems, Tissue Ablation | AR-9800 - Synergy Rf Console | CM10711F20 | Arthrex | Operating Room - SB | Barberton | Barberton Campus | Summa Barberton Hospital | 2nd Floor | 2020-08-10 | Medium
No | 059335 | RF Therapy Systems, Tissue Ablation | AR-9800 - Synergy Rf Console | CM10715F20 | Arthrex | Operating Room | Akron | Akron City Campus | Akron City Hospital | 1st Floor | 2020-10-20 | Medium
No | 032465 | RF Therapy Systems, Tissue Ablation | ASB3 - Switch, Ablation, Matrix | 102416-008 | Atricure | Operating Room | Akron | Akron City Campus | Akron City Hospital | 1st Floor | 2016-12-01 | Medium
No | 032464 | RF Therapy Systems, Tissue Ablation | ASU2-115 - Rf Ablation | 102116-006 | Atricure | Operating Room | Akron | Akron City Campus | Akron City Hospital | 1st Floor | 2016-12-01 | Medium
No | 038053 | RF Therapy Systems, Tissue Ablation | Novasure 09 RFC2009 - Ablation, Rf, Esu | CSP4378 | Cytyc LP | Operating Room - SB | Barberton | Barberton Campus | Summa Barberton Hospital | 2nd Floor | 2009-04-01 | Medium
No | 037992 | RF Therapy Systems, Tissue Ablation | RF12000 - Quantum 2 | B01834 | Smith & Nephew | Operating Room - SB | Barberton | Barberton Campus | Summa Barberton Hospital | 2nd Floor | 2013-11-20 | Medium
No | 038012 | RF Therapy Systems, Tissue Ablation | RF12000 - Quantum 2 | QC0P00036R | Smith & Nephew | Operating Room - SB | Barberton | Barberton Campus | Summa Barberton Hospital | 2nd Floor | 2013-11-14 | Medium
No | 059330 | RF Therapy Systems, Tissue Ablation | RFC2009-115 - Ablation System | CSP7175 | Hologic | Operating Room | Akron | Akron City Campus | Akron City Hospital | 1st Floor | 2020-10-06 | Medium
No | 034989 | RF Therapy Systems, Tissue Ablation | RFC2010-115 - Novasure Controller | 38216G17D0 | Hologic | Operating Room | Akron | Akron City Campus | Akron City Hospital | 1st Floor | 2017-07-25 | Medium
No | 035519 | RF Therapy Systems, Tissue Ablation | RFC2010-115 - Novasure Controller | 36693H16D0 | Hologic | Medina ASC | Barberton | Medina Campus | Medina Medical Center | 1st Floor | 2016-10-10 | Medium
No | 039677 | RF Therapy Systems, Tissue Ablation | RFC2010-115 - Novasure Controller | 32457A22D0 | Hologic | Operating Room - SB | Barberton | Barberton Campus | Summa Barberton Hospital | 2nd Floor | 2022-01-27 | Medium
No | 055651 | RF Therapy Systems, Tissue Ablation | RFC2010-115 - Novasure Controller | 30056J18D0 | Hologic | Operating Room | Akron | Akron City Campus | Akron City Hospital | 1st Floor | 2019-01-29 | Medium
No | 055654 | RF Therapy Systems, Tissue Ablation | RFC2010-115 - Novasure Controller | 30057J18D0 | Hologic | Operating Room | Akron | Akron City Campus | Akron City Hospital | 1st Floor | 2019-01-29 | Medium
No | 063303 | RF Therapy Systems, Tissue Ablation | RFC2010-115 - Novasure Controller | 39140L170 | Hologic | Operating Room | Akron | Akron City Campus | Akron City Hospital | 1st Floor | 2023-09-28 10:25 | Medium
No | 024913 | RF Therapy Systems, Tissue Ablation | RFG2+ - Vein Ablation | 20103230BP | Vnus Medical Technologies | Operating Room | Akron | Akron City Campus | Akron City Hospital | 1st Floor | 2010-11-18 | Medium
Yes | 063903 | RF Therapy Systems, Tissue Ablation, Cardiac | D138402 - nGEN | 23510315FG | Biosense Webster | SCI-Heart Rhythm Services | Akron | Akron City Campus | Akron City Hospital | 1st Floor | 2024-02-05 09:46 | High
Yes | 063908 | RF Therapy Systems, Tissue Ablation, Cardiac | D138402 - nGEN | 23510306FG | Biosense Webster | SCI-Heart Rhythm Services | Akron | Akron City Campus | Akron City Hospital | 1st Floor | 2024-02-05 09:46 | High
Yes | 058674 | RF Therapy Systems, Tissue Ablation, Cardiac | H700488 - Ampere | 18395235 | St Jude Medical Inc / Abbott Laboratories | SCI-Heart Rhythm Services | Akron | Akron City Campus | Akron City Hospital | 1st Floor | 2020-01-27 | High
Yes | 064731 | RF Therapy Systems, Tissue Ablation, Cardiac | M004GEN100204010 - Intellagen RF Generator | 0000000056 | Boston Scientific | SCI-Heart Rhythm Services | Akron | Akron City Campus | Akron City Hospital | 1st Floor | 2024-10-28 09:46 | High
Yes | 039495 | RF Therapy Systems, Vein Occlusion | RFG3 - Closurerfg | 212536PX0F | Medtronic | Operating Room - SB | Barberton | Barberton Campus | Summa Barberton Hospital | 2nd Floor | 2021-11-09 | Medium
Yes | 060961 | RF Therapy Systems, Vein Occlusion | RFG3 - Closurerfg | 212536PXOF | Medtronic | Operating Room | Akron | Akron City Campus | Akron City Hospital | 1st Floor | 2021-11-12 | Medium
No | 061434 | Rockers, Test Tube | 88861025 - Fisherbrand Open Air Rocker | L8CF61025039 | Thermo Fisher Scientific | LAB Special Proced Tox | Akron | Akron City Campus | ACH Admin Building | 2nd Floor | 2021-12-28 | Low
No | 038918 | Rockers, Test Tube | L-TTR100 - L-Ttr100 | ST19CAA0000245 | Unico | Laboratory Management - SB | Barberton | Barberton Campus | Summa Barberton Hospital | 6th Floor | 2020-11-18 | Low
No | 038919 | Rockers, Test Tube | L-TTR100 - L-Ttr100 | ST19CAA0000246 | Unico | Laboratory Management - SB | Barberton | Barberton Campus | Summa Barberton Hospital | 6th Floor | 2020-11-18 | Low
No | 015401 | Rowers | C - Rowing Ergometer | 200001571 | Concept2 | SCI - Cardio & Pulm Rehab | Akron | Akron City Campus | 95 Arch | Ground Floor | 2004-01-28 | Low
No | 015402 | Rowers | C - Rowing Ergometer | 200001643 | Concept2 | SCI - Cardio & Pulm Rehab | Akron | Akron City Campus | 95 Arch | Ground Floor | 2004-01-28 | Low
No | 039528 | Rowers | C - Rowing Ergometer | 090996 | Concept2 | SCI - Cardiac Rehab - SB | Barberton | Barberton Campus | Summa Barberton Hospital | Ground Floor | 2021-07-28 | Low
No | 015707 | Rowers | D - Rowing Machine | 200018993 | Concept2 | SCI - Cardio & Pulm Rehab | Akron | Akron City Campus | 95 Arch | Ground Floor | 2004-07-27 | Low
No | 015708 | Rowers | D - Rowing Machine | 200020447 | Concept2 | SCI - Cardio & Pulm Rehab | Akron | Akron City Campus | 95 Arch | Ground Floor | 2004-07-27 | Low
No | 015712 | Rowers | D - Rowing Machine | 200021080 | Concept2 | SCI - Cardio & Pulm Rehab | Akron | Akron City Campus | 95 Arch | Ground Floor | 2004-07-27 | Low
Yes | 064109 | Sample Preparation Equipment, Laboratory | SP-50 | 14894 | Sysmex America | LAB Critical Care | Akron | Akron City Campus | Akron City Hospital | Ground Floor | 2024-06-26 12:49 | Low
Yes | 070160 | Sample Preparation Equipment, Laboratory | SP-50 | 15140 | Sysmex America | LAB Critical Care - SB | Barberton | Barberton Campus | Summa Barberton Hospital | 6th Floor | 2023-09-06 09:05 | Low
Yes | 056022 | Samplers, Laboratory, Automated | G7129A - 1260 Infinity Ii Vialsampler | DEAEQ22071 | Agilent Technologies Inc | LAB Special Proced Tox | Akron | Akron City Campus | ACH Admin Building | 2nd Floor | 2019-08-06 | Low
No | 039518 | Saws, Cast, Electric | 0295-200 - American Orthopedic | 39745 | BSN Medical | Barberton Wound Care Center | Barberton | Barberton Campus | Summa Barberton Hospital | Ground Floor | 2021-09-01 | Low
No | 043113 | Saws, Cast, Electric | 0295-200 - American Orthopedic | 27811 | BSN Medical | Emergency Department (ED) - Wadsworth | Barberton | Wadsworth Campus | Wadsworth-Rittman Medical Center | 1st Floor | 2023-02-01 14:53 | Low
No | 064176 | Saws, Cast, Electric | 0295-200 - American Orthopedic | 34826 | BSN Medical | Wound Care Center | Akron | Akron City Campus | Wound Care Building | Ground Floor | 2021-09-01 | Low
No | 031460 | Saws, Cast, Electric | 0940-000-000 - 940 Cast Cutter | 1217400539 | Stryker | Emergency Department (ED) - Green | Barberton | Green Campus | Green Medical Center | Ground Floor | 2012-07-05 | Low
No | 036763 | Saws, Cast, Electric | 0940-000-000 - 940 Cast Cutter | 1215800079 | Stryker | Sports Medicine - SWH | Barberton | Wadsworth Campus | Wadsworth Community Center | 1st Floor | 2019-04-01 | Low
No | 061749 | Saws, Cast, Electric | 0940-000-000 - 940 Cast Cutter | 0906800839 | Stryker | Orthopedics - White Pond | Barberton | White Pond Campus | White Pond Medical Center | 3rd Floor | 2022-04-28 | Low
No | 038310 | Saws, Cast, Electric | 2852 - Cast Cutter | 1177 | Depuy Synthes | Emergency Department (ED) - Wadsworth | Barberton | Wadsworth Campus | Wadsworth Emergency Bldg | Ground Floor | 2006-11-04 | Low
No | 001511 | Saws, Cast, Electric | 4400-00 - Cast Cutter | 2609 | Depuy Synthes | Operating Room | Akron | Akron City Campus | Akron City Hospital | 1st Floor | 1978-01-01 | Low
No | 101-04591 | Saws, Cast, Electric | 5190-001 - | 5628 | Zimmer Biomet | Operating Room - SW | Barberton | Wadsworth Campus | Wadsworth-Rittman Medical Center | 1st Floor | 2005-06-01 | Low
No | 039366 | Saws, Cast, Electric | 840 - Saw, Cast Cutter | 01110103 | Stryker | DMT Equipment Distribution - SB | Barberton | Barberton Campus | Summa Barberton Hospital | 5th Floor | 2014-06-03 | Low
No | 009599 | Saws, Cast, Electric | 848 - Cast Cutter | R3156 | Stryker | Emergency Department (ED) - ACH | Akron | Akron City Campus | Akron City Hospital | Ground Floor | 1998-02-01 | Low
No | 039075 | Saws, Cast, Electric | 9003 210 - | 10H81 | Stryker | Family Practice Center - SB | Barberton | Barberton Campus | Summa Barberton Hospital | 1st Floor | 2009-04-01 | Low
No | 035659 | Saws, Cast, Electric | 986 - Cast Cutter Vacuum | 0212601653 | Stryker | Orthopedics - White Pond | Barberton | White Pond Campus | White Pond Medical Center | 3rd Floor | 2018-04-09 | Low
No | 035660 | Saws, Cast, Electric | 986 - Cast Cutter Vacuum | 1224000489 | Stryker | Orthopedics - White Pond | Barberton | White Pond Campus | White Pond Medical Center | 3rd Floor | 2018-04-10 | Low
No | 036762 | Saws, Cast, Electric | 986 - Cast Cutter Vacuum | 1301800509 | Stryker | Sports Medicine - SWH | Barberton | Wadsworth Campus | Wadsworth Community Center | 1st Floor | 2012-12-28 | Low
No | 043923 | Saws, Cast, Electric | 986 - Cast Cutter Vacuum | 0910300499 | Stryker | Orthopedics - Barberton | Barberton | Barberton Campus | Summa Barberton Hospital | Ground Floor | 2018-04-10 | Low
No | 058107 | Saws, Cast, Electric | 986 - Cast Cutter Vacuum | 19147558 | Stryker | Orthopedics - Tallmadge | Akron | Tallmadge Campus | Tallmadge Medical Center | 2nd Floor | 2019-10-04 | Low
No | 033354 | Saws, Postmortem | 810 - Saw, Autopsy | 95040183 | Stryker | LAB Histology/Morgue | Akron | Akron City Campus | ACH Admin Building | 2nd Floor | 2005-12-18 | Low
No | 063761 | Scalers, Dental, Ultrasonic | Gen124 - Cavitron Select SPS | 111144 | Dentsply | Center for Dental Health | Akron | Akron City Campus | 75 Arch | 3rd Floor | 2024-01-15 12:33 | Low
No | 063762 | Scalers, Dental, Ultrasonic | Gen124 - Cavitron Select SPS | 111139 | Dentsply | Center for Dental Health | Akron | Akron City Campus | 75 Arch | 3rd Floor | 2024-01-15 12:33 | Low
No | 026348 | Scalers, Dental, Ultrasonic | US100R115T | 091102082 | Coltene/Whaledent | Center for Dental Health | Akron | Akron City Campus | 75 Arch | 3rd Floor | 2011-03-23 | Low
No | 028045 | Scalers, Dental, Ultrasonic | US100R115T | 080423135 | Coltene/Whaledent | Center for Dental Health | Akron | Akron City Campus | 75 Arch | 3rd Floor | 2011-10-06 | Low
No | 032381 | Scalers, Dental, Ultrasonic | US100R115T | 110804041 | Coltene/Whaledent | Center for Dental Health | Akron | Akron City Campus | 75 Arch | 3rd Floor | 2015-07-15 | Low
No | 062692 | Scalers, Dental, Ultrasonic | US100R115T | 220711756 | Coltene/Whaledent | Center for Dental Health | Akron | Akron City Campus | 75 Arch | 3rd Floor | 2023-01-02 12:16 | Low
No | 059142 | Scales | XL-410D | 112778 | Denver Instrument | Health Tech Mgmt | Akron | Akron City Campus | ACH Admin Building | Ground Floor | 2020-07-10 | Low
No | 058630 | Scales, Infant | 3541317004 - Seca 354 | 8354006200238 | Seca North America | H2 - Labor and Delivery Unit (L&D) | Akron | Akron City Campus | H Tower | 2nd Floor | 2020-07-17 | Low
No | 058631 | Scales, Infant | 3541317004 - Seca 354 | 8354006200270 | Seca North America | H2 - Labor and Delivery Unit (L&D) | Akron | Akron City Campus | H Tower | 2nd Floor | 2020-07-17 | Low
No | 058632 | Scales, Infant | 3541317004 - Seca 354 | 8354006200316 | Seca North America | H2 - Labor and Delivery Unit (L&D) | Akron | Akron City Campus | H Tower | 2nd Floor | 2020-07-17 | Low
No | 058634 | Scales, Infant | 3541317004 - Seca 354 | 8354006200080 | Seca North America | H2 - Labor and Delivery Unit (L&D) | Akron | Akron City Campus | H Tower | 2nd Floor | 2020-07-17 | Low
No | 058635 | Scales, Infant | 3541317004 - Seca 354 | 8354006200295 | Seca North America | H2 - Labor and Delivery Unit (L&D) | Akron | Akron City Campus | H Tower | 2nd Floor | 2020-07-17 | Low
No | 058636 | Scales, Infant | 3541317004 - Seca 354 | 83540062002326 | Seca North America | H2 - Labor and Delivery Unit (L&D) | Akron | Akron City Campus | H Tower | 2nd Floor | 2020-07-17 | Low
No | 058637 | Scales, Infant | 3541317004 - Seca 354 | 8354006200482 | Seca North America | H2 - Labor and Delivery Unit (L&D) | Akron | Akron City Campus | H Tower | 2nd Floor | 2020-07-17 | Low
No | 043500 | Scales, Infant | 650-10-1 - Infant Scale, Neonatal | 102015C121694 | Rice Lake Weighing Systems | Tallmadge Family Medicine | Akron | Tallmadge Campus | Tallmadge Medical Center | 2nd Floor | 2021-04-02 | Low
No | 059316 | Scales, Infant | MS20 - | SN-C16019499 | Brecknell USA | Emergency Department (ED) - ACH | Akron | Akron City Campus | Akron City Hospital | Ground Floor | 2020-10-15 | Low
No | 061465 | Scales, Infant | MTB 20 - Mtb 20 Baby And Toddler Scale | AE9Q5B11914 | Adam Equipment Inc | Operating Room - SB | Barberton | Barberton Campus | Summa Barberton Hospital | 2nd Floor | 2022-03-02 | Low
No | 023642 | Scales, Infant | MX202 | 2005MX200223 | Befour | Tallmadge Urgent Care | Akron | Tallmadge Campus | Tallmadge Medical Center | 1st Floor | 2021-06-07 | Low
No | 062133 | Scales, Infant | MX202 | 2006MX200224 | Befour | Stow/Kent Urgent Care | Akron | Stow-Kent Campus | Stow-Kent Medical Center | 1st Floor | 2023-06-22 10:41 | Low
No | 063082 | Scales, Infant | MX202 | 21B6MX200312 | Befour | Rootstown Urgent Care | Akron | Rootstown Campus | Rootstown Medical Center | Ground Floor | 2023-04-04 06:17 | Low
No | 039978 | Scales, Infant | RL-DBS | 10101900386 | Rice Lake Weighing Systems | Rittman Family Practice, Inc. | Barberton | Wadsworth Campus | Rittman Family Medicine | Ground Floor | 2020-10-22 | Low
No | 023657 | Scales, Infant | Seca 374 | 5374226097207 | Seca North America | Family Practice - AES | Akron | Non-Campus Sites | AES Family Medicine | 2nd Floor | 2021-03-31 | Low
No | 029833 | Scales, Infant | Seca 374 | 5374328153965 | Seca North America | Barberton OB/GYN | Barberton | Barberton Campus | Summa Barberton Hospital | 3rd Floor | 2018-04-12 | Low
No | 036611 | Scales, Infant | Seca 374 | 5374247105838 | Seca North America | Urgent Care - Fairlawn | Akron | Fairlawn Campus | Fairlawn Urgent Care | Ground Floor | 2018-03-22 | Low
No | 050943 | Scales, Infant | Seca 374 | 5374306162501 | Seca North America | Emergency Department (ED) - Wadsworth | Barberton | Wadsworth Campus | Wadsworth Emergency Bldg | Ground Floor | 2024-11-27 14:22 | Low
No | 052000 | Scales, Infant | Seca 374 | 5374152176177 | Seca North America | Emergency Department (ED) - Green | Barberton | Green Campus | Green Medical Center | Ground Floor | 2017-08-23 | Low
No | 056293 | Scales, Infant | Seca 374 | 5374214187270 | Seca North America | H4 - Mother/Baby Unit | Akron | Akron City Campus | H Tower | 4th Floor | 2019-06-03 | Low
No | 056295 | Scales, Infant | Seca 374 | 5374214187272 | Seca North America | H4 - Mother/Baby Unit | Akron | Akron City Campus | H Tower | 4th Floor | 2019-06-03 | Low
No | 057010 | Scales, Infant | Seca 374 | 5374214187269 | Seca North America | H4 - Mother/Baby Unit | Akron | Akron City Campus | H Tower | 4th Floor | 2019-06-03 | Low
No | 057011 | Scales, Infant | Seca 374 | 5374214187268 | Seca North America | H4 - Mother/Baby Unit | Akron | Akron City Campus | H Tower | 4th Floor | 2019-06-04 | Low
No | 057149 | Scales, Infant | Seca 374 | 5374214187260 | Seca North America | H4 - Mother/Baby Unit | Akron | Akron City Campus | H Tower | 4th Floor | 2019-06-04 | Low
No | 057150 | Scales, Infant | Seca 374 | 5374214187267 | Seca North America | H4 - Mother/Baby Unit | Akron | Akron City Campus | H Tower | 4th Floor | 2019-06-04 | Low
No | 070808 | Scales, Infant | Seca 374 | 10000001570331 | Seca North America | Emergency Department (ED) - SBH | Barberton | Barberton Campus | Summa Barberton Hospital | Ground Floor | 2025-01-10 10:42 | Low
No | 056281 | Scales, Infant, Warmer/Incubator | M1125056 - Giraffe In-Bed Scale | G18137F | GE Healthcare | H4 - Mother/Baby Unit | Akron | Akron City Campus | H Tower | 4th Floor | 2019-11-19 | Low
No | 056282 | Scales, Infant, Warmer/Incubator | M1125056 - Giraffe In-Bed Scale | G181389F | GE Healthcare | H4 - Mother/Baby Unit | Akron | Akron City Campus | H Tower | 4th Floor | 2019-11-19 | Low
No | 023837 | Scales, Infant, Warmer/Incubator | NF-4002SX - Nf-4002Sx | 4002NF-287 | Scale-Tronix | Virtual Care Simulation Lab | Akron | Akron City Campus | Akron City Hospital | 1st Floor | 2009-03-23 | Low
No | 024300 | Scales, Infant, Warmer/Incubator | NF-4002SX - Nf-4002Sx | 4002NF-293 | Scale-Tronix | Virtual Care Simulation Lab | Akron | Akron City Campus | Akron City Hospital | 1st Floor | 2009-03-23 | Low
No | 036396 | Scales, Patient, Floor | 6202 | 6202-1840 | Scale-Tronix | Endocrinology | Akron | Chapel Hill Campus | Summa Health Chapel Hill | Ground Floor | 2016-11-14 | Low
No | 037612 | Scales, Patient, Floor | 6202 | 6202-2547 | Scale-Tronix | Emergency Department (ED) - SBH | Barberton | Barberton Campus | Summa Barberton Hospital | Ground Floor | 2013-03-29 | Low
No | 056565 | Scales, Patient, Floor | 160KL | 1620041043 | Health O Meter | Center for Corporate Health | Akron | Cuyahoga Falls Campus | Cuyahoga Falls Medical Center | Ground Floor | 2019-11-06 | Low
No | 004183 | Scales, Patient, Floor | 400KL | White | Health O Meter | Operating Room | Akron | Akron City Campus | Akron City Hospital | 1st Floor | 1978-01-01 | Low
No | 008873 | Scales, Patient, Floor | 400KL | 400LB*1/4LB | Health O Meter | REHAB YMCA | Akron | Akron City Campus | Kohl Family YMCA at University Park |  | 1999-08-01 | Low
No | 035976 | Scales, Patient, Floor | 400KL | 035976 | Health O Meter | Center for Corp Health - NEOMED | Akron | Rootstown Campus | Rootstown Medical Center | Ground Floor | 2017-08-18 | Low
No | 038508 | Scales, Patient, Floor | 400KL | 88745 | Health O Meter | Infectious Disease Research - SB | Barberton | Barberton Campus | Tuscora Park Pavilion | 1st Floor | 2020-02-25 | Low
No | 010149 | Scales, Patient, Floor | 402KL | HEL400 | Health O Meter | Health Tech Mgmt | Akron | Akron City Campus | ACH Admin Building | Ground Floor | 1999-04-01 01:00 | Low
No | 028866 | Scales, Patient, Floor | 402KL | 4020100483 | Health O Meter | Pulmonary Function Testing - Medina | Barberton | Medina Campus | Medina Medical Center |  | 2011-05-25 | Low
No | 026915 | Scales, Patient, Floor | 500KL | 5000023770 | Health O Meter | Medina OB/GYN | Barberton | Medina Campus | Medina Medical Center | 2nd Floor | 2020-02-17 | Low
No | 033070 | Scales, Patient, Floor | 500KL | 5000052046 | Health O Meter | Sports Medicine - SWH | Barberton | Wadsworth Campus | Wadsworth Community Center | 1st Floor | 2013-08-08 | Low
No | 033095 | Scales, Patient, Floor | 500KL | 5000011244 | Health O Meter | Women's Health Center | Akron | Akron City Campus | 75 Arch | Basement | 2014-08-14 | Low
No | 033833 | Scales, Patient, Floor | 500KL | 5000023775 | Health O Meter | Wadsworth Family Practice | Barberton | Wadsworth Campus | Wadsworth-Rittman Medical Center | 1st Floor | 2020-12-03 | Low
No | 033936 | Scales, Patient, Floor | 500KL | 5000047537 | Health O Meter | SHMG OB/GYN - Stow | Akron | Stow-Kent Campus | Stow-Kent Medical Center | 2nd Floor | 2021-03-25 | Low
No | 033981 | Scales, Patient, Floor | 500KL | 5000040570 | Health O Meter | Medina Primary Care | Barberton | Medina Campus | Medina Medical Center | 3rd Floor | 2021-06-24 | Low
No | 035883 | Scales, Patient, Floor | 500KL | 5000059780 | Health O Meter | Center for Corporate Health | Akron | Cuyahoga Falls Campus | Cuyahoga Falls Medical Center | Ground Floor | 2015-07-24 | Low
No | 037705 | Scales, Patient, Floor | 500KL | 5000155701 | Health O Meter | Internal Medicine - Green | Barberton | Green Campus | Green Medical Center | Ground Floor | 2019-07-05 | Low
No | 039682 | Scales, Patient, Floor | 500KL | 5000062542 | Health O Meter | IMG Summa's Health Ctr - Green | Barberton | Green Campus | Green Family YMCA | Ground Floor | 2022-02-14 | Low
No | 043751 | Scales, Patient, Floor | 500KL | 5000148754 | Health O Meter | Medina Primary Care | Barberton | Medina Campus | Medina Medical Center | 3rd Floor | 2021-06-29 | Low
No | 043762 | Scales, Patient, Floor | 500KL | 5000030898 | Health O Meter | Medina Primary Care | Barberton | Medina Campus | Medina Medical Center | 3rd Floor | 2021-06-28 | Low
No | 055639 | Scales, Patient, Floor | 500KL | 5000096390 | Health O Meter | Dermatology - Park West | Barberton | White Pond Campus | White Pond Medical Center | 2nd Floor | 2019-02-28 | Low
No | 056742 | Scales, Patient, Floor | 500KL | 500082149 | Health O Meter | Center for Corporate Health | Akron | Cuyahoga Falls Campus | Cuyahoga Falls Medical Center | Ground Floor | 2019-04-04 | Low
No | 058066 | Scales, Patient, Floor | 500KL | 5000023875 | Health O Meter | Wadsworth OB/GYN | Barberton | Wadsworth Campus | Founder's Hall | 3rd Floor | 2019-09-04 | Low
No | 058089 | Scales, Patient, Floor | 500KL | 5000008687 | Health O Meter | Wadsworth OB/GYN | Barberton | Wadsworth Campus | Founder's Hall | 3rd Floor | 2019-09-05 | Low
No | 058224 | Scales, Patient, Floor | 500KL | 5000049730 | Health O Meter | Barberton OB/GYN | Barberton | Barberton Campus | Tuscora Park Pavilion | Ground Floor | 2019-11-11 | Low
No | 058471 | Scales, Patient, Floor | 500KL | 5000023769 | Health O Meter | Pride Clinic | Akron | Chapel Hill Campus | Summa Health Chapel Hill | Ground Floor | 2019-10-30 | Low
No | 059656 | Scales, Patient, Floor | 500KL | 5000106963 | Health O Meter | Urology - ACH | Akron | Akron City Campus | 95 Arch | 1st Floor | 2020-11-10 | Low
No | 059748 | Scales, Patient, Floor | 500KL | 5000056369 | Health O Meter | Gastroenterology | Akron | Akron City Campus | 75 Arch | 3rd Floor | 2020-11-19 | Low
No | 059794 | Scales, Patient, Floor | 500KL | 5000027549 | Health O Meter | Urogynecology | Akron | Akron City Campus | 95 Arch | 2nd Floor | 2024-11-14 12:36 | Low
No | 060090 | Scales, Patient, Floor | 500KL | 5000122028 | Health O Meter | SHMG OB/GYN - Cuyahoga Falls | Akron | Cuyahoga Falls Campus | Cuyahoga Falls Medical Center | Ground Floor | 2022-12-09 | Low
No | 061145 | Scales, Patient, Floor | 500KL | 5004621217069 | Health O Meter | Labor & Delivery Triage | Akron | Akron City Campus | H Tower | 2nd Floor | 2022-06-15 | Low
No | 061146 | Scales, Patient, Floor | 500KL | 5004621217064 | Health O Meter | H2 - Perinatal Unit | Akron | Akron City Campus | H Tower | 2nd Floor | 2022-06-15 | Low
No | 062748 | Scales, Patient, Floor | 500KL | 50003222221883 | Health O Meter | SHMG OB/GYN - Cuyahoga Falls | Akron | Cuyahoga Falls Campus | Cuyahoga Falls Medical Center |  | 2023-01-13 11:41 | Low
No | 063240 | Scales, Patient, Floor | 500KL | 5000023670 | Health O Meter | Cuyahoga Falls Primary Care | Akron | Cuyahoga Falls Campus | Cuyahoga Falls Medical Center | Ground Floor | 2023-07-25 07:21 | Low
No | 063484 | Scales, Patient, Floor | 500KL | 5000023762 | Health O Meter | Cardiology | Barberton | Medina Campus | Medina Medical Center | 2nd Floor | 2023-11-15 14:01 | Low
No | 063491 | Scales, Patient, Floor | 500KL | 0030875 | Health O Meter | Orthopedics - Medina | Barberton | Medina Campus | Medina Medical Center | 2nd Floor | 2023-11-14 15:05 | Low
No | 063492 | Scales, Patient, Floor | 500KL | 0035536 | Health O Meter | Orthopedics - Medina | Barberton | Medina Campus | Medina Medical Center | 2nd Floor | 2023-11-14 15:06 | Low
No | 063693 | Scales, Patient, Floor | 500KL | 0023779 | Health O Meter | Medina OB/GYN | Barberton | Medina Campus | Medina Medical Center | 2nd Floor | 2023-11-21 15:41 | Low
No | 070156 | Scales, Patient, Floor | 500KL | 5000023664 | Health O Meter | SHMG OB/GYN - Green | Barberton | Green Campus | Green Physician Office Building | 2nd Floor | 2023-08-18 12:39 | Low
No | 070289 | Scales, Patient, Floor | 500KL | 5000023879 | Health O Meter | Neurology Outpatient - Portage Lakes | Barberton | Portage Lakes Campus | Summa Health Portage Lakes Medical Center | Ground Floor | 2023-09-27 | Low
No | 070438 | Scales, Patient, Floor | 500KL | 5000043261 | Health O Meter | Pulmonary - Barberton | Barberton | Barberton Campus | Pulmonary Medicine | Ground Floor | 2024-06-12 | Low
No | 070713 | Scales, Patient, Floor | 500KL | 5000524258329 | Health O Meter | SAMS Clinic - SB | Barberton | Barberton Campus | Tuscora Park Pavilion | 1st Floor | 2024-06-12 | Low
No | 063480 | Scales, Patient, Floor | 599KG | 599TKG007687 | Health O Meter | Trauma | Akron | Akron City Campus | 75 Arch | 4th Floor | 2023-10-23 12:36 | Low
No | 039369 | Scales, Patient, Floor | 751KL - 751Kl | Unknown | Health O Meter | SCI - Cardiac Stress Testing - SB | Barberton | Barberton Campus | Summa Barberton Hospital | Ground Floor | 2009-04-01 | Low
No | 059802 | Scales, Patient, Floor | BWB-800 | Unknown | Tanita | NEOCS Cardiology | Akron | Akron City Campus | 95 Arch | 3rd Floor | 2020-12-10 | Low
No | 059805 | Scales, Patient, Floor | BWB-800 | Unknown | Tanita | NEOCS Cardiology | Akron | Akron City Campus | 95 Arch | 3rd Floor | 2020-12-10 | Low
No | 059807 | Scales, Patient, Floor | BWB-800 | Unknown | Tanita | NEOCS Cardiology | Akron | Akron City Campus | 95 Arch | 3rd Floor | 2020-12-10 | Low
No | 059820 | Scales, Patient, Floor | BWB-800 | Unknown | Tanita | NEOCS Cardiology | Akron | Akron City Campus | 95 Arch | 3rd Floor | 2020-12-10 | Low
No | 059826 | Scales, Patient, Floor | BWB-800 | Unknown | Tanita | NEOCS Cardiology | Akron | Akron City Campus | 95 Arch | 3rd Floor | 2020-12-10 | Low
No | 059830 | Scales, Patient, Floor | BWB-800 | Unknown | Tanita | NEOCS Cardiology | Akron | Akron City Campus | 95 Arch | 3rd Floor | 2020-12-10 | Low
No | 043144 | Scales, Patient, Floor | DS7060 - Handrail Scale | DS205300048 | Doran Scales | Endocrinology - SBH | Barberton | Barberton Campus | Summa Barberton Hospital | 1st Floor | 2023-02-23 10:11 | Low
No | 026820 | Scales, Patient, Floor | H250-10-2 - Bariatric Handrail Scale | 01156C137987 | Rice Lake Weighing Systems | Center for Senior Health - SB | Barberton | Barberton Campus | Tuscora Park Pavilion | 1st Floor | 2019-05-01 | Low
No | 057904 | Scales, Patient, Floor | H250-10-2 - Bariatric Handrail Scale | 020618C171109 | Rice Lake Weighing Systems | GYN Oncology | Akron | Akron City Campus | Cooper Cancer Center | 2nd Floor | 2019-08-07 | Low
No | 063520 | Scales, Patient, Floor | H250-10-2 - Bariatric Handrail Scale | 110222C263872 | Rice Lake Weighing Systems | Infusion Center - Stow | Akron | Stow-Kent Campus | Stow-Kent Medical Center | 1st Floor | 2024-01-09 07:22 | Low
No | 052140 | Scales, Patient, Floor | HS-300 - Hs-300 Upright Scale | Unknown | Brecknell USA | Care Center | Akron | Akron City Campus | 75 Arch | 1st Floor | 2018-07-11 | Low
No | 057951 | Scales, Patient, Floor | MDR440FD | 70716120001 | Medline Industries | Urology - SBH | Barberton | Barberton Campus | Tuscora Park Pavilion | Ground Floor | 2019-08-15 | Low
No | 063812 | Scales, Patient, Floor | MDR440FD | n/a | Medline Industries | MDC - Cancer Services | Akron | Akron City Campus | Cooper Cancer Center | 2nd Floor | 2025-02-14 08:02 | Low
No | 064718 | Scales, Patient, Floor | MDR500HR | NC120669426 | Medline Industries | Cardiothoracic Surgery | Akron | Akron City Campus | 75 Arch | 3rd Floor | 2024-11-06 13:41 | Low
No | 059251 | Scales, Patient, Floor | MS140-300 | 0217 | Brecknell USA | Advanced Laproscopic / Bariatric | Akron | Akron City Campus | 95 Arch | 2nd Floor | 2020-08-12 | Low
No | 063950 | Scales, Patient, Floor | MX310 - Tilt & Roll Handrail Scale | 2404DMX811095 | Befour | Internal Medicine | Akron | Akron City Campus | 55 Arch | 1st Floor | 2024-06-10 09:29 | Low
No | 070421 | Scales, Patient, Floor | MX480 - Tilt & Roll Handrail Scale | 2206DMX480286 | Befour | Internal Medicine - White Pond | Barberton | White Pond Campus | White Pond Medical Center | 2nd Floor | 2024-05-28 15:26 | Low
No | 056796 | Scales, Patient, Floor | MX805 - Tilt & Roll Handrail Scale | 1810DMX850187 | Befour | Preadmission Testing | Akron | Akron City Campus | H Tower | Ground Floor | 2019-05-22 | Low
No | 056797 | Scales, Patient, Floor | MX805 - Tilt & Roll Handrail Scale | 1810DMX850191 | Befour | Preadmission Testing | Akron | Akron City Campus | H Tower | Ground Floor | 2019-05-22 | Low
No | 058568 | Scales, Patient, Floor | MX805 - Tilt & Roll Handrail Scale | 1911DMX850231 | Befour | SCI - Noninvasive Cardio Service | Akron | Akron City Campus | Akron City Hospital | Ground Floor | 2020-01-07 | Low
No | 059120 | Scales, Patient, Floor | MX805 - Tilt & Roll Handrail Scale | 1810DMX850188 | Befour | Breast Center | Akron | Akron City Campus | H Tower | Ground Floor | 2020-07-13 | Low
No | 059121 | Scales, Patient, Floor | MX805 - Tilt & Roll Handrail Scale | 1810DMX850190 | Befour | Breast Center | Akron | Akron City Campus | H Tower | Ground Floor | 2020-07-13 | Low
No | 062741 | Scales, Patient, Floor | MX805 - Tilt & Roll Handrail Scale | 2201DMX850339 | Befour | BHP 7 - Adult Subacute Psychiatric Unit | Akron | Akron City Campus | Juve Family BH Pavillion | 7th Floor | 2023-01-16 11:04 | Low
No | 062744 | Scales, Patient, Floor | MX805 - Tilt & Roll Handrail Scale | 2201DMX850338 | Befour | BHP 5 - Acute Adult Psychiatric Unit | Akron | Akron City Campus | Juve Family BH Pavillion | 5th Floor | 2023-01-16 11:04 | Low
No | 062803 | Scales, Patient, Floor | MX805 - Tilt & Roll Handrail Scale | 2201DMX850337 | Befour | BHP 4 - Geropsych Unit | Akron | Akron City Campus | Juve Family BH Pavillion | 4th Floor | 2023-01-16 11:03 | Low
No | 062817 | Scales, Patient, Floor | MX805 - Tilt & Roll Handrail Scale | 2201MDX850335 | Befour | BHP 6 - Adult Dual Diagnosis Unit | Akron | Akron City Campus | Juve Family BH Pavillion | 6th Floor | 2023-01-13 14:20 | Low
No | 070028 | Scales, Patient, Floor | MX807 - Tilt & Roll Handrail Scale | 2212DMX870075 | Befour | Breast Center - SB | Barberton | Barberton Campus | Parkview Pavilion | Ground Floor | 2023-03-24 14:23 | Low
No | 022966 | Scales, Patient, Floor | SCAL31MC - Handrail Scale | 091231MC0706 | Befour | 1 Central - CV Progressive Care Unit (PCU) | Akron | Akron City Campus | Akron City Hospital | 1st Floor | 2009-12-09 | Low
No | 023773 | Scales, Patient, Floor | SCAL31MC - Handrail Scale | 0705MX310218 | Befour | 7 West - Respiratory Unit | Akron | Akron City Campus | Akron City Hospital | 7th Floor | 2007-05-25 | Low
No | 024433 | Scales, Patient, Floor | SCAL31MC - Handrail Scale | 080731MC0267 | Befour | Outpatient Oncology - Akron | Akron | Akron City Campus | Cooper Cancer Center |  | 2008-07-18 | Low
No | 024916 | Scales, Patient, Floor | SCAL31MC - Handrail Scale | 101131MC1148 | Befour | SCI - Noninvasive Cardio Service | Akron | Akron City Campus | Akron City Hospital | Ground Floor | 2010-12-09 | Low
No | 026702 | Scales, Patient, Floor | SCAL31MC - Handrail Scale | 080631MC0259 | Befour | 4 East - Detox Unit | Akron | Akron City Campus | Akron City Hospital | 4th Floor | 2008-11-05 | Low
No | 027497 | Scales, Patient, Floor | SCAL31MC - Handrail Scale | 110231MC1239 | Befour | 3 West - Trauma/Neuro Progressive Care Unit (PCU) | Akron | Akron City Campus | Akron City Hospital | 3rd Floor | 2011-03-08 | Low
No | 027527 | Scales, Patient, Floor | SCAL31MC - Handrail Scale | 110331MC1282 | Befour | Rootstown Primary Care | Akron | Rootstown Campus | Rootstown Medical Center | Ground Floor | 2011-10-03 | Low
No | 027964 | Scales, Patient, Floor | SCAL31MC - Handrail Scale | 110231MC1249 | Befour | SCI - Cardio & Pulm Rehab | Akron | Akron City Campus | 95 Arch | Ground Floor | 2011-03-16 | Low
No | 028042 | Scales, Patient, Floor | SCAL31MC - Handrail Scale | 110931MC1445 | Befour | 7 West - Respiratory Unit | Akron | Akron City Campus | Akron City Hospital | 7th Floor | 2011-09-26 | Low
No | 028165 | Scales, Patient, Floor | SCAL31MC - Handrail Scale | 11131MC1522 | Befour | Clinical Decision Unit (CDU) - ACH | Akron | Akron City Campus | H Tower | Ground Floor | 2011-12-09 | Low
No | 028608 | Scales, Patient, Floor | SCAL31MC - Handrail Scale | 101031MC1092 | Befour | Radiation Therapy - Medina | Barberton | Medina Campus | Medina Medical Center | 1st Floor | 2010-11-02 | Low
No | 028637 | Scales, Patient, Floor | SCAL31MC - Handrail Scale | 101031MC1091 | Befour | Outpatient Oncology - Medina | Barberton | Medina Campus | Medina Medical Center | 1st Floor | 2010-11-05 | Low
No | 038446 | Scales, Patient, Floor | SCAL31MC - Handrail Scale | 100531MC0881 | Befour | Family Practice Center - SB | Barberton | Barberton Campus | Summa Barberton Hospital | 1st Floor | 2010-05-19 | Low
No | 038447 | Scales, Patient, Floor | SCAL31MC - Handrail Scale | 100631MC0924 | Befour | Family Practice Center - SB | Barberton | Barberton Campus | Summa Barberton Hospital | 1st Floor | 2010-06-29 | Low
No | 038584 | Scales, Patient, Floor | SCAL31MC - Handrail Scale | 090131mc0425 | Befour | Sameday Surgery Center - SW | Barberton | Wadsworth Campus | Wadsworth-Rittman Medical Center | 1st Floor | 2009-02-12 | Low
No | 059355 | Scales, Patient, Floor | SCAL31MC - Handrail Scale | 09043MC0515 | Befour | Pelvic Health | Akron | Akron City Campus | 95 Arch | 2nd Floor | 2011-03-16 | Low
No | 063135 | Scales, Patient, Floor | SCAL31MC - Handrail Scale | 091031MC0675 | Befour | 3 North - Epilepsy Monitoring Unit (EMU) | Akron | Akron City Campus | Akron City Hospital | 3rd Floor | 2011-12-16 | Low
No | 021109 | Scales, Patient, Platform, Electronic | 703 | 57030030597A | Seca North America | Women's Health Center | Akron | Akron City Campus | 75 Arch | Basement | 2005-05-26 | Low
No | 023274 | Scales, Patient, Platform, Electronic | 703 | 5703325063072 | Seca North America | Endocrinology | Akron | Chapel Hill Campus | Summa Health Chapel Hill | Ground Floor | 2007-03-01 | Low
No | 031496 | Scales, Patient, Platform, Electronic | 703 | 5703138122968 | Seca North America | Center for Corp Health - Green | Barberton | Green Campus | Green Medical Center | Ground Floor | 2012-08-13 | Low
No | 032509 | Scales, Patient, Platform, Electronic | 703 | 5703039126719 | Seca North America | H2 - Labor and Delivery Unit (L&D) | Akron | Akron City Campus | H Tower | 2nd Floor | 2012-05-23 | Low
No | 033539 | Scales, Patient, Platform, Electronic | 703 | 5703091092039 | Seca North America | Center for Corp Health - NEOMED | Akron | Rootstown Campus | Rootstown Medical Center | Ground Floor | 2015-05-22 | Low
No | 037609 | Scales, Patient, Platform, Electronic | 703 | 5703341099069 | Seca North America | Emergency Department (ED) - SBH | Barberton | Barberton Campus | Summa Barberton Hospital | Ground Floor | 2011-03-15 | Low
No | 037610 | Scales, Patient, Platform, Electronic | 703 | 5703200124067 | Seca North America | Emergency Department (ED) - SBH | Barberton | Barberton Campus | Summa Barberton Hospital | Ground Floor | 2013-02-27 | Low
No | 038321 | Scales, Patient, Platform, Electronic | 703 | 5703319062506 | Seca North America | Center for Corp Health - SB | Barberton | Barberton Campus | Tuscora Park Pavilion | 1st Floor | 2007-09-20 | Low
No | 039657 | Scales, Patient, Platform, Electronic | 703 | 5703111058092 | Seca North America | Nephrology | Barberton | Barberton Campus | Tuscora Park Pavilion | 1st Floor | 2022-01-20 | Low
No | 039669 | Scales, Patient, Platform, Electronic | 703 | 570334109077 | Seca North America | Orthopedics - Barberton | Barberton | Barberton Campus | Tuscora Park Pavilion | Ground Floor | 2022-01-20 | Low
No | 039743 | Scales, Patient, Platform, Electronic | 703 | 5703124090352 | Seca North America | Emergency Department (ED) - SBH | Barberton | Barberton Campus | Summa Barberton Hospital | Ground Floor | 2009-10-16 | Low
No | 059814 | Scales, Patient, Platform, Electronic | 703 | Unknown | Seca North America | NEOCS Cardiology | Akron | Akron City Campus | 95 Arch | 3rd Floor | 2020-12-10 | Low
No | 024466 | Scales, Patient, Platform, Electronic | 750 | E23408-0019 | Detecto Scale | Radiation Therapy - Akron | Akron | Akron City Campus | Cooper Cancer Center |  | 2008-09-02 | Low
No | 036356 | Scales, Patient, Platform, Electronic | 750 | E34609-0198 | Detecto Scale | Internal Medicine Chapel Hill | Akron | Chapel Hill Campus | Summa Health Chapel Hill | Ground Floor | 2016-10-27 | Low
No | 038603 | Scales, Patient, Platform, Electronic | 750 | E27112-0349 | Detecto Scale | 1 East - Medical/Surgical Unit (MSU) - SB | Barberton | Barberton Campus | Summa Barberton Hospital | 1st Floor | 2009-04-01 | Low
No | 038717 | Scales, Patient, Platform, Electronic | 750 | E08207-0201 | Detecto Scale | Radiation Therapy - SB | Barberton | Barberton Campus | Parkview Pavilion | Ground Floor | 2009-04-01 | Low
No | 038758 | Scales, Patient, Platform, Electronic | 750 | E24318-0062 | Detecto Scale | Internal Medicine - Green | Barberton | Green Campus | Green Medical Center | Ground Floor | 2020-07-13 | Low
No | 043530 | Scales, Patient, Platform, Electronic | 750 | E33620-0244 | Detecto Scale | Center for Corporate Health | Akron | Cuyahoga Falls Campus | Cuyahoga Falls Medical Center | Ground Floor | 2021-09-03 | Low
No | 024015 | Scales, Patient, Platform, Electronic | 769 | Needed | Seca North America | Cardiology | Akron | Akron City Campus | 75 Arch | 2nd Floor | 2023-01-02 12:19 | Low
No | 032426 | Scales, Patient, Platform, Electronic | 769 | 5769284 082811 | Seca North America | Sameday Surgery Center | Akron | Akron City Campus | H Tower | 1st Floor | 2014-12-15 | Low
No | 039893 | Scales, Patient, Platform, Electronic | 769 | 5703295083577 | Seca North America | Orthopedics - Barberton | Barberton | Barberton Campus | Summa Barberton Hospital | Ground Floor | 2023-02-12 10:54 | Low
No | 052101 | Scales, Patient, Platform, Electronic | 769 | 5769295083626 | Seca North America | Dermatology - Park West | Barberton | White Pond Campus | White Pond Medical Center | 2nd Floor | 2018-02-12 | Low
No | 059370 | Scales, Patient, Platform, Electronic | 769 | N/A | Seca North America | Infectious Disease | Akron | Akron City Campus | 75 Arch | 1st Floor | 2020-11-18 | Low
No | 021130 | Scales, Patient, Platform, Electronic | 5002 | 5002-10558 | Scale-Tronix | Nuclear Medicine | Akron | Akron City Campus | Akron City Hospital | Ground Floor | 2005-07-28 | Low
No | 021149 | Scales, Patient, Platform, Electronic | 5002 | 5002-10699 | Scale-Tronix | Outpatient Oncology - Akron | Akron | Akron City Campus | Cooper Cancer Center |  | 2005-09-08 | Low
No | 022588 | Scales, Patient, Platform, Electronic | 5002 | 5002-12588 | Scale-Tronix | Internal Medicine | Akron | Akron City Campus | 55 Arch | 1st Floor | 2006-12-13 | Low
No | 023709 | Scales, Patient, Platform, Electronic | 5002 | 12690 | Scale-Tronix | 6 West - Acute Care of the Elderly (ACE) Unit | Akron | Akron City Campus | Akron City Hospital | 6th Floor | 2007-01-22 | Low
No | 024438 | Scales, Patient, Platform, Electronic | 5002 | 5002-21983 | Scale-Tronix | Radiation Therapy - Akron | Akron | Akron City Campus | Cooper Cancer Center |  | 2008-09-16 | Low
No | 024439 | Scales, Patient, Platform, Electronic | 5002 | 5002-21973 | Scale-Tronix | Oncology | Akron | Akron City Campus | Cooper Cancer Center | 1st Floor | 2008-09-16 | Low
No | 033898 | Scales, Patient, Platform, Electronic | 5002 | 5002-26252 | Scale-Tronix | Internal Medicine - White Pond | Barberton | White Pond Campus | White Pond Medical Center | 2nd Floor | 2020-12-17 | Low
No | 034895 | Scales, Patient, Platform, Electronic | 5002 | 107244161370 | Scale-Tronix | 7 East - Oncology Medical Unit | Akron | Akron City Campus | Akron City Hospital | 7th Floor | 2017-01-11 | Low
No | 036395 | Scales, Patient, Platform, Electronic | 5002 | 5002-27516 | Scale-Tronix | Endocrinology | Akron | Chapel Hill Campus | Summa Health Chapel Hill | Ground Floor | 2016-11-14 | Low
No | 038317 | Scales, Patient, Platform, Electronic | 5002 | 50D2-11627 | Scale-Tronix | Emergency Department (ED) - Wadsworth | Barberton | Wadsworth Campus | Wadsworth Emergency Bldg | Ground Floor | 2006-08-30 | Low
No | 058774 | Scales, Patient, Platform, Electronic | 5002 | 5002-32727 | Scale-Tronix | T1 - CTV Intensive Care Unit (CTV-ICU) | Akron | Akron City Campus | Critical Care Tower | 1st Floor | 2020-03-20 | Low
No | 063772 | Scales, Patient, Platform, Electronic | 5002 | U107208240649 | Scale-Tronix | 4 North - Medical Unit | Akron | Akron City Campus | Akron City Hospital | 4th Floor | 2024-03-07 10:21 | Low
No | 063773 | Scales, Patient, Platform, Electronic | 5002 | U10720820660 | Scale-Tronix | 5 East - Observation Unit | Akron | Akron City Campus | Akron City Hospital | 5th Floor | 2024-03-07 10:21 | Low
No | 027735 | Scales, Patient, Platform, Electronic | 5702 | 5702-1028 | Scale-Tronix | Akron Vascular Associate | Akron | Akron City Campus | 95 Arch | 2nd Floor | 2011-11-22 | Low
No | 029160 | Scales, Patient, Platform, Electronic | 5702 | 5702-1063 | Scale-Tronix | Emergency Department (ED) - ACH | Akron | Akron City Campus | Akron City Hospital | Ground Floor | 2012-01-19 | Low
No | 030132 | Scales, Patient, Platform, Electronic | 5702 | 5702-1046 | Scale-Tronix | Emergency Department (ED) - ACH | Akron | Akron City Campus | Akron City Hospital | Ground Floor | 2012-01-25 | Low
No | 037611 | Scales, Patient, Platform, Electronic | 5702 | 5702-1215 | Scale-Tronix | Emergency Department (ED) - SBH | Barberton | Barberton Campus | Summa Barberton Hospital | Ground Floor | 2013-02-27 | Low
No | 001692 | Scales, Patient, Platform, Electronic | 6006 | 6-5459 | Scale-Tronix | Center for Senior Health | Akron | Akron City Campus | 75 Arch | Ground Floor | 1993-01-01 | Low
No | 031062 | Scales, Patient, Platform, Electronic | 6550 | E17708-0060 | Detecto Scale | Summa Rehab Hospital | Akron | Akron City Campus | Summa Rehab Hospital |  | 2008-07-24 | Low
No | 033909 | Scales, Patient, Platform, Electronic | 6735 | Unknown | Detecto Scale | Internal Medicine - White Pond | Barberton | White Pond Campus | White Pond Medical Center | 2nd Floor | 2020-12-17 | Low
No | 034867 | Scales, Patient, Platform, Electronic | 6745 | E26416-0258 | Detecto Scale | Family Medicine Center | Akron | Akron City Campus | 55 Arch | 3rd Floor | 2016-10-14 | Low
No | 034939 | Scales, Patient, Platform, Electronic | 6745 | e11916-0028 | Detecto Scale | Family Medicine Center | Akron | Akron City Campus | 55 Arch | 3rd Floor | 2016-05-18 | Low
No | 038544 | Scales, Patient, Platform, Electronic | 6800 | 9002-460B | Detecto Scale | Physical Therapy - SB | Barberton | Barberton Campus | Summa Barberton Hospital | 1st Floor | 2009-04-01 | Low
No | 039296 | Scales, Patient, Platform, Electronic | 6800 | 0508-36-46 | Detecto Scale | Center for Corp Health - SB | Barberton | Barberton Campus | Tuscora Park Pavilion | 1st Floor | 2021-05-04 | Low
No | 037035 | Scales, Patient, Platform, Electronic | 1100KL - Pro Plus | 1100E121901036 | Health O Meter | Acuity Adaptable Unit (AAU) - SB | Barberton | Barberton Campus | Summa Barberton Hospital | 2nd Floor | 2019-04-01 | Low
No | 038051 | Scales, Patient, Platform, Electronic | 1100KL - Pro Plus | 1100E371901948 | Health O Meter | 4 South - Medical/Surgical Unit (MSU) - SB | Barberton | Barberton Campus | Summa Barberton Hospital | 4th Floor | 2019-10-01 | Low
No | 038607 | Scales, Patient, Platform, Electronic | 1100KL - Pro Plus | 1100E481800726 | Health O Meter | 2 East - Cardiac Progressive Care Unit (PCU) - SB | Barberton | Barberton Campus | Summa Barberton Hospital | 2nd Floor | 2018-12-20 | Low
No | 039350 | Scales, Patient, Platform, Electronic | 1100KL - Pro Plus | 1100E4520 | Health O Meter | 1 East - Medical/Surgical Unit (MSU) - SB | Barberton | Barberton Campus | Summa Barberton Hospital | 1st Floor | 2021-03-25 | Low
No | 043271 | Scales, Patient, Platform, Electronic | 1100KL - Pro Plus | 1100E421800568 | Health O Meter | Orthopedics - White Pond | Barberton | White Pond Campus | White Pond Medical Center | 3rd Floor | 2023-02-28 13:43 | Low
No | 043786 | Scales, Patient, Platform, Electronic | 1100KL - Pro Plus | 1100E501800762 | Health O Meter | IMG Health Ctr - Western Reserve | Akron | Hudson Campus | Hudson Medical Center | 3rd Floor | 2021-06-29 | Low
No | 056249 | Scales, Patient, Platform, Electronic | 1100KL - Pro Plus | 1100E471800717 | Health O Meter | Green Urgent Care | Barberton | Green Campus | Green Urgent Care | Ground Floor | 2019-04-25 | Low
No | 059122 | Scales, Patient, Platform, Electronic | 1100KL - Pro Plus | 1100L01805 | Health O Meter | Breast Center | Akron | Akron City Campus | H Tower | Ground Floor | 2020-07-13 | Low
No | 061753 | Scales, Patient, Platform, Electronic | 1100KL - Pro Plus | 1100E4820 | Health O Meter | Orthopedics - White Pond | Barberton | White Pond Campus | White Pond Medical Center | 3rd Floor | 2022-04-28 | Low
No | 063716 | Scales, Patient, Platform, Electronic | 1100KL - Pro Plus | 1100L 02034 | Health O Meter | Pulmonary | Akron | Akron City Campus | 75 Arch | 5th Floor | 2024-01-17 12:02 | Low
No | 043781 | Scales, Patient, Platform, Electronic | 1584 - Infant Scale | Unknown | Tanita | Medina Primary Care | Barberton | Medina Campus | Medina Medical Center | 3rd Floor | 2021-06-25 | Low
No | 028947 | Scales, Patient, Platform, Electronic | 2101KL Pro Plus | 1100800793 | Health O Meter | Urgent Care - Fairlawn | Akron | Fairlawn Campus | Fairlawn Urgent Care | Ground Floor | 2011-10-19 | Low
No | 035449 | Scales, Patient, Platform, Electronic | 2101KL Pro Plus | 2101L01114 | Health O Meter | 4 West - CPI Progressive Care Unit (CPI-PCU) | Akron | Akron City Campus | Akron City Hospital | 4th Floor | 2016-08-15 | Low
No | 038345 | Scales, Patient, Platform, Electronic | 2101KL Pro Plus | 2101E431900393 | Health O Meter | NEOCS Cardiology - SBH | Barberton | Barberton Campus | Summa Barberton Hospital | 1st Floor | 2020-01-30 | Low
No | 038809 | Scales, Patient, Platform, Electronic | 2101KL Pro Plus | 2101E511900627 | Health O Meter | SHMG Plastic Wadsworth | Barberton | Wadsworth Campus | Wadsworth-Rittman Medical Center | Physician Suites 2nd Floor | 2020-10-16 | Low
No | 039513 | Scales, Patient, Platform, Electronic | 2101KL Pro Plus | 2101E0521 | Health O Meter | Neurology Outpatient - SB | Barberton | Barberton Campus | Tuscora Park Pavilion | 1st Floor | 2021-07-26 | Low
No | 056601 | Scales, Patient, Platform, Electronic | 2101KL Pro Plus | 2101E1111900170 | Health O Meter | H6 - Surgical Progressive Care Unit (PCU) | Akron | Akron City Campus | H Tower | 6th Floor | 2019-05-22 | Low
No | 057650 | Scales, Patient, Platform, Electronic | 2101KL Pro Plus | 2101E111900154 | Health O Meter | H5 - Medical/Surgical Unit (MSU) | Akron | Akron City Campus | H Tower | 5th Floor | 2019-05-30 | Low
No | 058169 | Scales, Patient, Platform, Electronic | 2101KL Pro Plus | 2101E281900241 | Health O Meter | Tallmadge Family Medicine | Akron | Tallmadge Campus | Tallmadge Medical Center | 2nd Floor | 2019-09-24 | Low
No | 061869 | Scales, Patient, Platform, Electronic | 2101KL Pro Plus | 2101E162100894 | Health O Meter | New Seasons | Barberton | Non-Campus Sites - SBH | Equity Center | Ground Floor | 2022-04-22 | Low
No | 062436 | Scales, Patient, Platform, Electronic | 2101KL Pro Plus | 2101E1982000617 | Health O Meter | Rheumatology | Akron | Chapel Hill Campus | Summa Health Chapel Hill | Ground Floor | 2022-10-26 | Low
No | 062970 | Scales, Patient, Platform, Electronic | 2101KL Pro Plus | 2101E291900312 | Health O Meter | Employee Health Center | Akron | Akron City Campus | Akron City Hospital | Basement | 2023-07-26 08:26 | Low
No | 064169 | Scales, Patient, Platform, Electronic | 2101KL Pro Plus | 2101E292401692 | Health O Meter | 5 West - Cardiac Progressive Care Unit (PCU) | Akron | Akron City Campus | Akron City Hospital | 5th Floor | 2024-10-03 10:52 | Low
No | 064170 | Scales, Patient, Platform, Electronic | 2101KL Pro Plus | 2101E292401683 | Health O Meter | 5 West - Cardiac Progressive Care Unit (PCU) | Akron | Akron City Campus | Akron City Hospital | 5th Floor | 2024-10-03 10:52 | Low
No | 070299 | Scales, Patient, Platform, Electronic | 2101KL Pro Plus | 210E0521 | Health O Meter | Pulmonary - Portage Lakes | Barberton | Portage Lakes Campus | Summa Health Portage Lakes Medical Center | Ground Floor | 2023-10-13 | Low
No | 070306 | Scales, Patient, Platform, Electronic | 2101KL Pro Plus | 2101E27220147 | Health O Meter | Wadsworth Family Practice | Barberton | Wadsworth Campus | Wadsworth-Rittman Medical Center | 4th Floor | 2020-10-16 | Low
No | 063102 | Scales, Patient, Platform, Electronic | 2600KL | 2600E352102839 | Health O Meter | GYN Oncology | Akron | Akron City Campus | Cooper Cancer Center | 2nd Floor | 2023-04-06 06:22 | Low
No | 070811 | Scales, Patient, Platform, Electronic | 2600KL | 2600E112404639 | Health O Meter | Orthopedics - Green | Barberton | Green Campus | 1790 Graybill Road | 1st Floor | 2025-01-24 14:05 | Low
No | 070955 | Scales, Patient, Platform, Electronic | 2600KL | 2600E112404638 | Health O Meter | Rheumatology - Green | Barberton | Green Campus | 1790 Graybill Road | 1st Floor | 2025-01-24 14:05 | Low
No | 039679 | Scales, Patient, Platform, Electronic | 4040 - Pelouze Digital Scale Model 4040 | 34602 | Health O Meter | Rehab Services OP - Green | Barberton | Green Campus | Green Family YMCA | Ground Floor | 2022-02-04 | Low
No | 058927 | Scales, Patient, Platform, Electronic | 553KL | 5530026106 | Health O Meter | Urgent Care - Fairlawn | Akron | Fairlawn Campus | Fairlawn Urgent Care | Ground Floor | 2020-04-15 | Low
No | 070308 | Scales, Patient, Platform, Electronic | 553KL | 5530004082 | Health O Meter | Wadsworth Family Practice | Barberton | Wadsworth Campus | Founder's Hall | 3rd Floor | 2020-04-15 | Low
No | 038316 | Scales, Patient, Platform, Electronic | 56350 - Infant | 1406 | Olympic Medical | Emergency Department (ED) - Wadsworth | Barberton | Wadsworth Campus | Wadsworth Emergency Bldg | Ground Floor | 2006-05-01 | Low
No | 025940 | Scales, Patient, Platform, Electronic | 597KL | 597T001414 | Health O Meter | Lactation Center | Akron | Akron City Campus | 75 Arch | Basement | 2010-02-17 | Low
No | 030685 | Scales, Patient, Platform, Electronic | 597KL | 112011363836 | Health O Meter | Addiction Med IOP - Akron | Akron | Akron City Campus | Juve Family BH Pavillion | 2nd Floor | 2013-11-18 | Low
No | 058200 | Scales, Patient, Platform, Electronic | 597KL | 597T001036 | Health O Meter | Barberton OB/GYN | Barberton | Barberton Campus | Tuscora Park Pavilion | Ground Floor | 2019-10-16 | Low
No | 060190 | Scales, Patient, Platform, Electronic | 597KL | 597T003640 | Health O Meter | SHMG OB/GYN - Park West | Barberton | White Pond Campus | Akron OBGYN | 2nd Floor | 2021-03-05 | Low
No | 060191 | Scales, Patient, Platform, Electronic | 597KL | 597T003882 | Health O Meter | SHMG OB/GYN - Park West | Barberton | White Pond Campus | Akron OBGYN | 2nd Floor | 2021-03-05 | Low
No | 061855 | Scales, Patient, Platform, Electronic | 664 - Wheelchair Scale | Unknown | Seca North America | New Seasons | Barberton | Non-Campus Sites - SBH | Equity Center | Ground Floor | 2023-05-04 12:16 | Low
No | 039970 | Scales, Patient, Platform, Electronic | 6857DHR | E27419-0130 | Detecto Scale | Orthopedics - Barberton | Barberton | Barberton Campus | Summa Barberton Hospital | Ground Floor | 2023-01-27 11:36 | Low
No | 002935 | Scales, Patient, Platform, Electronic | 727 - Scale, Electronic, Infant | 930119 | Seca North America | Virtual Care Simulation Lab | Akron | Akron City Campus | Akron City Hospital | 1st Floor | 1994-10-10 | Low
No | 012507 | Scales, Patient, Platform, Electronic | 758C | E19101-0076 | Detecto Scale | Center for Corp Health - SW | Barberton | Wadsworth Campus | Wadsworth-Rittman Medical Center | 1st Floor | 2001-08-28 | Low
No | 021179 | Scales, Patient, Platform, Electronic | 758C | E33903-0042 | Detecto Scale | Pelvic Health | Akron | Akron City Campus | 95 Arch | 2nd Floor | 2005-11-01 | Low
No | 021565 | Scales, Patient, Platform, Electronic | 758C | E10306-0138 | Detecto Scale | Family Medicine Center | Akron | Akron City Campus | 55 Arch | 3rd Floor | 2006-04-24 | Low
No | 021566 | Scales, Patient, Platform, Electronic | 758C | E10306-0139 | Detecto Scale | Family Medicine Center | Akron | Akron City Campus | 55 Arch | 3rd Floor | 2006-04-24 | Low
No | 038399 | Scales, Patient, Platform, Electronic | 758C | E25601-0056 | Detecto Scale | Sameday Surgery Center - SB | Barberton | Barberton Campus | Summa Barberton Hospital | 2nd Floor | 2009-04-01 | Low
No | 038718 | Scales, Patient, Platform, Electronic | 758C | E08907-0340 | Detecto Scale | Oncology | Barberton | Barberton Campus | Parkview Pavilion | Ground Floor | 2009-04-01 | Low
No | 038448 | Scales, Patient, Platform, Electronic | 7830 - Pediatric Scale | 508346-002 | Clinton Industries, Inc. | Family Practice Center - SB | Barberton | Barberton Campus | Summa Barberton Hospital | 1st Floor | 2012-12-04 | Low
No | 038449 | Scales, Patient, Platform, Electronic | 7830 - Pediatric Scale | 508346-001 | Clinton Industries, Inc. | Family Practice Center - SB | Barberton | Barberton Campus | Summa Barberton Hospital | 1st Floor | 2012-12-04 | Low
No | 025803 | Scales, Patient, Platform, Electronic | 813 - Robusta | 813269081383 | Seca North America | Center for Senior Health | Akron | Akron City Campus | 75 Arch | Ground Floor | 2009-04-13 | Low
No | 027969 | Scales, Patient, Platform, Electronic | 813 - Robusta | 813023100851 | Seca North America | Center for Senior Health | Akron | Akron City Campus | 75 Arch | Ground Floor | 2011-03-14 | Low
No | 062371 | Scales, Patient, Platform, Electronic | 813 - Robusta | 8813069221399 | Seca North America | Center for Senior Health | Akron | Akron City Campus | 75 Arch | Ground Floor | 2011-03-14 | Low
No | 064192 | Scales, Patient, Platform, Electronic | 813 - Robusta | 8813030240208 | Seca North America | Center for Senior Health | Akron | Akron City Campus | 75 Arch | Ground Floor | 2024-09-17 | Low
No | 064819 | Scales, Patient, Platform, Electronic | 813 - Robusta | 8813150241585 | Seca North America | Center for Senior Health | Akron | Akron City Campus | 75 Arch | Ground Floor | 2025-01-27 14:26 | Low
No | 065040 | Scales, Patient, Platform, Electronic | 813 - Robusta | 8813200241178 | Seca North America | Center for Senior Health | Akron | Akron City Campus | 75 Arch | Ground Floor | 2025-04-23 07:43 | Low
No | 033999 | Scales, Patient, Platform, Electronic | 843 - Digital Floor Scale | 8813020130732 | Seca North America | Neurology Outpatient - Portage Lakes | Barberton | Portage Lakes Campus | Summa Health Portage Lakes Medical Center | Ground Floor | 2021-06-23 | Low
No | 043766 | Scales, Patient, Platform, Electronic | 843 - Digital Floor Scale | Unknown | Seca North America | Medina Primary Care | Barberton | Medina Campus | Medina Medical Center | 3rd Floor | 2021-06-28 | Low
No | 038423 | Scales, Patient, Platform, Electronic | 954 - Chair Scale | 5954169093189 | Seca North America | 4 South - Medical/Surgical Unit (MSU) - SB | Barberton | Barberton Campus | Summa Barberton Hospital | 4th Floor | 2009-10-16 | Low
No | 038424 | Scales, Patient, Platform, Electronic | 954 - Chair Scale | 5954210102904 | Seca North America | 4 South - Medical/Surgical Unit (MSU) - SB | Barberton | Barberton Campus | Summa Barberton Hospital | 4th Floor | 2010-12-08 | Low
No | 038608 | Scales, Patient, Platform, Electronic | 954 - Chair Scale | 5954303084461 | Seca North America | 2 East - Cardiac Progressive Care Unit (PCU) - SB | Barberton | Barberton Campus | Summa Barberton Hospital | 2nd Floor | 2009-04-01 | Low
No | 031862 | Scales, Patient, Platform, Electronic | BD-585 - Pediatric Scale | Unknown | Tanita | H4 - Mother/Baby Unit | Akron | Akron City Campus | H Tower | 4th Floor | 2015-05-22 | Low
No | 031863 | Scales, Patient, Platform, Electronic | BD-585 - Pediatric Scale | Unknown | Tanita | H2 - Labor and Delivery Unit (L&D) | Akron | Akron City Campus | H Tower | 2nd Floor | 2015-05-22 | Low
No | 031920 | Scales, Patient, Platform, Electronic | BD-585 - Pediatric Scale | Unknown | Tanita | H2 - Labor and Delivery Unit (L&D) | Akron | Akron City Campus | H Tower | 2nd Floor | 2015-08-17 | Low
No | 031921 | Scales, Patient, Platform, Electronic | BD-585 - Pediatric Scale | Unknown | Tanita | H2 - Labor and Delivery Unit (L&D) | Akron | Akron City Campus | H Tower | 2nd Floor | 2015-08-17 | Low
No | 031922 | Scales, Patient, Platform, Electronic | BD-585 - Pediatric Scale | Unknown | Tanita | H2 - Labor and Delivery Unit (L&D) | Akron | Akron City Campus | H Tower | 2nd Floor | 2015-08-17 | Low
No | 031923 | Scales, Patient, Platform, Electronic | BD-585 - Pediatric Scale | Unknown | Tanita | H2 - Labor and Delivery Unit (L&D) | Akron | Akron City Campus | H Tower | 2nd Floor | 2015-08-17 | Low
No | 031924 | Scales, Patient, Platform, Electronic | BD-585 - Pediatric Scale | Unknown | Tanita | H2 - Labor and Delivery Unit (L&D) | Akron | Akron City Campus | H Tower | 2nd Floor | 2015-08-17 | Low
No | 031925 | Scales, Patient, Platform, Electronic | BD-585 - Pediatric Scale | Unknown | Tanita | H2 - Labor and Delivery Unit (L&D) | Akron | Akron City Campus | H Tower | 2nd Floor | 2015-08-17 | Low
No | 031926 | Scales, Patient, Platform, Electronic | BD-585 - Pediatric Scale | Unknown | Tanita | H2 - Perinatal Unit | Akron | Akron City Campus | H Tower | 2nd Floor | 2015-08-17 | Low
No | 031927 | Scales, Patient, Platform, Electronic | BD-585 - Pediatric Scale | Unknown | Tanita | H2 - Labor and Delivery Unit (L&D) | Akron | Akron City Campus | H Tower | 2nd Floor | 2015-08-17 | Low
No | 031928 | Scales, Patient, Platform, Electronic | BD-585 - Pediatric Scale | Unknown | Tanita | H2 - Labor and Delivery Unit (L&D) | Akron | Akron City Campus | H Tower | 2nd Floor | 2015-08-17 | Low
No | 031929 | Scales, Patient, Platform, Electronic | BD-585 - Pediatric Scale | Unknown | Tanita | H2 - Labor and Delivery Unit (L&D) | Akron | Akron City Campus | H Tower | 2nd Floor | 2015-08-17 | Low
No | 038453 | Scales, Patient, Platform, Electronic | BD-585 - Pediatric Scale | None | Tanita | H4 - Mother/Baby Unit | Akron | Akron City Campus | H Tower | 4th Floor | 2016-01-15 | Low
No | 055492 | Scales, Patient, Platform, Electronic | BD-585 - Pediatric Scale | Unknown | Tanita | H2 - Labor and Delivery Unit (L&D) | Akron | Akron City Campus | H Tower | 2nd Floor | 2018-08-23 | Low
No | 055493 | Scales, Patient, Platform, Electronic | BD-585 - Pediatric Scale | Unknown | Tanita | H2 - Labor and Delivery Unit (L&D) | Akron | Akron City Campus | H Tower | 2nd Floor | 2018-08-23 | Low
No | 055494 | Scales, Patient, Platform, Electronic | BD-585 - Pediatric Scale | Unknown | Tanita | H2 - Labor and Delivery Unit (L&D) | Akron | Akron City Campus | H Tower | 2nd Floor | 2018-08-23 | Low
No | 055495 | Scales, Patient, Platform, Electronic | BD-585 - Pediatric Scale | Unknown | Tanita | H2 - Labor and Delivery Unit (L&D) | Akron | Akron City Campus | H Tower | 2nd Floor | 2018-08-23 | Low
No | 027443 | Scales, Patient, Platform, Electronic | BW II - Babyweigh Ii Infant Scale | 73436 | Medela | Lactation Center | Akron | Akron City Campus | Akron City Hospital | Basement | 2010-10-05 | Low
No | 039800 | Scales, Patient, Platform, Electronic | H150-10-5 - 150-10-5 Digital Physician Scale Eye-Level | 110221C233728 | Rice Lake Weighing Systems | Emergency Department (ED) - Green | Barberton | Green Campus | Green Medical Center | Ground Floor | 2022-06-20 | Low
No | 043891 | Scales, Patient, Platform, Electronic | H150-10-5 - 150-10-5 Digital Physician Scale Eye-Level | 112619C198959 | Rice Lake Weighing Systems | Rittman Family Practice, Inc. | Barberton | Wadsworth Campus | Rittman Family Medicine | Ground Floor | 2021-11-15 | Low
No | 043892 | Scales, Patient, Platform, Electronic | H150-10-5 - 150-10-5 Digital Physician Scale Eye-Level | 112619C198830 | Rice Lake Weighing Systems | Rittman Family Practice, Inc. | Barberton | Wadsworth Campus | Rittman Family Medicine | Ground Floor | 2021-11-15 | Low
No | 059809 | Scales, Patient, Platform, Electronic | H150-10-5 - 150-10-5 Digital Physician Scale Eye-Level | 032619C186634 | Rice Lake Weighing Systems | NEOCS Cardiology | Akron | Akron City Campus | 95 Arch | 3rd Floor | 2020-12-10 | Low
No | 059818 | Scales, Patient, Platform, Electronic | H150-10-5 - 150-10-5 Digital Physician Scale Eye-Level | 110113C111641 | Rice Lake Weighing Systems | NEOCS Cardiology | Akron | Akron City Campus | 95 Arch | 3rd Floor | 2020-12-10 | Low
No | 059825 | Scales, Patient, Platform, Electronic | H150-10-5 - 150-10-5 Digital Physician Scale Eye-Level | 110113C111616 | Rice Lake Weighing Systems | NEOCS Cardiology | Akron | Akron City Campus | 95 Arch | 3rd Floor | 2020-12-24 | Low
No | 061615 | Scales, Patient, Platform, Electronic | H150-10-5 - 150-10-5 Digital Physician Scale Eye-Level | 11612363914 | Rice Lake Weighing Systems | Rootstown Primary Care | Akron | Rootstown Campus | Rootstown Medical Center | Ground Floor | 2022-03-28 | Low
No | 023649 | Scales, Patient, Platform, Electronic | H350-10-2 - Single-Ramp Wheelchair Scale | Unknown | Rice Lake Weighing Systems | Urology - Stow | Akron | Stow-Kent Campus | Stow-Kent Medical Center | 2nd Floor | 2021-07-22 | Low
No | 056727 | Scales, Patient, Platform, Electronic | H350-10-2 - Single-Ramp Wheelchair Scale | 002010343265 | Rice Lake Weighing Systems | Internal Medicine - ACH | Akron | Akron City Campus | 75 Arch | 4th Floor | 2019-04-04 | Low
No | 023607 | Scales, Patient, Platform, Electronic | H350-10-3 | 010319C185525 | Rice Lake Weighing Systems | Medina Primary Care | Barberton | Medina Campus | Medina Medical Center | 3rd Floor | 2021-01-19 | Low
No | 023643 | Scales, Patient, Platform, Electronic | H350-10-3 | 121219C205197 | Rice Lake Weighing Systems | Tallmadge Urgent Care | Akron | Tallmadge Campus | Tallmadge Medical Center | 1st Floor | 2021-06-07 | Low
No | 023658 | Scales, Patient, Platform, Electronic | H350-10-3 | 010620C206480 | Rice Lake Weighing Systems | Family Practice - AES | Akron | Non-Campus Sites | AES Family Medicine | 2nd Floor | 2021-03-31 | Low
No | 026953 | Scales, Patient, Platform, Electronic | H350-10-3 | 041919C190822 | Rice Lake Weighing Systems | NEOCS Cardiology - Rootstown | Akron | Rootstown Campus | Rootstown Medical Center | Ground Floor | 2021-09-24 | Low
No | 026963 | Scales, Patient, Platform, Electronic | H350-10-3 | 041919C190812 | Rice Lake Weighing Systems | NEOCS Cardiology - Rootstown | Akron | Rootstown Campus | Rootstown Medical Center | Ground Floor | 2021-09-24 | Low
No | 026966 | Scales, Patient, Platform, Electronic | H350-10-3 | 042519C190865 | Rice Lake Weighing Systems | NEOCS Cardiology | Akron | Rootstown Campus | Rootstown Medical Center | Ground Floor | 2021-09-24 | Low
No | 033128 | Scales, Patient, Platform, Electronic | H350-10-3 | 060914C115938 | Rice Lake Weighing Systems | Bariatric Care - ACH | Akron | Akron City Campus | 95 Arch | 2nd Floor | 2014-08-27 | Low
No | 035309 | Scales, Patient, Platform, Electronic | H350-10-3 | 062414C116493 | Rice Lake Weighing Systems | Bariatric Care - ACH | Akron | Akron City Campus | 95 Arch | 1st Floor | 2015-12-02 | Low
No | 037560 | Scales, Patient, Platform, Electronic | H350-10-3 | 090214C117118 | Rice Lake Weighing Systems | Bariatric Care - Wadsworth | Barberton | Wadsworth Campus | Founder's Hall | Ground Floor | 2015-02-17 | Low
No | 038398 | Scales, Patient, Platform, Electronic | H350-10-3 | 121217C168225 | Rice Lake Weighing Systems | Sameday Surgery Center - SB | Barberton | Barberton Campus | Summa Barberton Hospital | 2nd Floor | 2019-03-06 | Low
No | 039926 | Scales, Patient, Platform, Electronic | H350-10-3 | 012022C248389 | Rice Lake Weighing Systems | Internal Medicine - Barberton | Barberton | Barberton Campus | Summa Barberton Hospital | 1st Floor | 2022-10-27 | Low
No | 043602 | Scales, Patient, Platform, Electronic | H350-10-3 | Unknown | Rice Lake Weighing Systems | NEOCS Cardiology - Stow | Akron | Stow-Kent Campus | Stow-Kent Medical Center | 2nd Floor | 2021-07-19 | Low
No | 043639 | Scales, Patient, Platform, Electronic | H350-10-3 | 121420C219662 | Rice Lake Weighing Systems | SCI-CV Testing Center - Stow | Akron | Stow-Kent Campus | Stow-Kent Medical Center | 1st Floor | 2021-07-19 | Low
No | 043640 | Scales, Patient, Platform, Electronic | H350-10-3 | 121420C219697 | Rice Lake Weighing Systems | Stow/Kent Urgent Care | Akron | Stow-Kent Campus | Stow-Kent Medical Center | 1st Floor | 2021-07-19 | Low
No | 043949 | Scales, Patient, Platform, Electronic | H350-10-3 | 041919C190819 | Rice Lake Weighing Systems | Multi Spec Ctr - Lake Medina Ste 250 | Barberton | Medina Campus | Medina Medical Center | 2nd Floor | 2022-02-17 | Low
No | 056440 | Scales, Patient, Platform, Electronic | H350-10-3 | 010319C185515 | Rice Lake Weighing Systems | Internal Medicine Chapel Hill | Akron | Chapel Hill Campus | Summa Health Chapel Hill | Ground Floor | 2019-11-07 | Low
No | 056798 | Scales, Patient, Platform, Electronic | H350-10-3 | 052318C174158 | Rice Lake Weighing Systems | Preadmission Testing | Akron | Akron City Campus | H Tower | Ground Floor | 2019-05-22 | Low
No | 058153 | Scales, Patient, Platform, Electronic | H350-10-3 | 1100818C182541 | Rice Lake Weighing Systems | Tallmadge Family Medicine | Akron | Tallmadge Campus | Tallmadge Medical Center | 2nd Floor | 2019-09-24 | Low
No | 059250 | Scales, Patient, Platform, Electronic | H350-10-3 | 010620C206434 | Rice Lake Weighing Systems | SAMS Clinic | Akron | Akron City Campus | 95 Arch | 1st Floor | 2020-10-07 | Low
No | 060152 | Scales, Patient, Platform, Electronic | H350-10-3 | 010620C206458 | Rice Lake Weighing Systems | Internal Medicine - ACH | Akron | Akron City Campus | 75 Arch | 4th Floor | 2021-03-05 | Low
No | 060925 | Scales, Patient, Platform, Electronic | H350-10-3 | 122519C205687 | Rice Lake Weighing Systems | Colon/Rectal Surgeons | Akron | Akron City Campus | 95 Arch | 1st Floor | 2021-10-22 | Low
No | 061067 | Scales, Patient, Platform, Electronic | H350-10-3 | 122519C205662 | Rice Lake Weighing Systems | Colon/Rectal Surgeons | Akron | Akron City Campus | 95 Arch | 1st Floor | 2021-10-25 | Low
No | 061606 | Scales, Patient, Platform, Electronic | H350-10-3 | 1719 | Rice Lake Weighing Systems | Urgent Care - Fairlawn | Akron | Fairlawn Campus | Fairlawn Urgent Care | Ground Floor | 2022-03-24 | Low
No | 061736 | Scales, Patient, Platform, Electronic | H350-10-3 | 120715C135573 | Rice Lake Weighing Systems | Orthopedics - White Pond | Barberton | White Pond Campus | White Pond Medical Center | 3rd Floor | 2022-04-13 | Low
No | 062216 | Scales, Patient, Platform, Electronic | H350-10-3 | 110818C182553 | Rice Lake Weighing Systems | Cuyahoga Falls Primary Care | Akron | Cuyahoga Falls Campus | Cuyahoga Falls Primary Care | Ground Floor | 2022-07-28 | Low
No | 062259 | Scales, Patient, Platform, Electronic | H350-10-3 | 071119C191019 | Rice Lake Weighing Systems | Rootstown Urgent Care | Akron | Rootstown Campus | Rootstown Medical Center | Ground Floor | 2021-09-24 | Low
No | 062528 | Scales, Patient, Platform, Electronic | H350-10-3 | 070121C230215 | Rice Lake Weighing Systems | Neurology Outpatient | Akron | Akron City Campus | 75 Arch | 2nd Floor | 2022-11-11 | Low
No | 062872 | Scales, Patient, Platform, Electronic | H350-10-3 | 041919C190855 | Rice Lake Weighing Systems | Rehab Services OP - Spine Inst | Akron | Fairlawn Campus | Spine and Neuroscience Center | Ground Floor | 2023-03-24 08:58 | Low
No | 063093 | Scales, Patient, Platform, Electronic | H350-10-3 | 010620C206440 | Rice Lake Weighing Systems | SHMG BH Rootstown | Akron | Rootstown Campus | Rootstown Medical Center | Ground Floor | 2023-04-04 06:19 | Low
No | 063232 | Scales, Patient, Platform, Electronic | H350-10-3 | 051822C256171 | Rice Lake Weighing Systems | SHMG Plastic - AES | Akron | Non-Campus Sites | AES Family Medicine | 1st Floor | 2023-07-13 14:57 | Low
No | 063717 | Scales, Patient, Platform, Electronic | H350-10-3 | Unknown | Rice Lake Weighing Systems | Pulmonary | Akron | Akron City Campus | 75 Arch | 5th Floor | 2024-01-17 11:59 | Low
No | 065053 | Scales, Patient, Platform, Electronic | H350-10-3 | 022123C269977 | Rice Lake Weighing Systems | Pride Clinic | Akron | Chapel Hill Campus | Summa Health Chapel Hill | Ground Floor | 2025-02-28 08:25 | Low
No | 070081 | Scales, Patient, Platform, Electronic | H350-10-3 | 111422C263942 | Rice Lake Weighing Systems | Endocrinology - Green | Barberton | Green Campus | 1790 Graybill Road | 2nd Floor | 2023-07-28 08:53 | Low
No | 070210 | Scales, Patient, Platform, Electronic | H350-10-3 | 070121C230186 | Rice Lake Weighing Systems | Sleep Medicine | Barberton | White Pond Campus | White Pond Medical Center | 3rd Floor | 2023-07-28 08:53 | Low
No | 043611 | Scales, Patient, Platform, Electronic | HDL900 | Unknown | Health O Meter | SHMG BH Stow/Kent | Akron | Stow-Kent Campus | Stow-Kent Medical Center | 1st Floor | 2021-07-22 | Low
No | 033258 | Scales, Patient, Platform, Electronic | MDR1000HR | HRS10100013 | Medline Industries | ENT | Akron | Akron City Campus | 55 Arch | 2nd Floor | 2016-03-11 | Low
No | 038384 | Scales, Patient, Platform, Electronic | MDR1000HR | HRS10100012 | Medline Industries | Sameday Surgery Center - SB | Barberton | Barberton Campus | Summa Barberton Hospital | 2nd Floor | 2014-03-12 | Low
No | 058508 | Scales, Patient, Platform, Electronic | MDR1000HR | HRS101 00405 | Medline Industries | SCI - Noninvasive Cardio Service | Barberton | White Pond Campus | White Pond Medical Center | 3rd Floor | 2019-11-19 | Low
No | 061737 | Scales, Patient, Platform, Electronic | MDR1000HR | HRS10100392 | Medline Industries | Orthopedics - White Pond | Barberton | White Pond Campus | White Pond Medical Center | 3rd Floor | 2022-04-13 | Low
No | 062037 | Scales, Patient, Platform, Electronic | MDR1000HR | HRS10100007 | Medline Industries | ENT | Akron | Akron City Campus | 55 Arch | 2nd Floor | 2022-06-20 | Low
No | 063888 | Scales, Patient, Platform, Electronic | MDR1000HR | HRS10100404 | Medline Industries | NEOCS Cardiology - White Pond | Barberton | White Pond Campus | White Pond Medical Center | 3rd Floor | 2024-06-04 15:51 | Low
No | 024100 | Scales, Patient, Platform, Electronic | MDR500PHY - Digital Scale | Unknown | Medline Industries | Internal Medicine - Green | Barberton | Green Campus | Green Medical Center | Ground Floor | 2020-11-16 | Low
No | 034208 | Scales, Patient, Platform, Electronic | MDR500PHY - Digital Scale | DBS10000020 | Medline Industries | Internal Medicine - White Pond | Barberton | White Pond Campus | White Pond Medical Center | 2nd Floor | 2014-05-09 | Low
No | 038716 | Scales, Patient, Platform, Electronic | MDR500PHY - Digital Scale | DBS10000069 | Medline Industries | Radiation Therapy - SB | Barberton | Barberton Campus | Parkview Pavilion | Ground Floor | 2020-03-24 | Low
No | 020168 | Scales, Patient, Platform, Electronic | MEDI-CHOICE - Scale,Electronic Floor | 5700068054778 | Owens & Minor | IMG Summa Health Ctr - White Pond | Barberton | White Pond Campus | White Pond Medical Center | 1st Floor | 2005-11-07 | Low
No | 030973 | Scales, Patient, Platform, Electronic | MEDI-CHOICE - Scale,Electronic Floor | CAP500LBS | Owens & Minor | Center for Corp Health - NEOMED | Akron | Rootstown Campus | Rootstown Medical Center | Ground Floor | 2013-06-03 | Low
No | 061870 | Scales, Patient, Platform, Electronic | RL-350-5 - Healthweigh, Bariatric Wheelchair | C66772 | Rice Lake Weighing Systems | Bariatric Care - Green | Barberton | Green Campus | 7034 Braucher St | Ground Floor | 2023-03-24 14:23 | Low
No | 063799 | Scales, Patient, Platform, Electronic | RL-350-5 - Healthweigh, Bariatric Wheelchair | 052417C156812 | Rice Lake Weighing Systems | IMG Health Ctr - Western Reserve | Akron | Hudson Campus | Hudson Medical Center |  | 2024-04-05 15:04 | Low
No | 063887 | Scales, Patient, Platform, Electronic | RL-350-5 - Healthweigh, Bariatric Wheelchair | 072915C128354 | Rice Lake Weighing Systems | NEOCS Cardiology - White Pond | Barberton | White Pond Campus | White Pond Medical Center | 3rd Floor | 2024-06-04 15:49 | Low
No | 024095 | Scales, Patient, Platform, Electronic | RL-DBS | 15071200194 | Rice Lake Weighing Systems | Internal Medicine - Green | Barberton | Green Campus | Green Medical Center | Ground Floor | 2020-10-01 | Low
No | 061613 | Scales, Patient, Platform, Electronic | RL-DBS | 15061300277 | Rice Lake Weighing Systems | Rootstown Primary Care | Akron | Rootstown Campus | Rootstown Medical Center | Ground Floor | 2022-03-28 | Low
No | 062247 | Scales, Patient, Platform, Electronic | RL-DBS | 31051300187 | Rice Lake Weighing Systems | Cuyahoga Falls Primary Care | Akron | Cuyahoga Falls Campus | Cuyahoga Falls Primary Care | Ground Floor | 2022-09-12 | Low
No | 053291 | Scales, Patient, Platform, Electronic | VS-2200 - Vs-2200 Platform Scale | NJDHS116238-059 | A and A Scales | Emergency Department (ED) - ACH | Akron | Akron City Campus | Akron City Hospital | Ground Floor | 2017-04-18 | Low
No | 034008 | Scales, Patient, Platform, Mechanical | 439 | E27910-0086 | Detecto Scale | IMG Medina Imaging | Barberton | Medina Campus | Medina Medical Center | 1st Floor | 2013-11-26 | Low
No | 006618 | Scales, Patient, Platform, Mechanical | 448 | Unknown | Detecto Scale | Rehab Services OP - Green | Barberton | Green Campus | Green Family YMCA | Ground Floor | 2000-06-13 | Low
No | 038421 | Scales, Patient, Platform, Mechanical | 448 | E02420-0156 | Detecto Scale | Pulmonary Function Testing - SB | Barberton | Barberton Campus | Summa Barberton Hospital | Ground Floor | 2020-01-31 | Low
No | 039891 | Scales, Patient, Platform, Mechanical | 448 | Unknown | Detecto Scale | Rehab Services OP - SB | Barberton | Barberton Campus | Anna Dean Professional Park | Ground Floor | 2022-12-26 15:08 | Low
No | 052100 | Scales, Patient, Platform, Mechanical | 448 | Unknown | Detecto Scale | Dermatology - Park West | Barberton | White Pond Campus | White Pond Medical Center | 2nd Floor | 2018-02-12 | Low
No | 058593 | Scales, Patient, Platform, Mechanical | 448 | E02420-0160 | Detecto Scale | Pulmonary Function Testing | Akron | Akron City Campus | Akron City Hospital | 5th Floor | 2020-02-05 | Low
No | 058595 | Scales, Patient, Platform, Mechanical | 448 | E02420-0155 | Detecto Scale | Pulmonary Function Testing | Akron | Akron City Campus | Akron City Hospital | 5th Floor | 2020-02-05 | Low
No | 058596 | Scales, Patient, Platform, Mechanical | 448 | E02420-0158 | Detecto Scale | Pulmonary Function Testing | Akron | Akron City Campus | Akron City Hospital | 5th Floor | 2020-02-05 | Low
No | 059682 | Scales, Patient, Platform, Mechanical | 448 | Unknown | Detecto Scale | Drs. Dalton & Van Fossen | Akron | Akron City Campus | 95 Arch | 1st Floor | 2020-12-03 | Low
No | 034950 | Scales, Patient, Platform, Mechanical | 1522KL - Infant Scale | 1522013999 | Health O Meter | Operating Room | Akron | Akron City Campus | Akron City Hospital | 1st Floor | 2019-08-30 | Low
No | 043775 | Scales, Patient, Platform, Mechanical | 1522KL - Infant Scale | 5220001184 | Health O Meter | Medina Primary Care | Barberton | Medina Campus | Medina Medical Center | 3rd Floor | 2021-06-25 | Low
No | 038885 | Scales, Patient, Platform, Mechanical | 499KL | 4990005609 | Health O Meter | SCI - Cardiac Rehab - SB | Barberton | Barberton Campus | Summa Barberton Hospital | Ground Floor | 2020-08-07 | Low
No | 043291 | Scales, Patient, Platform, Mechanical | 499KL | E28810-0375 | Health O Meter | Medina ASC | Barberton | Medina Campus | Medina Medical Center | 1st Floor | 2023-03-17 13:30 | Low
No | 009066 | Scales, Patient, Platform, Mechanical | 503815 - Scale, Mechanical | 11003515 | Health O Meter | Summa Radiology / State Road CF | Akron | Cuyahoga Falls Campus | Cuyahoga Falls Medical Center | Ground Floor | 1998-02-01 | Low
No | 030596 | Scales, Patient, Platform, Mechanical | 700 - Scale, Mechanical | 5700111078049 | Seca North America | Dermatology - Park West | Barberton | White Pond Campus | White Pond Medical Center | 2nd Floor | 2012-04-16 | Low
No | 039424 | Scales, Patient, Platform, Mechanical | 700 - Scale, Mechanical | 000000029752 | Seca North America | Barberton OB/GYN | Barberton | Barberton Campus | Summa Barberton Hospital | 3rd Floor | 2011-12-14 | Low
No | 024065 | Scales, Patient, Platform, Mechanical | Midmark 109 Infant Scale / Exam Table | Unknown | Midmark | Rittman Family Practice, Inc. | Barberton | Wadsworth Campus | Rittman Family Medicine | Ground Floor | 2020-11-10 | Low
No | 031063 | Scales, Patient, Platform, Mechanical | O-350 - | Unknown | Health O Meter | Summa Rehab Hospital | Akron | Akron City Campus | Summa Rehab Hospital |  | 2007-03-01 | Low
No | 021156 | Scales, Patient, Platform, Mechanical | PRO SERIES - Scale, Mechanical | 021156nsn | Health O Meter | Infectious Disease Research | Akron | Akron City Campus | 75 Arch | 1st Floor | 2005-09-22 | Low
No | 059816 | Scales, Patient, Platform, Mechanical | scale - Scale/Patient | Unknown | Seca North America | NEOCS Cardiology | Akron | Akron City Campus | 95 Arch | 3rd Floor | 2020-12-10 | Low
No | 059834 | Scales, Patient, Platform, Mechanical | scale - Scale/Patient | Unknown | Seca North America | NEOCS Cardiology | Akron | Akron City Campus | 95 Arch | 3rd Floor | 2020-12-10 | Low
No | 059839 | Scales, Patient, Platform, Mechanical | scale - Scale/Patient | Unknown | Seca North America | NEOCS Cardiology | Akron | Akron City Campus | 95 Arch | 3rd Floor | 2020-12-10 | Low
No | 059846 | Scales, Patient, Platform, Mechanical | scale - Scale/Patient | Unknown | Seca North America | NEOCS Cardiology | Akron | Akron City Campus | 95 Arch | 3rd Floor | 2020-12-10 | Low
No | 017167 | Scales, Patient, Platform, Mechanical | SP7044 | 0006-306 | Detecto Scale | IMG Health Ctr - Western Reserve | Akron | Hudson Campus | Hudson Medical Center |  | 2002-10-17 | Low
No | 017171 | Scales, Patient, Platform, Mechanical | SP7044 | 0005-845 | Detecto Scale | IMG Green MOB | Barberton | Green Campus | Green Medical Center | Ground Floor | 2002-10-17 | Low
No | 059811 | Scales, Patient, Platform, Mechanical | Unknown - SCALE, MECHANICAL | Unknown | Health O Meter | NEOCS Cardiology | Akron | Akron City Campus | 95 Arch | 3rd Floor | 2020-12-10 | Low
No | 052188 | Scanning Sys, Laser, Optical Coherence Tomography | 10CIR50095CMN - Cirrus HD OCT 500 | 500-33730 | Carl Zeiss Meditec | Ophthalmology | Akron | Akron City Campus | 75 Arch | 2nd Floor | 2018-10-17 | Low
Yes | 026819 | Scanning Systems, Computed Tomography | Aquilion 64 | JDA1182243 | Canon Medical Systems (Toshiba) | Cat Scan - SW | Barberton | Wadsworth Campus | Wadsworth-Rittman Medical Center | 1st Floor | 2011-11-01 | Medium
Yes | 027919 | Scanning Systems, Computed Tomography | Aquilion LB 16 | 2AB0692017 | Canon Medical Systems (Toshiba) | Cat Scan | Akron | Akron City Campus | Akron City Hospital | Ground Floor | 2010-03-01 | Medium
Yes | 037699 | Scanning Systems, Computed Tomography | Prime-Series-S/3.000 - Aquillion Prime | FLC1812247 | Canon Medical Systems (Toshiba) | Cat Scan - SB | Barberton | Barberton Campus | Summa Barberton Hospital | Ground Floor | 2018-12-01 | Medium
Yes | 055764 | Scanning Systems, Computed Tomography | Prime-SP.000 - Aquilion Prime Sp | 1LB18Y2140 | Canon Medical Systems (Toshiba) | Cat Scan | Akron | Akron City Campus | Akron City Hospital | Ground Floor | 2019-02-22 | Medium
Yes | 026885 | Scanning Systems, Computed Tomography | TSX-036A - Aquilion Lightning | 4LC19Y2269 | Canon Medical Systems (Toshiba) | IMG Medina Imaging | Barberton | Medina Campus | Medina Medical Center | 1st Floor | 2019-12-30 | Medium
Yes | 033882 | Scanning Systems, Computed Tomography | TSX-036A - Aquilion Lightning | 7lLA2062053 | Canon Medical Systems (Toshiba) | IMG Summa Health Ctr - White Pond | Barberton | White Pond Campus | White Pond Medical Center | 1st Floor | 2020-12-10 | Medium
Yes | 026886 | Scanning Systems, Computed Tomography | TSX-303B - Aquilion Prime SP | 8LA19X2010 | Canon Medical Systems (Toshiba) | IMG Summa's Health Ctr - Green | Barberton | Green Campus | Green Family YMCA | Ground Floor | 2019-12-31 | Medium
Yes | 064742 | Scanning Systems, Computed Tomography | TSX-303B - Aquilion Prime SP | DLC2432071 | Canon Medical Systems (Toshiba) | IMG Health Ctr-Tallmadge | Akron | Tallmadge Campus | Tallmadge Medical Center | 1st Floor | 2024-06-20 09:10 | Medium
Yes | 070225 | Scanning Systems, Computed Tomography | TSX-303B - Aquilion Prime SP | DLA2382038 | Canon Medical Systems (Toshiba) | IMG Green ED Imaging | Barberton | Green Campus | Green Medical Center | Ground Floor | 2023-12-18 09:10 | Medium
Yes | 043853 | Scanning Systems, Computed Tomography | TSX-305A/6L - Aquilion One Genesis Sp.000 | 6LC2172066 | Canon Medical Systems (Toshiba) | Cat Scan | Akron | Akron City Campus | Akron City Hospital | Ground Floor | 2021-09-09 | Medium
Yes | 058150 | Scanning Systems, Computed Tomography | TSX-305A/6L - Aquilion One Genesis Sp.000 | 6LB1982034 | Canon Medical Systems (Toshiba) | COE OP Diagnostic Center | Akron | Akron City Campus | 95 Arch | Ground Floor | 2019-10-31 | Medium
Yes | 062376 | Scanning Systems, Computed Tomography | TSX-305A/6L - Aquilion One Genesis Sp.000 | 6LD2242084 | Canon Medical Systems (Toshiba) | Cat Scan | Akron | Akron City Campus | Akron City Hospital | Ground Floor | 2022-09-01 | Medium
Yes | 037900 | Scanning Systems, Gamma Camera | 08717741 - Symbia S | 1398 | Siemens Medical Solutions | Nuclear Medicine - SB | Barberton | Barberton Campus | Summa Barberton Hospital | Ground Floor | 2019-08-01 | Medium
Yes | 058880 | Scanning Systems, Gamma Camera | 08717741 - Symbia S | 1172 | Siemens Medical Solutions | Nuclear Medicine | Akron | Akron City Campus | Akron City Hospital | Ground Floor | 2020-07-31 | Medium
Yes | 034307 | Scanning Systems, Gamma Camera | 7823946 - E-Cam | 7567 | Siemens Medical Solutions | IMG Green ED Imaging | Barberton | Green Campus | Green Medical Center | Ground Floor | 2014-11-10 | Medium
Yes | 038354 | Scanning Systems, Gamma Camera | 7823946 - E-Cam | 08558 | Siemens Medical Solutions | Nuclear Medicine - SB | Barberton | Barberton Campus | Summa Barberton Hospital | Ground Floor | 2020-02-05 | Medium
Yes | 101-88314 | Scanning Systems, Gamma Camera | 7823946 - E-Cam | 042009 | Siemens Medical Solutions | Diagnostic Radiology - SW | Barberton | Wadsworth Campus | Wadsworth-Rittman Medical Center | 1st Floor | 2000-03-01 | Medium
Yes | CE7989 | Scanning Systems, Gamma Camera | Cardio MD | 07102602 | Philips Healthcare | Nuclear Medicine - SB | Barberton | Barberton Campus | Summa Barberton Hospital | Ground Floor | 2017-03-03 | Medium
Yes | 034889 | Scanning Systems, Gamma Camera | C-Cam | 06102704 | Siemens Medical Solutions | SCI - Noninvasive Cardio Service | Akron | Akron City Campus | 95 Arch | 3rd Floor | 2017-01-23 | Medium
Yes | 034966 | Scanning Systems, Gamma Camera | C-Cam | 05060302 | Siemens Medical Solutions | SCI - Noninvasive Cardio Service | Akron | Akron City Campus | 95 Arch | 3rd Floor | 2017-12-04 | Medium
Yes | 062122 | Scanning Systems, Gamma Camera, SPECT | 10910501 - Symbia Evo Excel | 1805 | Siemens Medical Solutions | Nuclear Medicine | Akron | Akron City Campus | Akron City Hospital | Ground Floor | 2022-10-24 | Medium
Yes | 063164 | Scanning Systems, Gamma Camera, SPECT | 10910501 - Symbia Evo Excel | 1935 | Siemens Medical Solutions | Nuclear Medicine | Akron | Akron City Campus | Akron City Hospital | Ground Floor | 2023-10-09 | Medium
Yes | 034726 | Scanning Systems, Magnetic Resonance Imaging | 10432914 - Magnetom Aera 1.5T | 42647 | Siemens Medical Solutions | Magnetic Resonance Imaging | Akron | Akron City Campus | Akron City Hospital | Ground Floor | 2016-08-14 | High
Yes | 063002 | Scanning Systems, Magnetic Resonance Imaging | 14430207 - Magnetom Skyra Eco 3T | 146090 | Siemens Medical Solutions | COE OP Diagnostic Center | Akron | Akron City Campus | 95 Arch | Ground Floor | 2022-07-25 | High
Yes | 063919 | Scanning Systems, Magnetic Resonance Imaging | 14430327 - Magnetom Aera | 41829 | Siemens Medical Solutions | IMG Summa's Health Ctr - Green | Barberton | Green Campus | Green Family YMCA | Ground Floor | 2024-05-06 | High
Yes | 064088 | Scanning Systems, Magnetic Resonance Imaging | 14430327 - Magnetom Aera | 142725 | Siemens Medical Solutions | COE OP Diagnostic Center | Akron | Akron City Campus | 95 Arch | Ground Floor | 2024-10-09 | High
Yes | 028402 | Scanning Systems, Magnetic Resonance Imaging | Oasis XP 1.3T Open MRI | 22095 | FUJIFILM Healthcare Americas | IMG Summa Health Ctr - White Pond | Barberton | White Pond Campus | White Pond Medical Center | 1st Floor | 2011-12-09 | High
Yes | 063917 | Scanning Systems, Magnetic Resonance Imaging | Signa HDxt 1.5T | HDGOC2300048SC | GE Healthcare | IMG Health Ctr - Western Reserve | Akron | Hudson Campus | Hudson Medical Center |  | 2024-04-17 | High
Yes | 063918 | Scanning Systems, Magnetic Resonance Imaging | Signa HDxt 1.5T | HDGOC2400078SC | GE Healthcare | Magnetic Resonance Imaging -SW | Barberton | Wadsworth Campus | Wadsworth-Rittman Medical Center | 1st Floor | 2024-09-03 08:39 | High
Yes | 027924 | Scanning Systems, Magnetic Resonance Imaging | Vantage Atlas | 6650 | Canon Medical Systems (Toshiba) | IMG Medina Imaging | Barberton | Medina Campus | Medina Medical Center | 1st Floor | 2010-09-01 | High
Yes | 056427 | Scanning Systems, Magnetic Resonance Imaging | Vantage Orian | 30048738 | Canon Medical Systems (Toshiba) | Magnetic Resonance Imaging | Akron | Akron City Campus | H Tower | Ground Floor | 2019-05-08 | High
Yes | 070052 | Scanning Systems, Magnetic Resonance Imaging | Vantage Titan | 30003566 | Canon Medical Systems (Toshiba) | Magnetic Resonance Imaging - SB | Barberton | Barberton Campus | Summa Barberton Hospital | Ground Floor | 2019-02-01 | High
No | 057572 | Scanning Systems, Ultrasonic, Abdominal | K430M06 - Fibroscan 430 Mini | F92239 | Echosens North America | Infectious Disease | Akron | Akron City Campus | 75 Arch | 1st Floor | 2019-07-03 | Medium
No | 058816 | Scanning Systems, Ultrasonic, Cardiac | 10433816 - Acuson Sc2000 | 405140 | Siemens Medical Solutions | SCI-Heart Rhythm Services | Akron | Akron City Campus | Akron City Hospital | 1st Floor | 2020-08-04 | Medium
No | 062946 | Scanning Systems, Ultrasonic, Cardiac | 5763981-3 - Vivid S70N Ultra | 126229S70N | GE Healthcare | SCI - Noninvasive Cardio Service | Akron | Akron City Campus | Akron City Hospital | Ground Floor | 2024-05-02 13:13 | Medium
No | 029834 | Scanning Systems, Ultrasonic, Cardiac | GB000070 - Vivid E9 - 4D | 10334VE9 | GE Healthcare | SCI - Noninvasive Cardio Service | Akron | Akron City Campus | Akron City Hospital | Ground Floor | 2016-05-12 | Medium
No | 029836 | Scanning Systems, Ultrasonic, Cardiac | GB000070 - Vivid E9 - 4D | 10039VE9 | GE Healthcare | SCI - Noninvasive Cardio Service | Akron | Akron City Campus | Akron City Hospital | Ground Floor | 2016-09-08 | Medium
No | 029837 | Scanning Systems, Ultrasonic, Cardiac | GB000070 - Vivid E9 - 4D | 10534VE9 | GE Healthcare | SCI - Noninvasive Cardio Service | Akron | Akron City Campus | Akron City Hospital | Ground Floor | 2016-09-30 | Medium
No | 029838 | Scanning Systems, Ultrasonic, Cardiac | GB000070 - Vivid E9 - 4D | 10520VE9 | GE Healthcare | SCI - Noninvasive Cardio Service | Akron | Akron City Campus | Akron City Hospital | Ground Floor | 2016-09-08 | Medium
No | 029839 | Scanning Systems, Ultrasonic, Cardiac | GB000070 - Vivid E9 - 4D | 10505VE9 | GE Healthcare | SCI - Noninvasive Cardio Service | Akron | Akron City Campus | Akron City Hospital | Ground Floor | 2016-09-30 | Medium
Parts/Probe | 062940 | Scanning Systems, Ultrasonic, Cardiac | GC200454 - Vivid E95 4D Ultra | 026085VE95 | GE Healthcare | SCI - Noninvasive Cardio Service | Akron | Akron City Campus | Akron City Hospital | Ground Floor | 2024-05-02 13:08 | Medium
Parts/Probe | 062941 | Scanning Systems, Ultrasonic, Cardiac | GC200454 - Vivid E95 4D Ultra | 086629VE95 | GE Healthcare | SCI - Noninvasive Cardio Service | Akron | Akron City Campus | Akron City Hospital | Ground Floor | 2024-05-02 08:56 | Medium
Parts/Probe | 062942 | Scanning Systems, Ultrasonic, Cardiac | GC200454 - Vivid E95 4D Ultra | 086632VE95 | GE Healthcare | SCI - Noninvasive Cardio Service | Akron | Akron City Campus | Akron City Hospital | Ground Floor | 2024-05-02 07:27 | Medium
Parts/Probe | 062943 | Scanning Systems, Ultrasonic, Cardiac | GC200454 - Vivid E95 4D Ultra | 086635VE95 | GE Healthcare | SCI - Noninvasive Cardio Service | Akron | Akron City Campus | Akron City Hospital | Ground Floor | 2024-05-02 09:22 | Medium
Parts/Probe | 062944 | Scanning Systems, Ultrasonic, Cardiac | GC200454 - Vivid E95 4D Ultra | 026095VE95 | GE Healthcare | SCI - Noninvasive Cardio Service | Akron | Akron City Campus | Akron City Hospital | Ground Floor | 2024-05-02 09:39 | Medium
Parts/Probe | 062945 | Scanning Systems, Ultrasonic, Cardiac | GC200454 - Vivid E95 4D Ultra | 026109VE95 | GE Healthcare | SCI - Noninvasive Cardio Service | Akron | Akron City Campus | Akron City Hospital | Ground Floor | 2024-05-02 09:52 | Medium
Parts/Probe | 062947 | Scanning Systems, Ultrasonic, Cardiac | GC200454 - Vivid E95 4D Ultra | 026086VE95 | GE Healthcare | SCI - Echo Services - SB | Barberton | Barberton Campus | Summa Barberton Hospital | Ground Floor | 2024-05-17 07:06 | Medium
Parts/Probe | 062948 | Scanning Systems, Ultrasonic, Cardiac | GC200454 - Vivid E95 4D Ultra | 026088VE95 | GE Healthcare | SCI - Echo Services - SB | Barberton | Barberton Campus | Summa Barberton Hospital | Ground Floor | 2024-05-17 07:22 | Medium
Parts/Probe | 062949 | Scanning Systems, Ultrasonic, Cardiac | GC200454 - Vivid E95 4D Ultra | 026091VE95 | GE Healthcare | SCI - Echo Services - SB | Barberton | Barberton Campus | Summa Barberton Hospital | Ground Floor | 2024-05-17 07:44 | Medium
Parts/Probe | 062950 | Scanning Systems, Ultrasonic, Cardiac | GC200454 - Vivid E95 4D Ultra | 086636VE95 | GE Healthcare | SCI - Echo Services - SB | Barberton | Barberton Campus | Summa Barberton Hospital | Ground Floor | 2024-05-17 07:58 | Medium
Parts/Probe | 064257 | Scanning Systems, Ultrasonic, Cardiac | GD000100 - Vivid E95 4D Ultra | AU87733 | GE Healthcare | SCI - Noninvasive Cardio Service | Akron | Akron City Campus | Akron City Hospital | Ground Floor | 2025-03-03 09:13 | Medium
Parts/Probe | 064258 | Scanning Systems, Ultrasonic, Cardiac | GD000100 - Vivid E95 4D Ultra | AU87744 | GE Healthcare | SCI - Noninvasive Cardio Service | Akron | Akron City Campus | Akron City Hospital | Ground Floor | 2025-03-03 09:13 | Medium
Parts/Probe | 064259 | Scanning Systems, Ultrasonic, Cardiac | GD000100 - Vivid E95 4D Ultra | AU87746 | GE Healthcare | SCI - Noninvasive Cardio Service | Akron | Akron City Campus | Akron City Hospital | Ground Floor | 2025-03-03 09:13 | Medium
Parts/Probe | 064260 | Scanning Systems, Ultrasonic, Cardiac | GD000100 - Vivid E95 4D Ultra | AU87747 | GE Healthcare | SCI - Noninvasive Cardio Service | Akron | Akron City Campus | Akron City Hospital | Ground Floor | 2025-03-03 09:13 | Medium
No | 029687 | Scanning Systems, Ultrasonic, Cardiac | H45561RW - Vivid E9 - 2D | VE96104 | GE Healthcare | SCI - Noninvasive Cardio Service | Akron | Medina Campus | Medina Medical Center | 2nd Floor | 2013-12-03 | Medium
No | 029699 | Scanning Systems, Ultrasonic, Cardiac | H45561RW - Vivid E9 - 2D | VE98158 | GE Healthcare | IMG Green MOB | Barberton | Green Campus | Green Medical Center | Ground Floor | 2014-10-15 | Medium
No | 058807 | Scanning Systems, Ultrasonic, Cardiac | H45571GH - Vivid E9 - 2D Xd Clear | VE99669 | GE Healthcare | SCI-CV Testing Center - Stow | Akron | Stow-Kent Campus | Stow-Kent Medical Center | 1st Floor | 2015-07-21 | Medium
Parts/Probe | 061325 | Scanning Systems, Ultrasonic, Cardiac | H8011EB - Vivid E95 | AU21566 | GE Healthcare | SCI - Noninvasive Cardio Service | Akron | Akron City Campus | Akron City Hospital | Ground Floor | 2022-06-08 | Medium
Parts/Probe | 058537 | Scanning Systems, Ultrasonic, Cardiac | H8018EA - Vivid E95 | RAU10100 | GE Healthcare | SCI - Noninvasive Cardio Service | Akron | Akron City Campus | Akron City Hospital | Ground Floor | 2020-01-08 | Medium
Parts/Probe | 058538 | Scanning Systems, Ultrasonic, Cardiac | H8018EA - Vivid E95 | RAU10295 | GE Healthcare | SCI - Noninvasive Cardio Service | Akron | Akron City Campus | Akron City Hospital | Ground Floor | 2020-01-08 | Medium
Parts/Probe | 059526 | Scanning Systems, Ultrasonic, Cardiac | H8018EA - Vivid E95 | AU10781 | GE Healthcare | SCI - Noninvasive Cardio Service | Akron | Akron City Campus | Akron City Hospital | Ground Floor | 2021-01-29 | Medium
Parts/Probe | 059529 | Scanning Systems, Ultrasonic, Cardiac | H8018EA - Vivid E95 | AU11260 | GE Healthcare | SCI - Noninvasive Cardio Service | Akron | Akron City Campus | Akron City Hospital | Ground Floor | 2021-01-29 | Medium
Parts/Probe | 059530 | Scanning Systems, Ultrasonic, Cardiac | H8018EA - Vivid E95 | AU71113 | GE Healthcare | SCI - Noninvasive Cardio Service | Akron | Akron City Campus | Akron City Hospital | Ground Floor | 2021-01-29 | Medium
Parts/Probe | 059533 | Scanning Systems, Ultrasonic, Cardiac | H8018EA - Vivid E95 | AU80366 | GE Healthcare | SCI - Noninvasive Cardio Service | Barberton | White Pond Campus | White Pond Medical Center | 3rd Floor | 2021-04-01 | Medium
No | 039712 | Scanning Systems, Ultrasonic, Endoscopic | EU-ME2 | 7227333 | Olympus America | Endoscopy - SB | Barberton | Barberton Campus | Summa Barberton Hospital | 2nd Floor | 2022-05-26 | Medium
No | 050357 | Scanning Systems, Ultrasonic, Endoscopic | EU-ME2 | 7612706 | Olympus America | Endoscopy | Akron | Akron City Campus | Akron City Hospital | Ground Floor | 2017-02-17 | Medium
No | 056454 | Scanning Systems, Ultrasonic, General-Purpose | 1202-1 - Flex Focus 400 | 5012631 | BK Ultrasound | Urology - ACH | Akron | Akron City Campus | 95 Arch | 1st Floor | 2019-04-30 | Medium
No | 057850 | Scanning Systems, Ultrasonic, General-Purpose | 1202-1 - Flex Focus 400 | 5008868 | BK Ultrasound | Urology - ACH | Akron | Akron City Campus | 95 Arch | 1st Floor | 2019-08-15 | Medium
No | 059602 | Scanning Systems, Ultrasonic, General-Purpose | 1202-1 - Flex Focus 400 | 5008865 | BK Ultrasound | Urology - ACH | Akron | Akron City Campus | 95 Arch | 1st Floor | 2020-11-14 | Medium
No | 059626 | Scanning Systems, Ultrasonic, General-Purpose | 1202-1 - Flex Focus 400 | 1897490 | BK Ultrasound | Urology - Stow | Akron | Stow-Kent Campus | Stow-Kent Medical Center | 2nd Floor | 2020-11-14 | Medium
No | 059663 | Scanning Systems, Ultrasonic, General-Purpose | 1202-1 - Flex Focus 400 | 5008857 | BK Ultrasound | Urology - ACH | Akron | Akron City Campus | 95 Arch | 1st Floor | 2020-11-10 | Medium
No | 061323 | Scanning Systems, Ultrasonic, General-Purpose | 1202-1 - Flex Focus 400 | 1893833 | BK Ultrasound | Colon/Rectal Surgeons | Akron | Akron City Campus | 95 Arch | 1st Floor | 2022-04-14 | Medium
No | 059532 | Scanning Systems, Ultrasonic, General-Purpose | 1300-25 - bkSpecto | 5015902 | BK Ultrasound | Urology - ACH | Akron | Akron City Campus | 95 Arch | 1st Floor | 2021-03-03 | Medium
No | 064041 | Scanning Systems, Ultrasonic, General-Purpose | 1300-25 - bkSpecto | 2006678 | BK Ultrasound | Urology - ACH | Akron | Akron City Campus | 95 Arch | 1st Floor | 2024-07-29 08:07 | Medium
No | 052789 | Scanning Systems, Ultrasonic, General-Purpose | 2300-01 - bk3000 | 5011619 | BK Ultrasound | Radiation Therapy - Akron | Akron | Akron City Campus | Cooper Cancer Center |  | 2019-02-06 | Medium
No | 052621 | Scanning Systems, Ultrasonic, General-Purpose | 2300-51 - bk5000 | 5010018 | BK Ultrasound | Operating Room | Akron | Akron City Campus | Akron City Hospital | 1st Floor | 2017-10-09 | Medium
No | 052785 | Scanning Systems, Ultrasonic, General-Purpose | 2300-51 - bk5000 | 5012344 | BK Ultrasound | Operating Room | Akron | Akron City Campus | Akron City Hospital | 1st Floor | 2019-01-29 | Medium
No | 058541 | Scanning Systems, Ultrasonic, General-Purpose | 5308912 - Logiq P3 | LP3E62505 | GE Healthcare | Operating Room - SB | Barberton | Barberton Campus | Summa Barberton Hospital | 2nd Floor | 2010-12-29 | Medium
No | 059531 | Scanning Systems, Ultrasonic, General-Purpose | 5497443 - Logiq S7 Expert | 285404SU0 | GE Healthcare | Orthopedics - Green | Barberton | Green Campus | 1790 Graybill Road | 1st Floor | 2021-02-18 | Medium
No | 029973 | Scanning Systems, Ultrasonic, General-Purpose | 5669845 - Logiq S8 | 504849SU2 | GE Healthcare | SCI - Noninvasive Vascular | Akron | Akron City Campus | Akron City Hospital | Ground Floor | 2019-02-28 | Medium
No | 061310 | Scanning Systems, Ultrasonic, General-Purpose | 5842859 - Logiq P9 R4 | LP9480278 | GE Healthcare | SCI - Noninvasive Vascular | Akron | Akron City Campus | Akron City Hospital | Ground Floor | 2022-03-10 | Medium
Parts/Probe | 061301 | Scanning Systems, Ultrasonic, General-Purpose | 5860223 - Logiq E10S R3 | LEX300156 | GE Healthcare | SCI - Noninvasive Vascular | Akron | Akron City Campus | Akron City Hospital | Ground Floor | 2022-01-24 | Medium
Parts/Probe | 061302 | Scanning Systems, Ultrasonic, General-Purpose | 5860223 - Logiq E10S R3 | LEX300157 | GE Healthcare | SCI - Noninvasive Vascular | Akron | Akron City Campus | Akron City Hospital | Ground Floor | 2022-01-24 | Medium
Parts/Probe | 061303 | Scanning Systems, Ultrasonic, General-Purpose | 5860223 - Logiq E10S R3 | LEX300158 | GE Healthcare | SCI - Noninvasive Vascular | Akron | Akron City Campus | Akron City Hospital | Ground Floor | 2022-01-24 | Medium
Parts/Probe | 061304 | Scanning Systems, Ultrasonic, General-Purpose | 5860223 - Logiq E10S R3 | LEX300159 | GE Healthcare | SCI - Noninvasive Vascular | Akron | Akron City Campus | Akron City Hospital | Ground Floor | 2022-01-24 | Medium
Parts/Probe | 061305 | Scanning Systems, Ultrasonic, General-Purpose | 5860223 - Logiq E10S R3 | LEX300160 | GE Healthcare | SCI - Noninvasive Vascular | Akron | Akron City Campus | Akron City Hospital | Ground Floor | 2022-01-24 | Medium
Parts/Probe | 061306 | Scanning Systems, Ultrasonic, General-Purpose | 5860223 - Logiq E10S R3 | LEX300168 | GE Healthcare | SCI - Noninvasive Vascular | Akron | Akron City Campus | Akron City Hospital | Ground Floor | 2022-01-24 | Medium
Parts/Probe | 061307 | Scanning Systems, Ultrasonic, General-Purpose | 5860223 - Logiq E10S R3 | LEX300165 | GE Healthcare | SCI - Noninvasive Vascular - SB | Barberton | Barberton Campus | Summa Barberton Hospital | Ground Floor | 2022-02-14 | Medium
Parts/Probe | 061308 | Scanning Systems, Ultrasonic, General-Purpose | 5860223 - Logiq E10S R3 | LEX300162 | GE Healthcare | SCI - Noninvasive Vascular - SB | Barberton | Barberton Campus | Summa Barberton Hospital | Ground Floor | 2022-02-10 | Medium
Parts/Probe | 061309 | Scanning Systems, Ultrasonic, General-Purpose | 5860223 - Logiq E10S R3 | LEX300164 | GE Healthcare | SCI - Noninvasive Vascular - SB | Barberton | Barberton Campus | Summa Barberton Hospital | Ground Floor | 2022-02-10 | Medium
No | 029848 | Scanning Systems, Ultrasonic, General-Purpose | 82001U29-20 - Z.One Ultra | 92039S208J | Mindray / Zonare | Maternal Fetal Medicine | Akron | Akron City Campus | 75 Arch | 1st Floor | 2008-12-23 | Medium
No | 057905 | Scanning Systems, Ultrasonic, General-Purpose | Arietta 850 | G3024518 | FUJIFILM Healthcare Americas | Endoscopy | Akron | Akron City Campus | Akron City Hospital | Ground Floor | 2019-08-21 | Medium
Parts/Probe | 059536 | Scanning Systems, Ultrasonic, General-Purpose | CUS-X100G - Xario 100G | 99B1942098 | Canon Medical Systems (Toshiba) | Angiography | Akron | Akron City Campus | Akron City Hospital | 2nd Floor | 2021-04-29 | Medium
Parts/Probe | 061320 | Scanning Systems, Ultrasonic, General-Purpose | CUS-X100G - Xario 100G | AAB2232089 | Canon Medical Systems (Toshiba) | New Seasons | Barberton | Non-Campus Sites - SBH | Equity Center | Ground Floor | 2022-03-31 | Medium
No | 029972 | Scanning Systems, Ultrasonic, General-Purpose | L07003-01 - Sonosite X-Porte | 04FDBT | FUJIFILM / Sonosite | Orthopedics - White Pond | Barberton | White Pond Campus | White Pond Medical Center | 3rd Floor | 2018-08-09 | Medium
No | 029002 | Scanning Systems, Ultrasonic, General-Purpose | Logiq 3 - Logiq 3 | 5421W53 | GE Healthcare | Virtual Care Simulation Lab | Akron | Akron City Campus | Akron City Hospital | 1st Floor | 2007-03-21 | Medium
No | 056463 | Scanning Systems, Ultrasonic, General-Purpose | P19220-77 - Sonosite X-Porte | 04LZJ4 | FUJIFILM / Sonosite | Emergency Department (ED) - ACH | Akron | Akron City Campus | Akron City Hospital | Ground Floor | 2019-07-12 | Medium
No | 056464 | Scanning Systems, Ultrasonic, General-Purpose | P19220-77 - Sonosite X-Porte | 04LZHZ | FUJIFILM / Sonosite | Emergency Department (ED) - ACH | Akron | Akron City Campus | Akron City Hospital | Ground Floor | 2019-07-12 | Medium
No | 058536 | Scanning Systems, Ultrasonic, General-Purpose | P19220-77 - Sonosite X-Porte | 04PW5H | FUJIFILM / Sonosite | Tallmadge Family Medicine | Akron | Tallmadge Campus | Tallmadge Medical Center | 2nd Floor | 2020-01-03 | Medium
No | 058803 | Scanning Systems, Ultrasonic, General-Purpose | P19220-77 - Sonosite X-Porte | 04QZRZ | FUJIFILM / Sonosite | T2 - STN Intensive Care Unit (STN-ICU) | Akron | Akron City Campus | Critical Care Tower | 2nd Floor | 2020-04-22 | Medium
No | 058804 | Scanning Systems, Ultrasonic, General-Purpose | P19220-77 - Sonosite X-Porte | 04QZT3 | FUJIFILM / Sonosite | T2 - STN Intensive Care Unit (STN-ICU) | Akron | Akron City Campus | Critical Care Tower | 2nd Floor | 2020-04-22 | Medium
No | 058824 | Scanning Systems, Ultrasonic, General-Purpose | P19220-77 - Sonosite X-Porte | 04WR68 | FUJIFILM / Sonosite | Intensive Care Unit (ICU) - SB | Barberton | Barberton Campus | Summa Barberton Hospital | 2nd Floor | 2020-11-10 | Medium
No | 058825 | Scanning Systems, Ultrasonic, General-Purpose | P19220-77 - Sonosite X-Porte | 04WR6M | FUJIFILM / Sonosite | Emergency Department (ED) - SBH | Barberton | Barberton Campus | Summa Barberton Hospital | Ground Floor | 2020-11-10 | Medium
No | 059547 | Scanning Systems, Ultrasonic, General-Purpose | P19220-77 - Sonosite X-Porte | 04ZM16 | FUJIFILM / Sonosite | Sports Medicine - Rootstown | Akron | Rootstown Campus | Summa Health Therapy at Rootstown | Ground Floor | 2021-09-16 | Medium
No | 061316 | Scanning Systems, Ultrasonic, General-Purpose | P19220-77 - Sonosite X-Porte | 054BXK | FUJIFILM / Sonosite | Emergency Department (ED) - Green | Barberton | Green Campus | Green Medical Center | Ground Floor | 2022-03-22 | Medium
No | 061317 | Scanning Systems, Ultrasonic, General-Purpose | P19220-77 - Sonosite X-Porte | 054BY3 | FUJIFILM / Sonosite | Emergency Department (ED) - Wadsworth | Barberton | Wadsworth Campus | Wadsworth Emergency Bldg | Ground Floor | 2022-03-22 | Medium
No | 061904 | Scanning Systems, Ultrasonic, General-Purpose | P19220-77 - Sonosite X-Porte | 04DCG3 | FUJIFILM / Sonosite | T1 - CTV Intensive Care Unit (CTV-ICU) | Akron | Akron City Campus | Critical Care Tower | 1st Floor | 2022-07-20 | Medium
No | 064264 | Scanning Systems, Ultrasonic, General-Purpose | P28354-45 - Sonosite LX | 05PMH8 | FUJIFILM / Sonosite | Pulmonary | Akron | Akron City Campus | 75 Arch | 5th Floor | 2025-03-20 08:32 | Medium
No | 062932 | Scanning Systems, Ultrasonic, General-Purpose | Sonosite ST (L31500) | 05F6MH | FUJIFILM / Sonosite | Anesthesia | Akron | Akron City Campus | Akron City Hospital | 1st Floor | 2023-09-27 10:53 | Medium
No | 062933 | Scanning Systems, Ultrasonic, General-Purpose | Sonosite ST (L31500) | 05FMLD | FUJIFILM / Sonosite | Anesthesia - SB | Barberton | Barberton Campus | Summa Barberton Hospital | 2nd Floor | 2023-09-27 10:53 | Medium
Parts/Probe | 059539 | Scanning Systems, Ultrasonic, General-Purpose | TUS-AI700/5N - Aplio I700 | 5NB2122083 | Canon Medical Systems (Toshiba) | Ultrasound | Akron | Akron City Campus | Akron City Hospital | Ground Floor | 2021-04-29 | Medium
Parts/Probe | 029899 | Scanning Systems, Ultrasonic, General-Purpose | TUS-AI700/NJ - Aplio I700 | NJE1822138 | Canon Medical Systems (Toshiba) | Ultrasound | Akron | Akron City Campus | Akron City Hospital | Ground Floor | 2018-05-01 | Medium
Parts/Probe | 029900 | Scanning Systems, Ultrasonic, General-Purpose | TUS-AI700/NJ - Aplio I700 | NJE1822140 | Canon Medical Systems (Toshiba) | Ultrasound | Akron | Akron City Campus | Akron City Hospital | Ground Floor | 2018-05-01 | Medium
Parts/Probe | 029901 | Scanning Systems, Ultrasonic, General-Purpose | TUS-AI700/NJ - Aplio I700 | NJE1822141 | Canon Medical Systems (Toshiba) | Ultrasound | Akron | Akron City Campus | Akron City Hospital | Ground Floor | 2018-05-01 | Medium
Parts/Probe | 029966 | Scanning Systems, Ultrasonic, General-Purpose | TUS-AI700/NJ - Aplio I700 | NJE1862185 | Canon Medical Systems (Toshiba) | Breast Center | Akron | Akron City Campus | H Tower | Ground Floor | 2018-08-17 | Medium
Parts/Probe | 029967 | Scanning Systems, Ultrasonic, General-Purpose | TUS-AI700/NJ - Aplio I700 | NJE1862186 | Canon Medical Systems (Toshiba) | Breast Center | Akron | Akron City Campus | H Tower | Ground Floor | 2018-08-17 | Medium
Parts/Probe | 029968 | Scanning Systems, Ultrasonic, General-Purpose | TUS-AI700/NJ - Aplio I700 | NJE1862187 | Canon Medical Systems (Toshiba) | Breast Center | Akron | Akron City Campus | H Tower | Ground Floor | 2018-08-17 | Medium
Parts/Probe | 029969 | Scanning Systems, Ultrasonic, General-Purpose | TUS-AI700/NJ - Aplio I700 | NJE1852184 | Canon Medical Systems (Toshiba) | Breast Center | Akron | Akron City Campus | H Tower | Ground Floor | 2018-08-17 | Medium
Parts/Probe | 029970 | Scanning Systems, Ultrasonic, General-Purpose | TUS-AI700/NJ - Aplio I700 | NJE1862188 | Canon Medical Systems (Toshiba) | Ultrasound | Akron | Akron City Campus | Akron City Hospital | Ground Floor | 2018-08-17 | Medium
Parts/Probe | 029971 | Scanning Systems, Ultrasonic, General-Purpose | TUS-AI700/NJ - Aplio I700 | NJE1862189 | Canon Medical Systems (Toshiba) | Ultrasound | Akron | Akron City Campus | Akron City Hospital | Ground Floor | 2018-08-17 | Medium
Parts/Probe | 056465 | Scanning Systems, Ultrasonic, General-Purpose | TUS-AI700/NJ - Aplio I700 | NJG1962338 | Canon Medical Systems (Toshiba) | IMG Medina Imaging | Barberton | Medina Campus | Medina Medical Center | 1st Floor | 2019-08-02 | Medium
Parts/Probe | 056466 | Scanning Systems, Ultrasonic, General-Purpose | TUS-AI700/NJ - Aplio I700 | NJG1962339 | Canon Medical Systems (Toshiba) | IMG Medina Imaging | Barberton | Medina Campus | Medina Medical Center | 1st Floor | 2019-08-02 | Medium
Parts/Probe | 056468 | Scanning Systems, Ultrasonic, General-Purpose | TUS-AI700/NJ - Aplio I700 | HAB1742012 | Canon Medical Systems (Toshiba) | Breast Center - SB | Barberton | Barberton Campus | Parkview Pavilion | Ground Floor | 2019-08-27 | Medium
Parts/Probe | 056469 | Scanning Systems, Ultrasonic, General-Purpose | TUS-AI700/NJ - Aplio I700 | NJC17X2072 | Canon Medical Systems (Toshiba) | Breast Center - SB | Barberton | Barberton Campus | Parkview Pavilion | Ground Floor | 2019-08-27 | Medium
Parts/Probe | 056470 | Scanning Systems, Ultrasonic, General-Purpose | TUS-AI700/NJ - Aplio I700 | NJG1972346 | Canon Medical Systems (Toshiba) | IMG Green ED Imaging | Barberton | Green Campus | Green Medical Center | Ground Floor | 2019-09-20 | Medium
Parts/Probe | 056471 | Scanning Systems, Ultrasonic, General-Purpose | TUS-AI700/NJ - Aplio I700 | NJG1972347 | Canon Medical Systems (Toshiba) | IMG Green MOB | Barberton | Green Campus | Green Medical Center | Ground Floor | 2019-09-20 | Medium
Parts/Probe | 058530 | Scanning Systems, Ultrasonic, General-Purpose | TUS-AI700/NJ - Aplio I700 | NJE1882212 | Canon Medical Systems (Toshiba) | IMG Fishcreek/Stow | Akron | Stow-Kent Campus | Stow-Kent Medical Center | 1st Floor | 2019-12-10 | Medium
Parts/Probe | 058531 | Scanning Systems, Ultrasonic, General-Purpose | TUS-AI700/NJ - Aplio I700 | NJE1872202 | Canon Medical Systems (Toshiba) | Summa Radiology / State Road CF | Akron | Cuyahoga Falls Campus | Cuyahoga Falls Medical Center | Ground Floor | 2019-12-10 | Medium
Parts/Probe | 058532 | Scanning Systems, Ultrasonic, General-Purpose | TUS-AI700/NJ - Aplio I700 | NJG1882208 | Canon Medical Systems (Toshiba) | IMG Summa Health Ctr - White Pond | Barberton | White Pond Campus | White Pond Medical Center | 1st Floor | 2019-12-10 | Medium
Parts/Probe | 058801 | Scanning Systems, Ultrasonic, General-Purpose | TUS-AI700/NJ - Aplio I700 | JHA1752006 | Canon Medical Systems (Toshiba) | Ultrasound - SB | Barberton | Barberton Campus | Summa Barberton Hospital | Ground Floor | 2018-04-11 | Medium
Parts/Probe | 058802 | Scanning Systems, Ultrasonic, General-Purpose | TUS-AI700/NJ - Aplio I700 | JHA1752007 | Canon Medical Systems (Toshiba) | Ultrasound - SB | Barberton | Barberton Campus | Summa Barberton Hospital | Ground Floor | 2018-04-11 | Medium
Parts/Probe | 059534 | Scanning Systems, Ultrasonic, General-Purpose | TUS-AI700/NJ - Aplio I700 | 5NB2122065 | Canon Medical Systems (Toshiba) | Ultrasound - SW | Barberton | Wadsworth Campus | Wadsworth-Rittman Medical Center | 1st Floor | 2021-03-31 | Medium
Parts/Probe | 059535 | Scanning Systems, Ultrasonic, General-Purpose | TUS-AI700/NJ - Aplio I700 | 5NB2122066 | Canon Medical Systems (Toshiba) | Ultrasound - SW | Barberton | Wadsworth Campus | Wadsworth-Rittman Medical Center | 1st Floor | 2021-03-31 | Medium
Parts/Probe | 029840 | Scanning Systems, Ultrasonic, General-Purpose | TUS-X100 - Xario 100 | 99D1686697 | Canon Medical Systems (Toshiba) | Angiography | Akron | Akron City Campus | Akron City Hospital | 2nd Floor | 2016-10-18 | Medium
Yes | 038855 | Scanning Systems, Ultrasonic, Intravascular | 300000437313 - IVUS SyncVision | 2134 | Philips Healthcare / Volcano | Angiography - SB | Barberton | Barberton Campus | Summa Barberton Hospital | 2nd Floor | 2020-07-15 | Medium
Yes | 038846 | Scanning Systems, Ultrasonic, Intravascular | 300001374583 - IVUS Ultrasound - Intrasight Workstation | 1808 | Philips Healthcare / Volcano | SCI-Cardiac Cath Lab Svcs - SB | Barberton | Barberton Campus | Summa Barberton Hospital | 2nd Floor | 2020-07-15 | Medium
Yes | 038856 | Scanning Systems, Ultrasonic, Intravascular | 300001374583 - IVUS Ultrasound - Intrasight Workstation | 1711 | Philips Healthcare / Volcano | SCI-Cardiac Cath Lab Svcs - SB | Barberton | Barberton Campus | Summa Barberton Hospital | 2nd Floor | 2020-07-15 | Medium
Yes | 059105 | Scanning Systems, Ultrasonic, Intravascular | 300001374583 - IVUS Ultrasound - Intrasight Workstation | 1708 | Philips Healthcare / Volcano | SCI-Cardiac Cath Lab Svcs | Akron | Akron City Campus | Akron City Hospital | 1st Floor | 2020-07-06 | Medium
Yes | 059110 | Scanning Systems, Ultrasonic, Intravascular | 300001374583 - IVUS Ultrasound - Intrasight Workstation | 1710 | Philips Healthcare / Volcano | SCI-Cardiac Cath Lab Svcs | Akron | Akron City Campus | Akron City Hospital | 1st Floor | 2020-07-06 | Medium
Yes | 059115 | Scanning Systems, Ultrasonic, Intravascular | 300001374583 - IVUS Ultrasound - Intrasight Workstation | 1707 | Philips Healthcare / Volcano | SCI-Cardiac Cath Lab Svcs | Akron | Akron City Campus | Akron City Hospital | 1st Floor | 2020-07-06 | Medium
Yes | 063158 | Scanning Systems, Ultrasonic, Intravascular | 300001374583 - IVUS Ultrasound - Intrasight Workstation | 402576 5025 | Philips Healthcare / Volcano | SCI-Cardiac Cath Lab Svcs | Akron | Akron City Campus | Akron City Hospital | 1st Floor | 2023-07-06 | Medium
Yes | 034785 | Scanning Systems, Ultrasonic, Intravascular | 410-3600.05 IVUS S5i - Cpu, Core, U/S Imaging System | 125701195001 | Philips Healthcare / Volcano | SCI-Cardiac Cath Lab Svcs | Akron | Akron City Campus | Akron City Hospital | 1st Floor | 2016-07-21 | Medium
No | 029844 | Scanning Systems, Ultrasonic, OB/GYN | 5669980 - Voluson S8 | VS8000622 | GE Healthcare | Maternal Fetal Medicine | Akron | Akron City Campus | 75 Arch | 1st Floor | 2017-02-06 | Medium
No | 029850 | Scanning Systems, Ultrasonic, OB/GYN | 5669998 - Voluson S10 | VSX000349 | GE Healthcare | SHMG OB/GYN - Cuyahoga Falls | Akron | Cuyahoga Falls Campus | Cuyahoga Falls Medical Center | Ground Floor | 2017-06-07 | Medium
No | 029851 | Scanning Systems, Ultrasonic, OB/GYN | 5669998 - Voluson S10 | VSX001138 | GE Healthcare | SHMG OB/GYN - Cuyahoga Falls | Akron | Cuyahoga Falls Campus | Cuyahoga Falls Medical Center | Ground Floor | 2017-06-07 | Medium
No | 029852 | Scanning Systems, Ultrasonic, OB/GYN | 5669998 - Voluson S10 | VSX000167 | GE Healthcare | SHMG OB/GYN - Park West | Barberton | White Pond Campus | Akron OBGYN | 2nd Floor | 2017-06-07 | Medium
No | 029853 | Scanning Systems, Ultrasonic, OB/GYN | 5669998 - Voluson S10 | VSX000312 | GE Healthcare | SHMG OB/GYN - Park West | Barberton | White Pond Campus | Akron OBGYN | 2nd Floor | 2017-06-07 | Medium
No | 029854 | Scanning Systems, Ultrasonic, OB/GYN | 5669998 - Voluson S10 | VSX000642 | GE Healthcare | SHMG OB/GYN - Springfield | Akron | Non-Campus Sites | Springfield OBGYN | Ground Floor | 2017-06-07 | Medium
No | 029855 | Scanning Systems, Ultrasonic, OB/GYN | 5669998 - Voluson S10 | VSX000703 | GE Healthcare | SHMG OB/GYN - Green | Barberton | Green Campus | Green Physician Office Building | 1st Floor | 2017-06-07 | Medium
No | 029856 | Scanning Systems, Ultrasonic, OB/GYN | 5669998 - Voluson S10 | VSX001240 | GE Healthcare | Barberton OB/GYN | Barberton | Barberton Campus | Tuscora Park Pavilion | Ground Floor | 2017-06-07 | Medium
No | 056451 | Scanning Systems, Ultrasonic, OB/GYN | 5786744 - Voluson S10 BT18 | VSX801424 | GE Healthcare | Medina OB/GYN | Barberton | Medina Campus | Medina Medical Center | 2nd Floor | 2019-04-23 | Medium
No | 059541 | Scanning Systems, Ultrasonic, OB/GYN | 5786744 - Voluson S10 BT18 | VSX804961 | GE Healthcare | SHMG OB/GYN - Stow | Akron | Stow-Kent Campus | Stow-Kent Medical Center | 2nd Floor | 2021-07-21 | Medium
No | 029985 | Scanning Systems, Ultrasonic, OB/GYN | 5788346 - Voluson S10 BT18 | VSX800546 | GE Healthcare | Barberton OB/GYN | Barberton | Wadsworth Campus | Founder's Hall | 3rd Floor | 2019-01-15 | Medium
No | 056455 | Scanning Systems, Ultrasonic, OB/GYN | 5788346 - Voluson S10 BT18 | VSX800005 | GE Healthcare | Maternal Fetal Medicine | Akron | Akron City Campus | 75 Arch | 1st Floor | 2019-05-03 | Medium
No | 064049 | Scanning Systems, Ultrasonic, OB/GYN | 5934553 - Voluson Expert 20 | F133621 | GE Healthcare | Maternal Fetal Medicine | Akron | Akron City Campus | 75 Arch | 1st Floor | 2024-12-10 09:20 | Medium
No | 064050 | Scanning Systems, Ultrasonic, OB/GYN | 5934553 - Voluson Expert 20 | F133625 | GE Healthcare | Maternal Fetal Medicine | Akron | Akron City Campus | 75 Arch | 1st Floor | 2024-12-10 09:20 | Medium
No | 064261 | Scanning Systems, Ultrasonic, OB/GYN | 5936105 - Voluson Expert 20 | F136240 | GE Healthcare | Maternal Fetal Medicine | Akron | Akron City Campus | 75 Arch | 1st Floor | 2025-03-25 13:14 | Medium
No | 064262 | Scanning Systems, Ultrasonic, OB/GYN | 5936105 - Voluson Expert 20 | F136242 | GE Healthcare | Maternal Fetal Medicine | Akron | Akron City Campus | 75 Arch | 1st Floor | 2025-03-25 13:14 | Medium
No | 064263 | Scanning Systems, Ultrasonic, OB/GYN | 5936105 - Voluson Expert 20 | F136250 | GE Healthcare | Maternal Fetal Medicine | Akron | Akron City Campus | H Tower | 2nd Floor | 2025-03-12 13:14 | Medium
No | 064251 | Scanning Systems, Ultrasonic, OB/GYN | H8054BA - Voluson Signature 18 | VSC101075 | GE Healthcare | Women's Health Center | Akron | Akron City Campus | 75 Arch | Basement | 2024-12-20 14:59 | Medium
No | 033204 | Scanning Systems, Ultrasonic, Ophthalmic | 300A - Pacscan - Digital Biometric Ruler (A-Scan) | 0300-0410-6768 | Sonomed Escalon | Ophthalmology | Akron | Akron City Campus | 75 Arch | 2nd Floor | 2015-10-22 | Medium
No | 021086 | Scanning Systems, Ultrasonic, Ophthalmic | AB5500+ - Ez Scan A/B Scan Combo | 555-0406-0695 | Sonomed Escalon | Ophthalmology | Akron | Akron City Campus | 75 Arch | 2nd Floor | 2006-05-04 | Medium
No | 058358 | Scanning Systems, Ultrasonic, Ophthalmic | VuPad A-Scan System | 5575-1018-1300 | Sonomed Escalon | Ophthalmology Chapel Hill | Akron | Chapel Hill Campus | Summa Health Chapel Hill | Ground Floor | 2019-10-03 | Medium
No | 060262 | Scanning Systems, Ultrasonic, Ophthalmic | VuPad A-Scan System | 10065 | Sonomed Escalon | Ophthalmology Chapel Hill | Akron | Chapel Hill Campus | Summa Health Chapel Hill | Ground Floor | 2021-04-19 | Medium
No | 058361 | Scanning Systems, Ultrasonic, Ophthalmic | VuPad B-Scan System - Vupad B-Scan System | 5575-0616-0290 | Sonomed Escalon | Ophthalmology Chapel Hill | Akron | Chapel Hill Campus | Summa Health Chapel Hill | Ground Floor | 2019-10-04 | Medium
No | 029898 | Scanning Systems, Ultrasonic, Portable | 10785577 - Acuson P500 | 390146 | Siemens Medical Solutions | SHMG - Dr. Lynch | Akron | Akron City Campus | 95 Arch | 1st Floor | 2018-04-12 | Medium
No | 029702 | Scanning Systems, Ultrasonic, Portable | 2118E-PA00002 - M7 Ultrasound System | NW-4B004485 | Mindray | Virtual Care Simulation Lab | Akron | Akron City Campus | Akron City Hospital | 1st Floor | 2015-02-18 | Medium
No | 024890 | Scanning Systems, Ultrasonic, Portable | 5352135 - Venue 40 | 149370WX9 | GE Healthcare | SCI-Cardiac Cath Lab Svcs | Akron | Akron City Campus | Akron City Hospital | 1st Floor | 2010-07-07 | Medium
No | 039411 | Scanning Systems, Ultrasonic, Portable | 850-20014 - Butterfly iQ+ | (21)BT20471051 | Butterfly Network | Anesthesia - SB | Barberton | Barberton Campus | Summa Barberton Hospital | 2nd Floor | 2021-06-04 | Medium
No | 061906 | Scanning Systems, Ultrasonic, Portable | 850-20014 - Butterfly iQ+ | (21)BT21032651 | Butterfly Network | Anesthesia - SW | Barberton | Wadsworth Campus | Wadsworth-Rittman Medical Center | 1st Floor | 2022-08-12 | Medium
No | 061921 | Scanning Systems, Ultrasonic, Portable | 850-20014 - Butterfly iQ+ | BT21120915 | Butterfly Network | Family Medicine Center | Akron | Akron City Campus | 55 Arch | 3rd Floor | 2023-01-25 10:08 | Medium
No | 061922 | Scanning Systems, Ultrasonic, Portable | 850-20014 - Butterfly iQ+ | BT21230479 | Butterfly Network | Family Medicine Center | Akron | Akron City Campus | 55 Arch | 3rd Floor | 2023-01-25 10:12 | Medium
No | 061923 | Scanning Systems, Ultrasonic, Portable | 850-20014 - Butterfly iQ+ | BT21431870 | Butterfly Network | Family Medicine Center | Akron | Akron City Campus | 55 Arch | 3rd Floor | 2023-01-25 10:14 | Medium
No | 061924 | Scanning Systems, Ultrasonic, Portable | 850-20014 - Butterfly iQ+ | BT21440225 | Butterfly Network | Family Medicine Center | Akron | Akron City Campus | 55 Arch | 3rd Floor | 2023-01-25 10:18 | Medium
No | 061925 | Scanning Systems, Ultrasonic, Portable | 850-20014 - Butterfly iQ+ | BT21440148 | Butterfly Network | Family Medicine Center | Akron | Akron City Campus | 55 Arch | 3rd Floor | 2023-01-25 10:21 | Medium
No | 062935 | Scanning Systems, Ultrasonic, Portable | 900-20006 - Butterfly iQ+ | BT22111944 | Butterfly Network | Internal Medicine | Akron | Akron City Campus | 55 Arch | 1st Floor | 2023-12-22 06:28 | Medium
No | 062936 | Scanning Systems, Ultrasonic, Portable | 900-20006 - Butterfly iQ+ | BT23110387 | Butterfly Network | Internal Medicine | Akron | Akron City Campus | 55 Arch | 1st Floor | 2023-12-22 09:18 | Medium
No | 062937 | Scanning Systems, Ultrasonic, Portable | 900-20006 - Butterfly iQ+ | BT23110535 | Butterfly Network | Internal Medicine | Akron | Akron City Campus | 55 Arch | 1st Floor | 2023-12-22 09:20 | Medium
No | 064035 | Scanning Systems, Ultrasonic, Portable | 900-20052 - Butterfly iQ3 | KB23470164 | Butterfly Network | Internal Medicine | Akron | Akron City Campus | 55 Arch | 1st Floor | 2024-07-24 06:20 | Medium
No | 064036 | Scanning Systems, Ultrasonic, Portable | 900-20052 - Butterfly iQ3 | KB23470164 | Butterfly Network | Internal Medicine | Akron | Akron City Campus | 55 Arch | 1st Floor | 2024-07-24 06:20 | Medium
No | 064037 | Scanning Systems, Ultrasonic, Portable | 900-20052 - Butterfly iQ3 | KB23480091 | Butterfly Network | Internal Medicine | Akron | Akron City Campus | 55 Arch | 1st Floor | 2024-07-24 06:20 | Medium
No | 064038 | Scanning Systems, Ultrasonic, Portable | 900-20052 - Butterfly iQ3 | KB23480268 | Butterfly Network | Internal Medicine | Akron | Akron City Campus | 55 Arch | 1st Floor | 2024-07-24 06:20 | Medium
No | 064039 | Scanning Systems, Ultrasonic, Portable | 900-20052 - Butterfly iQ3 | KB23480289 | Butterfly Network | Internal Medicine | Akron | Akron City Campus | 55 Arch | 1st Floor | 2024-07-24 06:20 | Medium
No | 064040 | Scanning Systems, Ultrasonic, Portable | 900-20052 - Butterfly iQ3 | KB23480320 | Butterfly Network | Internal Medicine | Akron | Akron City Campus | 55 Arch | 1st Floor | 2024-07-24 06:20 | Medium
No | 064252 | Scanning Systems, Ultrasonic, Portable | 900-20052 - Butterfly iQ3 | KB23510314 | Butterfly Network | Family Medicine Center | Akron | Akron City Campus | 55 Arch | 3rd Floor | 2025-01-23 09:31 | Medium
No | 064253 | Scanning Systems, Ultrasonic, Portable | 900-20052 - Butterfly iQ3 | KB23510518 | Butterfly Network | Family Medicine Center | Akron | Akron City Campus | 55 Arch | 3rd Floor | 2025-01-23 09:31 | Medium
No | 064254 | Scanning Systems, Ultrasonic, Portable | 900-20052 - Butterfly iQ3 | KB23520353 | Butterfly Network | Family Medicine Center | Akron | Akron City Campus | 55 Arch | 3rd Floor | 2025-01-23 09:31 | Medium
No | 064255 | Scanning Systems, Ultrasonic, Portable | 900-20052 - Butterfly iQ3 | KB24080479 | Butterfly Network | Family Medicine Center | Akron | Akron City Campus | 55 Arch | 3rd Floor | 2025-01-23 09:31 | Medium
No | 064256 | Scanning Systems, Ultrasonic, Portable | 900-20052 - Butterfly iQ3 | KB24080711 | Butterfly Network | Family Medicine Center | Akron | Akron City Campus | 55 Arch | 3rd Floor | 2025-01-23 09:31 | Medium
No | 060296 | Scanning Systems, Ultrasonic, Portable | Apogee 2300 | 116212200078R | Shantou Institute Of Ultrasonic Instruments Co Ltd | Operating Room | Akron | Akron City Campus | Akron City Hospital | 1st Floor | 2021-08-31 | Medium
No | 058805 | Scanning Systems, Ultrasonic, Portable | H41212ZA - Vscan Extend | VH260490K3 | GE Healthcare | SCI - Noninvasive Cardio Service | Akron | Akron City Campus | Akron City Hospital | Ground Floor | 2020-04-22 | Medium
No | 058808 | Scanning Systems, Ultrasonic, Portable | H41212ZA - Vscan Extend | VH161928UU | GE Healthcare | NEOCS Cardiology | Akron | Akron City Campus | 95 Arch | 3rd Floor | 2020-05-07 | Medium
No | 061324 | Scanning Systems, Ultrasonic, Portable | H41212ZA - Vscan Extend | VH266894CC | GE Healthcare | NEOCS Cardiology | Akron | Akron City Campus | 95 Arch | 3rd Floor | 2022-06-01 | Medium
No | 061905 | Scanning Systems, Ultrasonic, Portable | H41212ZA - Vscan Extend | VH150577AR | GE Healthcare | NEOCS Cardiology | Akron | Akron City Campus | 95 Arch | 3rd Floor | 2022-06-01 | Medium
No | 028964 | Scanning Systems, Ultrasonic, Portable | H45561BP - Vscan | VH004358KB | GE Healthcare | Emergency Department (ED) - Medina | Barberton | Medina Campus | Medina Medical Center | 1st Floor | 2011-12-16 | Medium
No | 031465 | Scanning Systems, Ultrasonic, Portable | H45561BP - Vscan | VH004024QC | GE Healthcare | Emergency Department (ED) - Green | Barberton | Green Campus | Green Medical Center | Ground Floor | 2012-06-18 | Medium
No | 061901 | Scanning Systems, Ultrasonic, Portable | H45611AA - Vscan Air CL | VA001004405 | GE Healthcare | SCI - Noninvasive Cardio Service | Akron | Akron City Campus | Akron City Hospital | Ground Floor | 2022-06-14 | Medium
No | 061903 | Scanning Systems, Ultrasonic, Portable | H45611AA - Vscan Air CL | VA001004315 | GE Healthcare | SCI - Noninvasive Cardio Service | Akron | Akron City Campus | Akron City Hospital | Ground Floor | 2022-06-14 | Medium
No | 061913 | Scanning Systems, Ultrasonic, Portable | H45611AA - Vscan Air CL | VA001006967 | GE Healthcare | Orthopedics - White Pond | Barberton | White Pond Campus | White Pond Medical Center | 3rd Floor | 2023-01-04 13:02 | Medium
No | 061914 | Scanning Systems, Ultrasonic, Portable | H45611AA - Vscan Air CL | VA001006875 | GE Healthcare | Orthopedics - White Pond | Barberton | White Pond Campus | White Pond Medical Center | 3rd Floor | 2023-01-04 13:16 | Medium
No | 061915 | Scanning Systems, Ultrasonic, Portable | H45611AA - Vscan Air CL | VA001006883 | GE Healthcare | Orthopedics - White Pond | Barberton | White Pond Campus | White Pond Medical Center | 3rd Floor | 2023-01-04 13:23 | Medium
No | 061916 | Scanning Systems, Ultrasonic, Portable | H45611AA - Vscan Air CL | VA001006889 | GE Healthcare | Orthopedics - White Pond | Barberton | White Pond Campus | White Pond Medical Center | 3rd Floor | 2023-01-04 13:30 | Medium
No | 061917 | Scanning Systems, Ultrasonic, Portable | H45611AA - Vscan Air CL | VA001006891 | GE Healthcare | Orthopedics - White Pond | Barberton | White Pond Campus | White Pond Medical Center | 3rd Floor | 2023-01-04 13:44 | Medium
No | 061918 | Scanning Systems, Ultrasonic, Portable | H45611AA - Vscan Air CL | VA001006894 | GE Healthcare | Orthopedics - White Pond | Barberton | White Pond Campus | White Pond Medical Center | 3rd Floor | 2023-01-04 13:40 | Medium
No | 064043 | Scanning Systems, Ultrasonic, Portable | H45611AA - Vscan Air CL | VA001012513 | GE Healthcare | SCI - Noninvasive Cardio Service | Akron | Akron City Campus | Akron City Hospital | Ground Floor | 2024-08-06 10:47 | Medium
No | 064044 | Scanning Systems, Ultrasonic, Portable | H45611AA - Vscan Air CL | VA001201125 | GE Healthcare | Operating Room | Akron | Akron City Campus | Akron City Hospital | 1st Floor | 2024-08-23 09:54 | Medium
No | 064045 | Scanning Systems, Ultrasonic, Portable | H45611AA - Vscan Air CL | VA001201126 | GE Healthcare | Operating Room | Akron | Akron City Campus | Akron City Hospital | 1st Floor | 2024-08-23 09:54 | Medium
No | 064046 | Scanning Systems, Ultrasonic, Portable | H45611AA - Vscan Air CL | VA001201128 | GE Healthcare | Operating Room | Akron | Akron City Campus | Akron City Hospital | 1st Floor | 2024-08-23 09:54 | Medium
No | 064047 | Scanning Systems, Ultrasonic, Portable | H45611AA - Vscan Air CL | VA001201132 | GE Healthcare | Operating Room | Akron | Akron City Campus | Akron City Hospital | 1st Floor | 2024-08-23 09:54 | Medium
No | 064048 | Scanning Systems, Ultrasonic, Portable | H45611AA - Vscan Air CL | VA001201134 | GE Healthcare | Operating Room | Akron | Akron City Campus | Akron City Hospital | 1st Floor | 2024-08-23 09:54 | Medium
No | 064026 | Scanning Systems, Ultrasonic, Portable | H45621BP - Vscan Air SL | VA020003136 | GE Healthcare | SCI - Noninvasive Cardio Service | Akron | Akron City Campus | Akron City Hospital | Ground Floor | 2024-06-17 07:41 | Medium
No | 064027 | Scanning Systems, Ultrasonic, Portable | H45621BP - Vscan Air SL | VA020003142 | GE Healthcare | SCI - Noninvasive Cardio Service | Akron | Akron City Campus | Akron City Hospital | Ground Floor | 2024-06-17 09:04 | Medium
No | 064028 | Scanning Systems, Ultrasonic, Portable | H45621BP - Vscan Air SL | VA020003159 | GE Healthcare | SCI - Noninvasive Cardio Service | Akron | Akron City Campus | Akron City Hospital | Ground Floor | 2024-06-17 09:07 | Medium
No | 064029 | Scanning Systems, Ultrasonic, Portable | H45621BP - Vscan Air SL | VA020003169 | GE Healthcare | SCI - Noninvasive Cardio Service | Akron | Akron City Campus | Akron City Hospital | Ground Floor | 2024-06-17 09:10 | Medium
No | 064030 | Scanning Systems, Ultrasonic, Portable | H45621BP - Vscan Air SL | VA020003210 | GE Healthcare | SCI - Noninvasive Cardio Service | Akron | Akron City Campus | Akron City Hospital | Ground Floor | 2024-06-17 09:12 | Medium
No | 029893 | Scanning Systems, Ultrasonic, Portable | H48002BE - Vivid IQ | 630987WX0 | GE Healthcare | SCI-Heart Rhythm Services | Akron | Akron City Campus | Akron City Hospital | 1st Floor | 2018-02-06 | Medium
No | 029905 | Scanning Systems, Ultrasonic, Portable | H48012BA - Vivid IQ | 6016942WX0 | GE Healthcare | SCI - Noninvasive Cardio Service | Akron | Akron City Campus | Akron City Hospital | Ground Floor | 2018-07-31 | Medium
No | 058814 | Scanning Systems, Ultrasonic, Portable | H48032BJ - Vivid IQ | 430292US8 | GE Healthcare | SCI-Heart Rhythm Services | Akron | Akron City Campus | Akron City Hospital | 1st Floor | 2020-08-06 | Medium
No | 029886 | Scanning Systems, Ultrasonic, Portable | H48722AZ - Venue 50 | 607372WX0 | GE Healthcare | Operating Room | Akron | Akron City Campus | Akron City Hospital | 1st Floor | 2018-03-02 | Medium
No | 038067 | Scanning Systems, Ultrasonic, Portable | L05403-56 - Sonosite M-OB/GYN Office | Q4RMBB | FUJIFILM / Sonosite | Women's Health Center | Akron | Akron City Campus | 75 Arch | Basement | 2017-10-26 | Medium
No | 029888 | Scanning Systems, Ultrasonic, Portable | L21591-12 - Sonosite Edge II | Q4X4VZ | FUJIFILM / Sonosite | Orthopedics - White Pond | Barberton | White Pond Campus | White Pond Medical Center | 3rd Floor | 2018-05-03 | Medium
No | 062939 | Scanning Systems, Ultrasonic, Portable | P008094-003 - Kosmos Plus | GGM2KXL76Y | EchoNous | Radiation Therapy - SB | Barberton | Barberton Campus | Parkview Pavilion | Ground Floor | 2024-04-01 11:00 | Medium
No | 064033 | Scanning Systems, Ultrasonic, Portable | P008094-003 - Kosmos Plus | DY79DFPJYT | EchoNous | Infusion Center - Stow | Akron | Stow-Kent Campus | Stow-Kent Medical Center | 1st Floor | 2024-07-17 08:10 | Medium
No | 064034 | Scanning Systems, Ultrasonic, Portable | P008094-003 - Kosmos Plus | M934NRLYJ7 | EchoNous | Outpatient Oncology - Medina | Barberton | Medina Campus | Medina Medical Center | 1st Floor | 2024-07-17 08:10 | Medium
No | 029646 | Scanning Systems, Ultrasonic, Portable | P08189-81 - Sonosite M-Series | WK1F9X | FUJIFILM / Sonosite | Operating Room | Akron | Akron City Campus | Akron City Hospital | 1st Floor | 2013-01-24 | Medium
No | 029648 | Scanning Systems, Ultrasonic, Portable | P08189-81 - Sonosite M-Series | WK1FDG | FUJIFILM / Sonosite | T3 - Medical Intensive Care Unit (MICU) | Akron | Akron City Campus | Critical Care Tower | 3rd Floor | 2013-01-24 | Medium
No | 036974 | Scanning Systems, Ultrasonic, Portable | P08189-81 - Sonosite M-Series | WK1M36 | FUJIFILM / Sonosite | Intensive Care Unit (ICU) - SB | Barberton | Barberton Campus | Summa Barberton Hospital | 2nd Floor | 2013-04-04 | Medium
No | 014914 | Scanning Systems, Ultrasonic, Portable | P09417-37 - Sonosite S-Cath | 03JGVJ | FUJIFILM / Sonosite | Ultrasound | Akron | Akron City Campus | Akron City Hospital | Ground Floor | 2010-07-21 | Medium
No | 056474 | Scanning Systems, Ultrasonic, Portable | P09417-91 - Sonosite S-Nerve | WK2ZY7 | FUJIFILM / Sonosite | Angiography - SB | Barberton | Barberton Campus | Summa Barberton Hospital | 2nd Floor | 2015-04-01 | Medium
No | 056461 | Scanning Systems, Ultrasonic, Portable | P20680-17 - Sonosite Edge II | Q53YHD | FUJIFILM / Sonosite | Rootstown Primary Care | Akron | Rootstown Campus | Rootstown Medical Center | Ground Floor | 2019-07-12 | Medium
No | 020933 | Scanning Systems, Ultrasonic, Portable | P20883-10 - Sonosite SII | 04584M | FUJIFILM / Sonosite | SCI-Cardiac Cath Lab Svcs | Akron | Akron City Campus | Akron City Hospital | 1st Floor | 2016-07-19 | Medium
No | 029835 | Scanning Systems, Ultrasonic, Portable | P20883-10 - Sonosite SII | 045NK5 | FUJIFILM / Sonosite | Central Access Team | Akron | Akron City Campus | Akron City Hospital | 5th Floor | 2016-08-24 | Medium
No | 029895 | Scanning Systems, Ultrasonic, Portable | P20883-12 - Sonosite SII | 04DD9M | FUJIFILM / Sonosite | Anesthesia - SB | Barberton | Barberton Campus | Summa Barberton Hospital | 2nd Floor | 2018-03-14 | Medium
No | 050167 | Scanning Systems, Ultrasonic, Portable | P20883-12 - Sonosite SII | 046GB0 | FUJIFILM / Sonosite | Anesthesia | Akron | Akron City Campus | Akron City Hospital | 1st Floor | 2017-01-11 | Medium
No | 029979 | Scanning Systems, Ultrasonic, Portable | P20883-14 - Sonosite SII | 04JL5M | FUJIFILM / Sonosite | Anesthesia | Akron | Akron City Campus | Akron City Hospital | 1st Floor | 2019-01-10 | Medium
No | 029982 | Scanning Systems, Ultrasonic, Portable | P20883-14 - Sonosite SII | 04JQ7Y | FUJIFILM / Sonosite | Anesthesia - SB | Barberton | Barberton Campus | Summa Barberton Hospital | 2nd Floor | 2019-01-10 | Medium
No | 056456 | Scanning Systems, Ultrasonic, Portable | P24550-02 - Sonosite SII | 04KR85 | FUJIFILM / Sonosite | Anesthesia | Akron | Akron City Campus | Akron City Hospital | 1st Floor | 2019-05-14 | Medium
No | 056459 | Scanning Systems, Ultrasonic, Portable | P24550-02 - Sonosite SII | 04KMQP | FUJIFILM / Sonosite | Emergency Department (ED) - ACH | Akron | Akron City Campus | Akron City Hospital | Ground Floor | 2019-07-12 | Medium
No | 058533 | Scanning Systems, Ultrasonic, Portable | P24550-02 - Sonosite SII | 04P4TK | FUJIFILM / Sonosite | Endoscopy - Outpatient | Akron | Akron City Campus | 95 Arch | Ground Floor | 2019-12-10 | Medium
No | 058548 | Scanning Systems, Ultrasonic, Portable | P24550-02 - Sonosite SII | 04QGY5 | FUJIFILM / Sonosite | Anesthesia - SW | Barberton | Wadsworth Campus | Wadsworth-Rittman Medical Center | 1st Floor | 2020-03-11 | Medium
No | 058823 | Scanning Systems, Ultrasonic, Portable | P24550-02 - Sonosite SII | Q5F1BY | FUJIFILM / Sonosite | Intensive Care Unit (ICU) - SB | Barberton | Barberton Campus | Summa Barberton Hospital | 2nd Floor | 2020-11-10 | Medium
No | 059527 | Scanning Systems, Ultrasonic, Portable | P24550-02 - Sonosite SII | Q5FG1Y | FUJIFILM / Sonosite | Anesthesia | Akron | Akron City Campus | Akron City Hospital | 1st Floor | 2020-12-18 | Medium
No | 059528 | Scanning Systems, Ultrasonic, Portable | P24550-02 - Sonosite SII | Q5G5GG | FUJIFILM / Sonosite | Endoscopy | Akron | Akron City Campus | Akron City Hospital | Ground Floor | 2020-12-24 | Medium
No | 059540 | Scanning Systems, Ultrasonic, Portable | P24550-02 - Sonosite SII | Q5JBD8 | FUJIFILM / Sonosite | Rapid Response Team (RRT) | Akron | Akron City Campus | Akron City Hospital | 5th Floor | 2021-05-04 | Medium
No | 059546 | Scanning Systems, Ultrasonic, Portable | P24550-02 - Sonosite SII | Q5LRWX | FUJIFILM / Sonosite | SCI-Cardiac Cath Lab Svcs | Akron | Akron City Campus | Akron City Hospital | 1st Floor | 2021-09-08 | Medium
No | 059550 | Scanning Systems, Ultrasonic, Portable | P24550-41 - Sonosite SII | Q5PJTM | FUJIFILM / Sonosite | Anesthesia | Akron | Akron City Campus | Akron City Hospital | 1st Floor | 2022-01-04 | Medium
No | 061312 | Scanning Systems, Ultrasonic, Portable | P24550-41 - Sonosite SII | Q5QJB2 | FUJIFILM / Sonosite | Interventional Psychiatry | Akron | Akron City Campus | Akron City Hospital | 2nd Floor | 2022-02-16 | Medium
No | 061314 | Scanning Systems, Ultrasonic, Portable | P24550-41 - Sonosite SII | Q5QJ7C | FUJIFILM / Sonosite | Medina ASC | Barberton | Medina Campus | Medina Medical Center | 1st Floor | 2022-02-16 | Medium
No | 061321 | Scanning Systems, Ultrasonic, Portable | P24550-41 - Sonosite SII | Q5RM2Y | FUJIFILM / Sonosite | Virtual Care Simulation Lab | Akron | Akron City Campus | Akron City Hospital | 1st Floor | 2022-04-06 | Medium
No | 061318 | Scanning Systems, Ultrasonic, Portable | P25000-30 - Sonosite PX 2.1 | 0549XW | FUJIFILM / Sonosite | Angiography | Akron | Akron City Campus | Akron City Hospital | 2nd Floor | 2022-03-22 | Medium
No | 061907 | Scanning Systems, Ultrasonic, Portable | P25000-30 - Sonosite PX 2.1 | 058FNB | FUJIFILM / Sonosite | H2 - Labor and Delivery Unit (L&D) | Akron | Akron City Campus | H Tower | 2nd Floor | 2022-11-02 | Medium
No | 061909 | Scanning Systems, Ultrasonic, Portable | P25000-30 - Sonosite PX 2.1 | 058FNZ | FUJIFILM / Sonosite | H2 - Labor and Delivery Unit (L&D) | Akron | Akron City Campus | H Tower | 2nd Floor | 2022-11-02 | Medium
No | 061919 | Scanning Systems, Ultrasonic, Portable | P25000-30 - Sonosite PX 2.1 | 05B0YR | FUJIFILM / Sonosite | Angiography - SB | Barberton | Barberton Campus | Summa Barberton Hospital | 2nd Floor | 2023-01-10 08:14 | Medium
No | 062926 | Scanning Systems, Ultrasonic, Portable | P25000-30 - Sonosite PX 2.1 | 05C203 | FUJIFILM / Sonosite | Trauma Services | Akron | Akron City Campus | Akron City Hospital | Ground Floor | 2023-03-23 12:04 | Medium
No | 062928 | Scanning Systems, Ultrasonic, Portable | P25000-30 - Sonosite PX 2.1 | 05CG2J | FUJIFILM / Sonosite | Trauma Services | Akron | Akron City Campus | Akron City Hospital | Ground Floor | 2023-03-23 10:25 | Medium
Yes | 062938 | Scanning Systems, Ultrasonic, Small-Parts | 251033 - ExactVu Micro-Ultrasound Imaging System | 6437230052 | Exact Imaging | Medina ASC | Barberton | Medina Campus | Medina Medical Center | 1st Floor | 2024-02-09 13:09 | Low
No | 037444 | Scanning Systems, Ultrasonic, Small-Parts, Bladder | 0270-0870 - Bladderscan Prime Plus | C1513650 | Verathon | Emergency Department (ED) - Wadsworth | Barberton | Wadsworth Campus | Wadsworth Emergency Bldg | Ground Floor | 2020-06-25 | Low
No | 059296 | Scanning Systems, Ultrasonic, Small-Parts, Bladder | 0270-0870 - Bladderscan Prime Plus | C1514105 | Verathon | 3 East - Palliative and Hospice Unit | Akron | Akron City Campus | Akron City Hospital | 3rd Floor | 2020-09-15 | Low
No | 059297 | Scanning Systems, Ultrasonic, Small-Parts, Bladder | 0270-0870 - Bladderscan Prime Plus | C1514106 | Verathon | H4 - Mother/Baby Unit | Akron | Akron City Campus | H Tower | 4th Floor | 2020-09-15 | Low
No | 059298 | Scanning Systems, Ultrasonic, Small-Parts, Bladder | 0270-0870 - Bladderscan Prime Plus | C1514107 | Verathon | Health Tech Mgmt | Akron | Akron City Campus | H Tower | Basement | 2020-09-15 | Low
No | 060471 | Scanning Systems, Ultrasonic, Small-Parts, Bladder | 0270-0870 - Bladderscan Prime Plus | C1517622 | Verathon | Urogynecology | Akron | Akron City Campus | 95 Arch | 2nd Floor | 2021-05-13 | Low
No | 060474 | Scanning Systems, Ultrasonic, Small-Parts, Bladder | 0270-0870 - Bladderscan Prime Plus | C1516864 | Verathon | Urology - Stow | Akron | Stow-Kent Campus | Stow-Kent Medical Center | 2nd Floor | 2021-06-11 | Low
No | 060701 | Scanning Systems, Ultrasonic, Small-Parts, Bladder | 0270-0870 - Bladderscan Prime Plus | C1517776 | Verathon | Urology - Stow | Akron | Stow-Kent Campus | Stow-Kent Medical Center | 2nd Floor | 2021-07-21 | Low
No | 061343 | Scanning Systems, Ultrasonic, Small-Parts, Bladder | 0270-0870 - Bladderscan Prime Plus | C1520954 | Verathon | Multi Spec Ctr - Lake Medina Ste 250 | Barberton | Medina Campus | Medina Medical Center | 2nd Floor | 2021-09-30 | Low
No | 060679 | Scanning Systems, Ultrasonic, Small-Parts, Bladder | 0270-1014 - Bladderscan i10 | CT200273 | Verathon | T2 - STN Intensive Care Unit (STN-ICU) | Akron | Akron City Campus | Critical Care Tower | 2nd Floor | 2021-07-07 | Low
No | 060787 | Scanning Systems, Ultrasonic, Small-Parts, Bladder | 0270-1014 - Bladderscan i10 | CT200238 | Verathon | T1 - CTV Intensive Care Unit (CTV-ICU) | Akron | Akron City Campus | Critical Care Tower | 1st Floor | 2021-07-07 | Low
No | 060788 | Scanning Systems, Ultrasonic, Small-Parts, Bladder | 0270-1014 - Bladderscan i10 | CT200263 | Verathon | T3 - Medical Intensive Care Unit (MICU) | Akron | Akron City Campus | Critical Care Tower | 3rd Floor | 2021-07-07 | Low
No | 061697 | Scanning Systems, Ultrasonic, Small-Parts, Bladder | 0270-1014 - Bladderscan i10 | CT221523 | Verathon | BHP 4 - Geropsych Unit | Akron | Akron City Campus | Juve Family BH Pavillion | 4th Floor | 2023-01-21 08:50 | Low
No | 062714 | Scanning Systems, Ultrasonic, Small-Parts, Bladder | 0270-1014 - Bladderscan i10 | CT220435 | Verathon | BHP 6 - Adult Dual Diagnosis Unit | Akron | Akron City Campus | Juve Family BH Pavillion | 6th Floor | 2023-01-21 07:11 | Low
No | 063458 | Scanning Systems, Ultrasonic, Small-Parts, Bladder | 0270-1014 - Bladderscan i10 | CT233293 | Verathon | Sameday Surgery Center | Akron | Akron City Campus | H Tower | 1st Floor | 2023-11-01 12:07 | Low
No | 063459 | Scanning Systems, Ultrasonic, Small-Parts, Bladder | 0270-1014 - Bladderscan i10 | CT233295 | Verathon | Emergency Department (ED) - ACH | Akron | Akron City Campus | Akron City Hospital | Ground Floor | 2023-11-01 12:07 | Low
No | 063460 | Scanning Systems, Ultrasonic, Small-Parts, Bladder | 0270-1014 - Bladderscan i10 | CT233213 | Verathon | 4 North - Medical Unit | Akron | Akron City Campus | Akron City Hospital | 4th Floor | 2023-11-01 12:08 | Low
No | 063461 | Scanning Systems, Ultrasonic, Small-Parts, Bladder | 0270-1014 - Bladderscan i10 | CT233151 | Verathon | 3 West - Trauma/Neuro Progressive Care Unit (PCU) | Akron | Akron City Campus | Akron City Hospital | 3rd Floor | 2023-11-01 12:08 | Low
No | 063462 | Scanning Systems, Ultrasonic, Small-Parts, Bladder | 0270-1014 - Bladderscan i10 | CT233273 | Verathon | 5 West - Cardiac Progressive Care Unit (PCU) | Akron | Akron City Campus | Akron City Hospital | 5th Floor | 2023-11-01 12:08 | Low
No | 063463 | Scanning Systems, Ultrasonic, Small-Parts, Bladder | 0270-1014 - Bladderscan i10 | CT233086 | Verathon | 3 North - Epilepsy Monitoring Unit (EMU) | Akron | Akron City Campus | Akron City Hospital | 3rd Floor | 2023-11-01 12:09 | Low
No | 063464 | Scanning Systems, Ultrasonic, Small-Parts, Bladder | 0270-1014 - Bladderscan i10 | CT233077 | Verathon | 4 West - CPI Progressive Care Unit (CPI-PCU) | Akron | Akron City Campus | Akron City Hospital | 4th Floor | 2023-11-01 12:09 | Low
No | 063465 | Scanning Systems, Ultrasonic, Small-Parts, Bladder | 0270-1014 - Bladderscan i10 | CT233289 | Verathon | PACU | Akron | Akron City Campus | Akron City Hospital | 1st Floor | 2023-11-01 12:09 | Low
No | 063466 | Scanning Systems, Ultrasonic, Small-Parts, Bladder | 0270-1014 - Bladderscan i10 | CT233271 | Verathon | 6 West - Acute Care of the Elderly (ACE) Unit | Akron | Akron City Campus | Akron City Hospital | 6th Floor | 2023-11-01 12:10 | Low
No | 063467 | Scanning Systems, Ultrasonic, Small-Parts, Bladder | 0270-1014 - Bladderscan i10 | CT233168 | Verathon | H5 - Medical/Surgical Unit (MSU) | Akron | Akron City Campus | H Tower | 5th Floor | 2023-11-01 12:10 | Low
No | 063468 | Scanning Systems, Ultrasonic, Small-Parts, Bladder | 0270-1014 - Bladderscan i10 | CT233268 | Verathon | 7 West - Respiratory Unit | Akron | Akron City Campus | Akron City Hospital | 7th Floor | 2023-11-01 12:10 | Low
No | 063469 | Scanning Systems, Ultrasonic, Small-Parts, Bladder | 0270-1014 - Bladderscan i10 | CT233282 | Verathon | 5 East - Observation Unit | Akron | Akron City Campus | Akron City Hospital | 5th Floor | 2023-11-01 12:11 | Low
No | 063470 | Scanning Systems, Ultrasonic, Small-Parts, Bladder | 0270-1014 - Bladderscan i10 | CT233104 | Verathon | 7 East - Oncology Medical Unit | Akron | Akron City Campus | Akron City Hospital | 7th Floor | 2023-11-01 12:12 | Low
No | 063471 | Scanning Systems, Ultrasonic, Small-Parts, Bladder | 0270-1014 - Bladderscan i10 | CT233060 | Verathon | Clinical Decision Unit (CDU) - ACH | Akron | Akron City Campus | Akron City Hospital | Ground Floor | 2023-11-01 12:12 | Low
No | 063472 | Scanning Systems, Ultrasonic, Small-Parts, Bladder | 0270-1014 - Bladderscan i10 | CT233152 | Verathon | 1 Central - CV Progressive Care Unit (PCU) | Akron | Akron City Campus | Critical Care Tower | 1st Floor | 2023-11-01 12:12 | Low
No | 063473 | Scanning Systems, Ultrasonic, Small-Parts, Bladder | 0270-1014 - Bladderscan i10 | CT233165 | Verathon | H6 - Surgical Progressive Care Unit (PCU) | Akron | Akron City Campus | H Tower | 6th Floor | 2023-11-01 12:13 | Low
No | 070336 | Scanning Systems, Ultrasonic, Small-Parts, Bladder | 0270-1014 - Bladderscan i10 | CT233290 | Verathon | 4 South - Medical/Surgical Unit (MSU) - SB | Barberton | Barberton Campus | Summa Barberton Hospital | 4th Floor | 2023-11-06 10:38 | Low
No | 070337 | Scanning Systems, Ultrasonic, Small-Parts, Bladder | 0270-1014 - Bladderscan i10 | CT233222 | Verathon | Emergency Department (ED) - SBH | Barberton | Barberton Campus | Summa Barberton Hospital | Ground Floor | 2023-11-06 10:38 | Low
No | 070338 | Scanning Systems, Ultrasonic, Small-Parts, Bladder | 0270-1014 - Bladderscan i10 | CT233108 | Verathon | 1 East - Medical/Surgical Unit (MSU) - SB | Barberton | Barberton Campus | Summa Barberton Hospital | 1st Floor | 2023-11-06 10:38 | Low
No | 070339 | Scanning Systems, Ultrasonic, Small-Parts, Bladder | 0270-1014 - Bladderscan i10 | CT233235 | Verathon | 2 East - Cardiac Progressive Care Unit (PCU) - SB | Barberton | Barberton Campus | Summa Barberton Hospital | 2nd Floor | 2023-11-06 11:19 | Low
No | 070340 | Scanning Systems, Ultrasonic, Small-Parts, Bladder | 0270-1014 - Bladderscan i10 | CT233076 | Verathon | Intensive Care Unit (ICU) - SB | Barberton | Barberton Campus | Summa Barberton Hospital | 2nd Floor | 2023-11-06 11:23 | Low
No | 070712 | Scanning Systems, Ultrasonic, Small-Parts, Bladder | 0270-1014 - Bladderscan i10 | CT246359 | Verathon | PACU - SW | Barberton | Wadsworth Campus | Wadsworth-Rittman Medical Center | 1st Floor | 2024-11-26 11:23 | Low
No | 038439 | Scanning Systems, Ultrasonic, Small-Parts, Bladder | 0570-0346 - Bladderscan Prime Plus | BP003072 | Verathon | Urology - Wadsworth | Barberton | Wadsworth Campus | Wadsworth-Rittman Medical Center | 3rd Floor | 2017-02-07 | Low
No | 057953 | Scanning Systems, Ultrasonic, Small-Parts, Bladder | 0570-0346 - Bladderscan Prime Plus | BP002937 | Verathon | Urology - SBH | Barberton | Barberton Campus | Tuscora Park Pavilion | Ground Floor | 2017-01-16 | Low
No | 057966 | Scanning Systems, Ultrasonic, Small-Parts, Bladder | 0570-0346 - Bladderscan Prime Plus | BP003701 | Verathon | Urology - Green | Barberton | Green Campus | Green Physician Office Building | 1st Floor | 2017-05-08 | Low
No | 057994 | Scanning Systems, Ultrasonic, Small-Parts, Bladder | 0570-0346 - Bladderscan Prime Plus | BP003699 | Verathon | Health Tech Mgmt - SB | Barberton | Barberton Campus | Summa Barberton Hospital | 5th Floor | 2017-05-08 | Low
No | 058621 | Scanning Systems, Ultrasonic, Small-Parts, Bladder | 0570-0346 - Bladderscan Prime Plus | BP002662 | Verathon | Urology - ACH | Akron | Akron City Campus | 95 Arch | 1st Floor | 2016-11-30 | Low
No | 059610 | Scanning Systems, Ultrasonic, Small-Parts, Bladder | 0570-0346 - Bladderscan Prime Plus | BP002664 | Verathon | Urology - ACH | Akron | Akron City Campus | 95 Arch | 1st Floor | 2016-11-30 | Low
No | 059613 | Scanning Systems, Ultrasonic, Small-Parts, Bladder | 0570-0346 - Bladderscan Prime Plus | C1505452 | Verathon | Urology - ACH | Akron | Akron City Campus | 95 Arch | 1st Floor | 2019-02-06 | Low
No | 059629 | Scanning Systems, Ultrasonic, Small-Parts, Bladder | 0570-0346 - Bladderscan Prime Plus | C1504870 | Verathon | Urology - ACH | Akron | Akron City Campus | 95 Arch | 1st Floor | 2018-12-18 | Low
No | 059667 | Scanning Systems, Ultrasonic, Small-Parts, Bladder | 0570-0346 - Bladderscan Prime Plus | BP002663 | Verathon | Urology - ACH | Akron | Akron City Campus | 95 Arch | 1st Floor | 2016-11-30 | Low
No | 059695 | Scanning Systems, Ultrasonic, Small-Parts, Bladder | 0570-0346 - Bladderscan Prime Plus | BP002661 | Verathon | Urology - ACH | Akron | Akron City Campus | 95 Arch | 1st Floor | 2016-11-30 | Low
No | 058761 | Scanning Systems, Ultrasonic, Small-Parts, Bladder | MDSB10900 - Biocon-900 | 2310MB0060 | MCube Technology | Summa Rehab Hospital | Akron | Akron City Campus | Summa Rehab Hospital |  | 2020-03-11 | Low
No | 063767 | Scanning Systems, Ultrasonic, Small-Parts, Bladder | MDSB10900 - Biocon-900 | 2310RC0027 | MCube Technology | Summa Rehab Hospital | Akron | Akron City Campus | Summa Rehab Hospital |  | 2024-01-30 | Low
No | 063768 | Scanning Systems, Ultrasonic, Small-Parts, Bladder | MDSB10900 - Biocon-900 | 2310RC0019 | MCube Technology | Summa Rehab Hospital | Akron | Akron City Campus | Summa Rehab Hospital |  | 2024-01-30 | Low
No | 036806 | Scanning Systems, Ultrasonic, Vascular | 2100SX - Flo-Lab 2100Sx | 2100-000003172 | Parks Medical Electronics | SCI - Noninvasive Vascular - SB | Barberton | Barberton Campus | Summa Barberton Hospital | Ground Floor | 2016-05-10 | Medium
No | 030383 | Scanning Systems, Ultrasonic, Vascular | Sonara TCD Machine | TD140355M | Natus Medical | EEG Neurology Lab | Akron | Akron City Campus | Akron City Hospital | Ground Floor | 2014-08-29 | Medium
No | 038033 | Scanning Systems, Ultrasonic, Vascular Access | 950041600 - Site-Rite Halcyon | 119050509 | Bard Access Systems | Nursing Administration - SB | Barberton | Barberton Campus | Summa Barberton Hospital | 1st Floor | 2019-09-23 | Low
No | 024221 | Scanning Systems, Ultrasonic, Vascular Access | 9770060 - Site-Rite 6 | DYSD7053 | Bard Access Systems | T3 - Medical Intensive Care Unit (MICU) | Akron | Akron City Campus | Critical Care Tower | 3rd Floor | 2008-05-29 | Low
No | 026166 | Scanning Systems, Ultrasonic, Vascular Access | 9770060 - Site-Rite 6 | DYTJ7020 | Bard Access Systems | T3 - Medical Intensive Care Unit (MICU) | Akron | Akron City Campus | Critical Care Tower | 3rd Floor | 2010-01-12 | Low
No | 026284 | Scanning Systems, Ultrasonic, Vascular Access | 9770060 - Site-Rite 6 | DYTL7030 | Bard Access Systems | Virtual Care Simulation Lab | Akron | Akron City Campus | Akron City Hospital | 1st Floor | 2010-02-22 | Low
No | 031297 | Scanning Systems, Ultrasonic, Vascular Access | 9770060 - Site-Rite 6 | DYWF7040 | Bard Access Systems | Emergency Department (ED) - Green | Barberton | Green Campus | Green Medical Center | Ground Floor | 2012-09-26 | Low
No | 035145 | Scanning Systems, Ultrasonic, Vascular Access | 9770600 - Site-Rite 8 | DYARAC018 | Bard Access Systems | T2 - STN Intensive Care Unit (STN-ICU) | Akron | Akron City Campus | Critical Care Tower | 2nd Floor | 2016-05-18 | Low
No | 056439 | Scanning Systems, Ultrasonic, Vascular Access | P005324 - Uscan | R52M40QP0ZE | Signostics | Outpatient Oncology - Akron | Akron | Akron City Campus | Cooper Cancer Center |  | 2019-11-06 | Low
No | CE5641 | Scanning Systems, Ultrasonic, Vascular Access | Sherlock - Ultrasound Imager, Needle | ASQF0212 | Bard Access Systems | 4 South - Medical/Surgical Unit (MSU) - SB | Barberton | Barberton Campus | Summa Barberton Hospital | 4th Floor | 2009-04-01 | Low
No | 038436 | Scanning Systems, Ultrasonic, Vascular Access | Site-Rite 5 - Site-Rite 5 | DYQE5076 | Bard Access Systems | 4 South - Medical/Surgical Unit (MSU) - SB | Barberton | Barberton Campus | Summa Barberton Hospital | 4th Floor | 2009-04-01 | Low
No | 031640 | Scanning Systems, Ultrasonic, Vascular Access | Site-Rite Prevue - Site-Rite Prevue | DYYLE006 | Bard Access Systems | Virtual Care Simulation Lab | Akron | Akron City Campus | Akron City Hospital | 1st Floor | 2015-01-08 | Low
No | 032410 | Scanning Systems, Ultrasonic, Vascular Access | Site-Rite Prevue - Site-Rite Prevue | DYYKE016 | Bard Access Systems | SCI-Cardiology Prep & Recovery | Akron | Akron City Campus | Akron City Hospital | 1st Floor | 2015-01-09 | Low
No | 035181 | Scanning Systems, Ultrasonic, Vascular Access | Site-Rite Prevue - Site-Rite Prevue | DYYKE011 | Bard Access Systems | Infusion Center - Stow | Akron | Stow-Kent Campus | Stow-Kent Medical Center | 1st Floor | 2015-01-09 | Low
No | 037461 | Shaker/Orbiters, Laboratory | 9454FIALUS - Analog Vortex Mixer | 201204008 | Thermo Fisher Scientific | LAB General - SW | Barberton | Wadsworth Campus | Wadsworth-Rittman Medical Center | 1st Floor | 2020-12-16 | Low
No | 028208 | Shaker/Orbiters, Laboratory | 945600 - | 101115002 | Vortex | LAB Microbiology | Akron | Akron City Campus | ACH Admin Building | 2nd Floor | 2010-12-13 | Low
No | 028209 | Shaker/Orbiters, Laboratory | 945600 - | 101115003 | Vortex | LAB Microbiology | Akron | Akron City Campus | ACH Admin Building | 2nd Floor | 2010-12-13 | Low
No | 031858 | Shaker/Orbiters, Laboratory | K5509 - Mixer, Vortex | 150225019 | Fisher Scientific | LAB Microbiology | Akron | Akron City Campus | ACH Admin Building | 2nd Floor | 2015-04-06 | Low
No | 004610 | Shaker/Orbiters, Laboratory | K-550-G - Mixer-Vortex Genie | 17602 | Scientific Products | IMMUNOLOGY/SEROLOGY | Akron | Akron City Campus | Akron City Hospital | 2nd Floor | 1990-01-01 | Low
No | 026397 | Shaker/Orbiters, Laboratory | M16715 - MAXI-MIX 1 VORTEX | 1858100369008 | Thermo Fisher Scientific | LAB Histology/Morgue | Akron | Akron City Campus | ACH Admin Building | 2nd Floor | 2010-10-25 | Low
No | 004602 | Shaker/Orbiters, Laboratory | M16715 - Mixing Device | 47392 | Vortex | IMMUNOLOGY/SEROLOGY | Akron | Akron City Campus | Akron City Hospital | 2nd Floor | 1993-11-08 | Low
No | 053524 | Shaker/Orbiters, Laboratory | M16715 - Mixing Device | 2-452705 | Vortex | LAB Microbiology | Akron | Akron City Campus | ACH Admin Building | 2nd Floor | 2018-02-21 | Low
No | 031850 | Shaker/Orbiters, Laboratory | mini vortex mixer - Mini Vortex Mier | 14072674 | Fisher Scientific | LAB Microbiology | Akron | Akron City Campus | ACH Admin Building | 2nd Floor | 2015-03-09 | Low
No | 031851 | Shaker/Orbiters, Laboratory | mini vortex mixer - Mini Vortex Mier | 1402790 | Fisher Scientific | LAB Microbiology | Akron | Akron City Campus | ACH Admin Building | 2nd Floor | 2015-03-09 | Low
No | 031875 | Shaker/Orbiters, Laboratory | mini vortex mixer - Mini Vortex Mier | 150602033 | Fisher Scientific | LAB Cytology | Akron | Akron City Campus | Akron City Hospital | 5th Floor | 2015-06-29 | Low
No | 053372 | Shaker/Orbiters, Laboratory | mini vortex mixer - Mini Vortex Mier | 15051011 | Fisher Scientific | LAB Microbiology | Akron | Akron City Campus | ACH Admin Building | 2nd Floor | 2018-07-09 | Low
No | 053373 | Shaker/Orbiters, Laboratory | mini vortex mixer - Mini Vortex Mier | 15050895 | Fisher Scientific | LAB Microbiology | Akron | Akron City Campus | ACH Admin Building | 2nd Floor | 2018-07-09 | Low
No | 053376 | Shaker/Orbiters, Laboratory | mini vortex mixer - Mini Vortex Mier | 15051010 | Fisher Scientific | LAB Microbiology | Akron | Akron City Campus | ACH Admin Building | 2nd Floor | 2018-07-09 | Low
No | 053377 | Shaker/Orbiters, Laboratory | mini vortex mixer - Mini Vortex Mier | 15050864 | Fisher Scientific | LAB Microbiology | Akron | Akron City Campus | ACH Admin Building | 2nd Floor | 2018-07-09 | Low
No | 053547 | Shaker/Orbiters, Laboratory | mini vortex mixer - Mini Vortex Mier | 17081255 | Fisher Scientific | LAB Microbiology | Akron | Akron City Campus | ACH Admin Building | 2nd Floor | 2018-02-05 | Low
No | 053548 | Shaker/Orbiters, Laboratory | mini vortex mixer - Mini Vortex Mier | 17081200 | Fisher Scientific | LAB Microbiology | Akron | Akron City Campus | ACH Admin Building | 2nd Floor | 2018-02-05 | Low
No | 053549 | Shaker/Orbiters, Laboratory | mini vortex mixer - Mini Vortex Mier | 17081277 | Fisher Scientific | LAB Microbiology | Akron | Akron City Campus | ACH Admin Building | 2nd Floor | 2018-02-05 | Low
No | 053550 | Shaker/Orbiters, Laboratory | mini vortex mixer - Mini Vortex Mier | 17081309 | Fisher Scientific | LAB Microbiology | Akron | Akron City Campus | ACH Admin Building | 2nd Floor | 2018-02-05 | Low
No | 008622 | Shaker/Orbiters, Laboratory | S8225 - Mixer, Vortex | J4023 | Scientific Products | LAB Infectious Disease | Akron | Akron City Campus | Akron City Hospital | 5th Floor | 1978-01-01 | Low
No | 023305 | Shaker/Orbiters, Laboratory | SI-0236 - G-560 Vortex 2 Genie | 2-299720 | Thermo Fisher Scientific | LAB Microbiology | Akron | Akron City Campus | ACH Admin Building | 2nd Floor | 2007-06-11 | Low
No | 061557 | Shaker/Orbiters, Laboratory | SI-0236 - G-560 Vortex 2 Genie | 2-426378 | Thermo Fisher Scientific | Angiography | Akron | Akron City Campus | Akron City Hospital | 2nd Floor | 2022-03-03 | Low
No | 061558 | Shaker/Orbiters, Laboratory | SI-0236 - G-560 Vortex 2 Genie | 2-456759 | Thermo Fisher Scientific | Angiography | Akron | Akron City Campus | Akron City Hospital | 2nd Floor | 2022-03-03 | Low
No | 033355 | Shaker/Orbiters, Laboratory | TEKTATOR V - | 091028003 | Cardinal | LAB Microbiology | Akron | Akron City Campus | ACH Admin Building | 2nd Floor | 2016-08-15 | Low
No | CE5369 | Shaker/Orbiters, Laboratory | VORTEXER - | 50920001 | Vwr Scientific | LAB Cytology - SB | Barberton | Barberton Campus | Summa Barberton Hospital | 4th Floor | 2009-04-01 | Low
No | 060423 | Simulators | 169030 - Califia Perfusion Simulator | 1132 | Biomed Simulation Inc | Virtual Care Simulation Lab | Akron | Akron City Campus | Akron City Hospital | 1st Floor | 2021-04-15 | Medium
No | 010986 | Simulators, Cardiac, Electrocardiography | EHS10 - Ecg Simulator | 12853 | Dale Technology / Fluke Biomedical | Health Tech Mgmt | Akron | Akron City Campus | ACH Admin Building | Ground Floor | 2001-11-27 | Low
No | 021246 | Simulators, Cardiac, Electrocardiography | EHS10 - Ecg Simulator | 9020009 | Dale Technology / Fluke Biomedical | Health Tech Mgmt | Akron | Akron City Campus | ACH Admin Building | Ground Floor | 2005-11-03 | Low
No | 024970 | Simulators, Cardiac, Electrocardiography | EHS10 - Ecg Simulator | 9526004 | Dale Technology / Fluke Biomedical | Health Tech Mgmt | Akron | Akron City Campus | ACH Admin Building | Ground Floor | 2007-10-19 | Low
No | 059143 | Simulators, Cardiac, Electrocardiography | EHS10 - Ecg Simulator | 8975019 | Dale Technology / Fluke Biomedical | Health Tech Mgmt | Akron | Akron City Campus | ACH Admin Building | Ground Floor | 2020-07-10 | Low
No | 024971 | Simulators, Cardiac, Electrocardiography | EHS12 - Ecg Simulator | 9525027 | Dale Technology / Fluke Biomedical | Health Tech Mgmt | Akron | Akron City Campus | ACH Admin Building | Ground Floor | 2007-10-19 | Low
No | 059144 | Simulators, Cardiac, Electrocardiography | PS410 | 4688049 | Fluke Biomedical | Health Tech Mgmt | Akron | Akron City Campus | ACH Admin Building | Ground Floor | 2020-07-10 | Low
No | 006368 | Simulators, Invasive Blood Pressure | 59PXCAL - Simulator,Blood Pressure | 001409 | Baxter Healthcare | Health Tech Mgmt | Akron | Akron City Campus | ACH Admin Building | Ground Floor | 1997-04-21 | Low
No | 015701 | Simulators, Invasive Blood Pressure | 59PXCAL - Simulator,Blood Pressure | 001512 | Baxter Healthcare | Health Tech Mgmt | Akron | Akron City Campus | ACH Admin Building | Ground Floor | 2004-07-26 | Low
No | 015702 | Simulators, Invasive Blood Pressure | 59PXCAL - Simulator,Blood Pressure | 001497 | Baxter Healthcare | Health Tech Mgmt | Akron | Akron City Campus | ACH Admin Building | Ground Floor | 2004-07-26 | Low
No | 062127 | Simulators, Invasive Blood Pressure | 59PXCAL - Simulator,Blood Pressure | 001353 | Baxter Healthcare | Health Tech Mgmt | Akron | Akron City Campus | H Tower | Basement | 2022-06-22 | Low
No | 001708 | Simulators, Invasive Blood Pressure | NAMIC - Simulator, Bp | 56216 | Baxter Healthcare | SCI-Heart Rhythm Services | Akron | Akron City Campus | Akron City Hospital | 1st Floor | 1996-01-01 | Low
No | 059087 | Simulators, Multiparameter | 2052204-001 - Cardiolab Simulator | SHY19030114TA | GE Healthcare | SCI-Heart Rhythm Services | Akron | Akron City Campus | Akron City Hospital | 1st Floor | 2020-09-21 | Low
No | 011718 | Simulators, Multiparameter | 214A - Patient Simulator | 0987 | Dynatech Nevada | Health Tech Mgmt | Akron | Akron City Campus | H Tower | Basement | 1995-10-15 | Low
No | 037815 | Simulators, Multiparameter | 300 - 300 | 1322 | Dynatech Nevada | Health Tech Mgmt - SB | Barberton | Barberton Campus | Summa Barberton Hospital | 5th Floor | 2009-04-01 | Low
No | 037813 | Simulators, Multiparameter | Lionheart 3 C - Lionheart 3 C | 12777 | Biotek / Fluke Biomedical | Health Tech Mgmt - SB | Barberton | Barberton Campus | Summa Barberton Hospital | 5th Floor | 2009-04-01 | Low
No | 009858 | Simulators, Multiparameter | MED SIM 300 - Simulator,Patient | 0306 | Dynatech Nevada | Health Tech Mgmt | Akron | Akron City Campus | H Tower | Basement | 1998-02-01 | Low
No | 013801 | Simulators, Multiparameter | SC-5 - Simcube | 11950 | Pronk Technologies | Health Tech Mgmt | Akron | Akron City Campus | ACH Admin Building | Ground Floor | 2020-12-18 | Low
No | 013802 | Simulators, Multiparameter | SC-5 - Simcube | 11989 | Pronk Technologies | Health Tech Mgmt | Akron | Akron City Campus | ACH Admin Building | Ground Floor | 2020-12-18 | Low
No | 013803 | Simulators, Multiparameter | SC-5 - Simcube | 11973 | Pronk Technologies | Health Tech Mgmt - SB | Barberton | Barberton Campus | Summa Barberton Hospital | 5th Floor | 2020-12-18 | Low
No | 022551 | Simulators, Multiparameter | SC-5 - Simcube | 840 | Pronk Technologies | Health Tech Mgmt | Akron | Akron City Campus | ACH Admin Building | Ground Floor | 2006-10-27 | Low
No | 030849 | Simulators, Multiparameter | SC-5 - Simcube | 5979 | Pronk Technologies | Health Tech Mgmt - SB | Barberton | Barberton Campus | Summa Barberton Hospital | 5th Floor | 2013-09-30 | Low
No | 032470 | Simulators, Multiparameter | SC-5 - Simcube | 8632 | Pronk Technologies | Health Tech Mgmt | Akron | Akron City Campus | ACH Admin Building | Ground Floor | 2016-12-29 | Low
No | 035647 | Simulators, Multiparameter | SC-5 - Simcube | 8863 | Pronk Technologies | Health Tech Mgmt | Akron | Akron City Campus | ACH Admin Building | Ground Floor | 2017-03-31 | Low
No | 035648 | Simulators, Multiparameter | SC-5 - Simcube | 8932 | Pronk Technologies | Health Tech Mgmt | Akron | Akron City Campus | H Tower | Basement | 2017-05-16 | Low
No | 037817 | Simulators, Multiparameter | SC-5 - Simcube | 2984 | Pronk Technologies | Health Tech Mgmt - SB | Barberton | Barberton Campus | Summa Barberton Hospital | 5th Floor | 2010-12-07 | Low
No | 039767 | Simulators, Multiparameter | SC-5 - Simcube | 4304 | Pronk Technologies | Health Tech Mgmt - WRHC | Barberton | Wadsworth Campus | Wadsworth-Rittman Medical Center | 4th Floor | 2011-06-23 | Low
No | 050834 | Simulators, Multiparameter | SC-5 - Simcube | 4338 | Pronk Technologies | Health Tech Mgmt | Akron | Akron City Campus | ACH Admin Building | Ground Floor | 2011-09-23 | Low
No | 058576 | Simulators, Multiparameter | SC-5 - Simcube | 10995 | Pronk Technologies | Health Tech Mgmt | Akron | Akron City Campus | ACH Admin Building | Ground Floor | 2019-12-04 | Low
No | 059134 | Simulators, Multiparameter | SC-5 - Simcube | 10997 | Pronk Technologies | Health Tech Mgmt | Akron | Akron City Campus | ACH Admin Building | Ground Floor | 2006-10-27 | Low
No | 070584 | Simulators, Multiparameter | SC-5 - Simcube | 15008 | Pronk Technologies | Health Tech Mgmt - SB | Barberton | Barberton Campus | Summa Barberton Hospital | 5th Floor | 2024-06-17 06:59 | Low
No | 013795 | Simulators, Multiparameter | SL-8 - SimSlim | 7944 | Pronk Technologies | Health Tech Mgmt | Akron | Akron City Campus | ACH Admin Building | Ground Floor | 2020-12-18 | Low
No | 013796 | Simulators, Multiparameter | SL-8 - SimSlim | 7959 | Pronk Technologies | Health Tech Mgmt | Akron | Akron City Campus | ACH Admin Building | Ground Floor | 2020-12-18 | Low
No | 013797 | Simulators, Multiparameter | SL-8 - SimSlim | 7977 | Pronk Technologies | Health Tech Mgmt - SB | Barberton | Barberton Campus | Summa Barberton Hospital | 5th Floor | 2020-12-18 | Low
No | 025933 | Simulators, Multiparameter | SL-8 - SimSlim | 849 | Pronk Technologies | Health Tech Mgmt - SB | Barberton | Barberton Campus | Summa Barberton Hospital | 5th Floor | 2009-12-21 | Low
No | 032471 | Simulators, Multiparameter | SL-8 - SimSlim | 5152 | Pronk Technologies | Health Tech Mgmt | Akron | Akron City Campus | ACH Admin Building | Ground Floor | 2016-12-29 | Low
No | 032472 | Simulators, Multiparameter | SL-8 - SimSlim | 5153 | Pronk Technologies | Health Tech Mgmt | Akron | Akron City Campus | H Tower | Basement | 2016-12-29 | Low
No | 035687 | Simulators, Multiparameter | SL-8 - SimSlim | 6499 | Pronk Technologies | Health Tech Mgmt - SB | Barberton | Barberton Campus | Summa Barberton Hospital | 5th Floor | 2019-01-09 | Low
No | 050836 | Simulators, Multiparameter | SL-8 - SimSlim | 1678 | Pronk Technologies | Health Tech Mgmt | Akron | Akron City Campus | ACH Admin Building | Ground Floor | 2011-09-23 | Low
No | 059148 | Simulators, Multiparameter | SL-8 - SimSlim | 2326 | Pronk Technologies | Health Tech Mgmt | Akron | Akron City Campus | ACH Admin Building | Ground Floor | 2012-07-18 | Low
No | 061789 | Simulators, Multiparameter | SL-8 - SimSlim | 9096 | Pronk Technologies | Health Tech Mgmt | Akron | Akron City Campus | ACH Admin Building | Ground Floor | 2022-04-06 | Low
No | 061793 | Simulators, Multiparameter | SL-8 - SimSlim | 9269 | Pronk Technologies | Health Tech Mgmt | Akron | Akron City Campus | ACH Admin Building | Ground Floor | 2022-06-09 | Low
No | 070582 | Simulators, Multiparameter | SL-8 - SimSlim | 11032 | Pronk Technologies | Health Tech Mgmt - SB | Barberton | Barberton Campus | Summa Barberton Hospital | 5th Floor | 2024-06-17 06:54 | Low
No | 015436 | Simulators, Noninvasive Blood Pressure | BP PUMP - Nibp Analyzer | 113513 | Biotek / Fluke Biomedical | Health Tech Mgmt | Akron | Akron City Campus | ACH Admin Building | Ground Floor | 1995-08-08 | Low
No | 015438 | Simulators, Noninvasive Blood Pressure | BP PUMP - Nibp Analyzer | 138932 | Biotek / Fluke Biomedical | Health Tech Mgmt | Akron | Akron City Campus | ACH Admin Building | Ground Floor | 1998-06-08 | Low
No | 015476 | Simulators, Noninvasive Blood Pressure | NAMIC - SIMULATOR,BLOOD PRESSURE | 56217 | Biotek / Fluke Biomedical | Health Tech Mgmt | Akron | Akron City Campus | ACH Admin Building | Ground Floor | 1996-01-01 | Low
No | 025991 | Simulators, Temperature | 129003 - Cal Verification Kit | A189383 | Exergen | Health Tech Mgmt | Akron | Akron City Campus | ACH Admin Building | Ground Floor | 2010-05-06 | Low
No | 037822 | Simulators, Temperature | 129003 - Cal Verification Kit | A872570 | Exergen | Health Tech Mgmt - SB | Barberton | Barberton Campus | Summa Barberton Hospital | 5th Floor | 2018-11-09 | Low
No | 063030 | Simulators, Temperature | 129003 - Cal Verification Kit | A1244463 | Exergen | Health Tech Mgmt | Akron | Akron City Campus | H Tower | Basement | 2023-03-08 05:52 | Low
No | 064066 | Simulators, Temperature | 30397 - Genius Calibrator | K2400043 | Covidien | Health Tech Mgmt | Akron | Akron City Campus | ACH Admin Building | Ground Floor | 2024-07-22 15:42 | Low
No | 070597 | Simulators, Temperature | 30397 - Genius Calibrator | K2400040 | Covidien | Health Tech Mgmt - SB | Barberton | Barberton Campus | Summa Barberton Hospital | 5th Floor | 2024-08-08 10:46 | Low
No | 070598 | Simulators, Temperature | 30397 - Genius Calibrator | K2400037 | Covidien | Health Tech Mgmt - WRHC | Barberton | Wadsworth Campus | Wadsworth-Rittman Medical Center | 4th Floor | 2024-08-08 10:46 | Low
No | 070650 | Simulators, Temperature | 30397 - Genius Calibrator | K2400045 | Covidien | Health Tech Mgmt - SB | Barberton | Barberton Campus | Summa Barberton Hospital | 5th Floor | 2024-07-24 09:29 | Low
No | 054878 | Simulators, Temperature | 80-01-040 - Dsta-40 - Ffw Tempcheck | 88000928 | Smiths Medical | Health Tech Mgmt | Akron | Akron City Campus | ACH Admin Building | Ground Floor | 2018-10-02 | Low
Yes | 070021 | Sinks | Amsco 52 Reprocessing Sink | 52211155S | Steris | Central Processing/Supply - SW | Barberton | Wadsworth Campus | Wadsworth-Rittman Medical Center | 1st Floor | 2022-12-30 09:16 | Low
Yes | 039441 | Sinks | SINK50120 - Amsco 53 Reprocessing Sink | 51907231S | Steris | Central Processing/Supply - SB | Barberton | Barberton Campus | Summa Barberton Hospital | 2nd Floor | 2021-07-09 | Low
Yes | 039442 | Sinks | SINK50120 - Amsco 53 Reprocessing Sink | 51907191S | Steris | Central Processing/Supply - SB | Barberton | Barberton Campus | Summa Barberton Hospital | 2nd Floor | 2021-07-09 | Low
Yes | 039444 | Sinks | SINK50120 - Amsco 53 Reprocessing Sink | 51907221S | Steris | Central Processing/Supply - SB | Barberton | Barberton Campus | Summa Barberton Hospital | 2nd Floor | 2021-07-09 | Low
Yes | 070012 | Sinks | SINK50120 - Amsco 53 Reprocessing Sink | 52210105S | Steris | Central Processing/Supply - SW | Barberton | Wadsworth Campus | Wadsworth-Rittman Medical Center | 1st Floor | 2022-12-30 10:48 | Low
No | 023349 | Slide Stainers, Cytology/Histology | 6130 - Tissue-Tek Prisma | 61300320-1007 | Sakura Finetek USA | LAB Histology/Morgue | Akron | Akron City Campus | ACH Admin Building | 2nd Floor | 2007-12-04 | Low
No | 002030 | Slide Stainers, Hematology | 4488 | 104010 | Bayer Healthcare | LAB Critical Care | Akron | Akron City Campus | Akron City Hospital | Ground Floor | 1995-12-20 | Low
No | 028622 | Slide Stainers, Hematology | 4488 | 4488C203000 | Bayer Healthcare | LAB Medina | Barberton | Medina Campus | Medina Medical Center | 1st Floor | 2010-11-03 | Low
No | 031565 | Slide Stainers, Hematology | 4488 | 4488C203673 | Bayer Healthcare | LAB Green | Barberton | Green Campus | Green Medical Center | Ground Floor | 2013-02-04 | Low
No | 101-15413 | Slide Stainers, Hematology | 4488 | 4488B110338 | Bayer Healthcare | LAB General - SW | Barberton | Wadsworth Campus | Wadsworth-Rittman Medical Center | 1st Floor | 2005-06-01 | Low
No | 016309 | Slide Stainers, Hematology | 24-4 - Slide Stainer | MX104205R | Thermo Fisher Scientific | LAB Histology/Morgue | Akron | Akron City Campus | ACH Admin Building | 2nd Floor | 1978-01-01 | Low
Yes | 039057 | Slide Stainers, Hematology | Autostainer XL | XL100897 | Leica Microsystems | LAB Cytology - SB | Barberton | Barberton Campus | Summa Barberton Hospital | 3rd Floor | 2009-04-01 | Low
Yes | 101-13096 | Slide Stainers, Hematology | Autostainer XL | 024094 | Leica Microsystems | LAB General - SW | Barberton | Wadsworth Campus | Wadsworth-Rittman Medical Center | 1st Floor | 2005-06-01 | Low
Yes | CE3837 | Slide Stainers, Hematology | Autostainer XL | XL024794 | Leica Microsystems | Lab Care-Histology - SB | Barberton | Barberton Campus | Summa Barberton Hospital | 6th Floor | 2009-04-01 | Low
No | CE5367 | Slide Stainers, Hematology | Hematek 2000 | USPS130129 | Bayer Healthcare | LAB Cytology - SB | Barberton | Barberton Campus | Summa Barberton Hospital | 4th Floor | 2009-04-01 | Low
No | CE5368 | Slide Stainers, Hematology | Hematek 2000 | 2200 | Bayer Healthcare | LAB Cytology - SB | Barberton | Barberton Campus | Summa Barberton Hospital | 4th Floor | 2009-04-01 | Low
Yes | 031554 | Slide Stainers, Hematology | LH 750 SM - | AV24018 | Beckman Coulter | LAB Critical Care | Akron | Akron City Campus | Akron City Hospital | Ground Floor | 2013-07-29 | Low
Yes | 031630 | Slide Stainers, Hematology | LH Slide Stainer - | Unknown | Beckman Coulter | LAB Critical Care | Akron | Akron City Campus | Akron City Hospital | Ground Floor | 2013-07-29 | Low
No | 028595 | Slide Stainers, Hematology | MIDAS II - Stainer | SMP2-3234 | Harleco | IMG Health Ctr - Western Reserve | Akron | Hudson Campus | Hudson Medical Center |  | 2011-03-10 | Low
No | 015036 | Slide Stainers, Hematology | RSG-61 - Hematology Slide Stainer | 980200463 | Allegiance Healthcare | IMMUNOLOGY/SEROLOGY | Akron | Akron City Campus | Akron City Hospital | 2nd Floor | 1999-09-29 | Low
No | 016009 | Slide Stainers, Hematology | RSG-61 - Hematology Slide Stainer | 96100340 | Allegiance Healthcare | LAB Critical Care | Akron | Akron City Campus | Akron City Hospital | Ground Floor | 1996-11-15 | Low
No | 001203 | Slide Stainers, Hematology | SAKURA DRS-601 - Stainer,Slide | 940900609 | Baxter Healthcare | LAB Cytology | Akron | Akron City Campus | Akron City Hospital | 5th Floor | 1994-11-11 | Low
Yes | 053530 | Slide Stainers, Hematology | UniCel DxH Slidemaker Stainer | BA10030 | Beckman Coulter | LAB Critical Care | Akron | Akron City Campus | Akron City Hospital | Ground Floor | 2018-01-30 | Low
Yes | CE8571 | Slide Stainers, Hematology | UniCel DxH Slidemaker Stainer | AV16082 | Beckman Coulter | LAB Critical Care - SB | Barberton | Barberton Campus | Summa Barberton Hospital | 6th Floor | 2018-09-07 | Low
No | 016011 | Slide Stainers, Hematology | VARISTAIN 24-4 - Slide Stainer, Automatic | MX1980101 | Thermo Fisher Scientific | LAB Cytology | Akron | Akron City Campus | Akron City Hospital | 5th Floor | 1995-12-04 | Low
Yes | 062501 | Slide Stainers, Immunohistochemistry | 06657389001 - BenchMark Special Stains Full | 5112981 | Ventana / Roche Diagnostics | LAB Histology/Morgue | Akron | Akron City Campus | ACH Admin Building | 2nd Floor | 2022-10-31 | Low
Yes | 062502 | Slide Stainers, Immunohistochemistry | 06657389001 - BenchMark Special Stains Full | 5112956 | Ventana / Roche Diagnostics | LAB Histology/Morgue | Akron | Akron City Campus | ACH Admin Building | 2nd Floor | 2022-10-31 | Low
Yes | 023347 | Slide Stainers, Immunohistochemistry | 750-700 - BenchMark XT | 712074 | Ventana / Roche Diagnostics | IMMUNOLOGY/SEROLOGY | Akron | Akron City Campus | Akron City Hospital | 2nd Floor | 2007-11-28 | Low
Yes | 023350 | Slide Stainers, Immunohistochemistry | 750-700 - BenchMark XT | 711686 | Ventana / Roche Diagnostics | IMMUNOLOGY/SEROLOGY | Akron | Akron City Campus | Akron City Hospital | 2nd Floor | 2007-11-28 | Low
Yes | 015583 | Slide Stainers, Immunohistochemistry | 850-000 - NexES | 51532 | Ventana / Roche Diagnostics | LAB Histology/Morgue | Akron | Akron City Campus | ACH Admin Building | 2nd Floor | 2004-09-20 | Low
Yes | 023348 | Slide Stainers, Immunohistochemistry | 850-000 - NexES | 511457 | Ventana / Roche Diagnostics | LAB Histology/Morgue | Akron | Akron City Campus | ACH Admin Building | 2nd Floor | 2007-11-28 | Low
Yes | CE6348 | Slide Stainers, Immunohistochemistry | 850-000 - NexES | 511646 | Ventana / Roche Diagnostics | Lab Care-Histology - SB | Barberton | Barberton Campus | Summa Barberton Hospital | 6th Floor | 2010-04-15 | Low
Yes | 065010 | Slide Stainers, Immunohistochemistry | BenchMark Ultra | 314140 | Ventana / Roche Diagnostics | LAB Infectious Disease | Akron | Akron City Campus | Akron City Hospital | 3rd Floor | 2025-02-17 07:49 | Low
Yes | 065011 | Slide Stainers, Immunohistochemistry | BenchMark Ultra | 314139 | Ventana / Roche Diagnostics | LAB Infectious Disease | Akron | Akron City Campus | Akron City Hospital | 3rd Floor | 2025-02-17 07:51 | Low
Yes | 065012 | Slide Stainers, Immunohistochemistry | BenchMark Ultra | 310750 | Ventana / Roche Diagnostics | LAB Infectious Disease | Akron | Akron City Campus | Akron City Hospital | 3rd Floor | 2025-02-17 07:50 | Low
Yes | 034951 | Slide Stainers, Immunohistochemistry | BenchMark XT | 091415SAEA00232 | Ventana / Roche Diagnostics | LAB Histology/Morgue | Akron | Akron City Campus | ACH Admin Building | 2nd Floor | 2015-12-21 | Low
Yes | 034952 | Slide Stainers, Immunohistochemistry | BenchMark XT | 091415SAES00228 | Ventana / Roche Diagnostics | LAB Histology/Morgue | Akron | Akron City Campus | ACH Admin Building | 2nd Floor | 2015-12-21 | Low
Yes | CE5640 | Slide Stainers, Immunohistochemistry | BenchMark XT | 711750 | Ventana / Roche Diagnostics | Lab Care-Histology - SB | Barberton | Barberton Campus | Summa Barberton Hospital | 6th Floor | 2009-04-01 | Low
No | 002251 | Slit Lamps | 7720 - Slit Lamp | 0108861 | Reliance Medical Products | Ophthalmology | Akron | Akron City Campus | 75 Arch | 2nd Floor | 1990-06-02 | Low
No | 002282 | Slit Lamps | 7720 - Slit Lamp | 22697 | Reliance Medical Products | Ophthalmology | Akron | Akron City Campus | 75 Arch | 2nd Floor | 1978-01-01 | Low
No | 002318 | Slit Lamps | BM 900 | 100037147 | Haag-Streit | Ophthalmology | Akron | Akron City Campus | 75 Arch | 2nd Floor | 1995-12-22 | Low
No | 015433 | Slit Lamps | BM 900 | 05009 | Haag-Streit | Ophthalmology | Akron | Akron City Campus | 75 Arch | 2nd Floor | 2004-02-23 | Low
No | 036292 | Slit Lamps | BM 900 | 05684 | Haag-Streit | Ophthalmology | Akron | Akron City Campus | 75 Arch | 2nd Floor | 2016-10-17 | Low
No | 036324 | Slit Lamps | BM 900 | 03237 | Haag-Streit | Ophthalmology Chapel Hill | Akron | Chapel Hill Campus | Summa Health Chapel Hill | Ground Floor | 2016-10-31 | Low
No | 038318 | Slit Lamps | BM 900 | 100028013 | Haag-Streit | Emergency Department (ED) - Wadsworth | Barberton | Wadsworth Campus | Wadsworth Emergency Bldg | Ground Floor | 2006-05-01 | Low
No | 051984 | Slit Lamps | BM 900 | 900.1.3.74383 | Haag-Streit | Ophthalmology | Akron | Akron City Campus | 75 Arch | 2nd Floor | 2017-05-18 | Low
No | 051985 | Slit Lamps | BM 900 | 900.1.3.73806 | Haag-Streit | Ophthalmology | Akron | Akron City Campus | 75 Arch | 2nd Floor | 2017-05-18 | Low
No | 052176 | Slit Lamps | BM 900 | 08345 | Haag-Streit | Ophthalmology | Akron | Akron City Campus | 75 Arch | 2nd Floor | 2018-10-01 | Low
No | 052179 | Slit Lamps | BM 900 | 02983 | Haag-Streit | Ophthalmology | Akron | Akron City Campus | 75 Arch | 2nd Floor | 2018-10-15 | Low
No | 036309 | Slit Lamps | G4 Ultra Slitlamp | 00L0143 | Marco Ophthalmic | Ophthalmology Chapel Hill | Akron | Chapel Hill Campus | Summa Health Chapel Hill | Ground Floor | 2016-10-21 | Low
No | 058771 | Slit Lamps | PSL Classic Portable Slit Lamp - Psl Classic Portable Slit Lamp | B09035 | Keeler Instruments | Ophthalmology | Akron | Akron City Campus | 75 Arch | 2nd Floor | 2020-03-16 | Low
No | 033160 | Slit Lamps | SL-1800 - Sl-1800 Slit Lamp | 13125041 | Nidek | Ophthalmology | Akron | Akron City Campus | 75 Arch | 2nd Floor | 2015-02-20 | Low
No | 013238 | Slit Lamps | SL-2E | 426593 | Topcon Medical Systems (TMS) | Center for Corporate Health | Akron | Cuyahoga Falls Campus | Cuyahoga Falls Medical Center | Ground Floor | 2000-10-17 | Low
No | 017164 | Slit Lamps | SL-2E | 225955 | Topcon Medical Systems (TMS) | Center for Corp Health - SB | Barberton | Barberton Campus | Tuscora Park Pavilion | 1st Floor | 2002-10-17 | Low
No | 007163 | Slit Lamps | SL-3E - Sl-3E Slit Lamp | 352172 | Topcon Medical Systems (TMS) | Emergency Department (ED) - ACH | Akron | Akron City Campus | Akron City Hospital | Ground Floor | 1998-02-01 | Low
No | 016271 | Slit Lamps | SL-3E - Sl-3E Slit Lamp | 635512 | Topcon Medical Systems (TMS) | Ophthalmology | Akron | Akron City Campus | 75 Arch | 2nd Floor | 1990-06-02 | Low
No | 026588 | Slit Lamps | SL-3E - Sl-3E Slit Lamp | 1356733 | Topcon Medical Systems (TMS) | Ophthalmology | Akron | Akron City Campus | 75 Arch | 2nd Floor | 2006-12-28 | Low
No | 026593 | Slit Lamps | SL-3E - Sl-3E Slit Lamp | 1356731 | Topcon Medical Systems (TMS) | Ophthalmology | Akron | Akron City Campus | 75 Arch | 2nd Floor | 2006-12-28 | Low
No | 027789 | Slit Lamps | SL-3G - Sl-3G Slit Lamp | 3750435 | Topcon Medical Systems (TMS) | Emergency Department (ED) - SBH | Barberton | Barberton Campus | Summa Barberton Hospital | Ground Floor | 2011-11-22 | Low
No | 029433 | Slit Lamps | SL-3G - Sl-3G Slit Lamp | 3750445 | Topcon Medical Systems (TMS) | Emergency Department (ED) - ACH | Akron | Akron City Campus | Akron City Hospital | Ground Floor | 2012-01-19 | Low
No | 031417 | Slit Lamps | SL-3G - Sl-3G Slit Lamp | 3750692 | Topcon Medical Systems (TMS) | Emergency Department (ED) - Green | Barberton | Green Campus | Green Medical Center | Ground Floor | 2012-06-21 | Low
No | 037179 | Slit Lamps | SL-3G - Sl-3G Slit Lamp | 12101919 | Topcon Medical Systems (TMS) | Emergency Department (ED) - SBH | Barberton | Barberton Campus | Summa Barberton Hospital | Ground Floor | 2013-03-07 | Low
No | 010330 | Slit Lamps | SL-4ED | 425377 | Topcon Medical Systems (TMS) | Emergency Department (ED) - ACH | Akron | Akron City Campus | Akron City Hospital | Ground Floor | 1999-10-20 | Low
No | 036315 | Slit Lamps | SL-4ED | 1425037 | Topcon Medical Systems (TMS) | Ophthalmology Chapel Hill | Akron | Chapel Hill Campus | Summa Health Chapel Hill | Ground Floor | 2016-10-31 | Low
No | 062452 | Smoke Evacuation Systems, Surgical | 0703-045-000W - SafeAir | 21102733 | Stryker | Operating Room | Akron | Akron City Campus | Akron City Hospital | 1st Floor | 2022-11-02 | Low
No | 062453 | Smoke Evacuation Systems, Surgical | 0703-045-000W - SafeAir | 21111029 | Stryker | Operating Room | Akron | Akron City Campus | Akron City Hospital | 1st Floor | 2022-11-02 | Low
No | 062454 | Smoke Evacuation Systems, Surgical | 0703-045-000W - SafeAir | 21111802 | Stryker | Operating Room | Akron | Akron City Campus | Akron City Hospital | 1st Floor | 2022-11-02 | Low
No | 062455 | Smoke Evacuation Systems, Surgical | 0703-045-000W - SafeAir | 21111804 | Stryker | Operating Room | Akron | Akron City Campus | Akron City Hospital | 1st Floor | 2022-11-02 | Low
No | 062456 | Smoke Evacuation Systems, Surgical | 0703-045-000W - SafeAir | 21102735 | Stryker | SCI-Heart Rhythm Services | Akron | Akron City Campus | Akron City Hospital | 1st Floor | 2022-11-02 | Low
No | 062457 | Smoke Evacuation Systems, Surgical | 0703-045-000W - SafeAir | 21102736 | Stryker | SCI-Heart Rhythm Services | Akron | Akron City Campus | Akron City Hospital | 1st Floor | 2022-11-02 | Low
No | 062458 | Smoke Evacuation Systems, Surgical | 0703-045-000W - SafeAir | 21102738 | Stryker | H2 - Labor and Delivery Unit (L&D) | Akron | Akron City Campus | H Tower | 2nd Floor | 2022-09-13 | Low
No | 062459 | Smoke Evacuation Systems, Surgical | 0703-045-000W - SafeAir | 21102739 | Stryker | H2 - Labor and Delivery Unit (L&D) | Akron | Akron City Campus | H Tower | 2nd Floor | 2022-09-13 | Low
No | 063935 | Smoke Evacuation Systems, Surgical | 0703-045-000W - SafeAir | 20040329 | Stryker | H2 - Labor and Delivery Unit (L&D) | Akron | Akron City Campus | H Tower | 2nd Floor | 2024-09-12 | Low
No | 070911 | Smoke Evacuation Systems, Surgical | 0703-045-000W - SafeAir | 24082020 | Stryker | Dermatology - Park West | Barberton | White Pond Campus | White Pond Medical Center | 2nd Floor | 2025-01-16 07:12 | Low
No | 070912 | Smoke Evacuation Systems, Surgical | 0703-045-000W - SafeAir | 24082028 | Stryker | Dermatology - Park West | Barberton | White Pond Campus | White Pond Medical Center | 2nd Floor | 2025-01-16 07:12 | Low
No | 070913 | Smoke Evacuation Systems, Surgical | 0703-045-000W - SafeAir | 24082008 | Stryker | Dermatology - Park West | Barberton | White Pond Campus | White Pond Medical Center | 2nd Floor | 2025-01-16 07:12 | Low
No | 070914 | Smoke Evacuation Systems, Surgical | 0703-045-000W - SafeAir | 24082018 | Stryker | Dermatology - Park West | Barberton | White Pond Campus | White Pond Medical Center | 2nd Floor | 2025-01-16 07:12 | Low
No | 070915 | Smoke Evacuation Systems, Surgical | 0703-045-000W - SafeAir | 24080718 | Stryker | Dermatology - Park West | Barberton | White Pond Campus | White Pond Medical Center | 2nd Floor | 2025-01-16 07:12 | Low
No | 070916 | Smoke Evacuation Systems, Surgical | 0703-045-000W - SafeAir | 24082017 | Stryker | Dermatology - Park West | Barberton | White Pond Campus | White Pond Medical Center | 2nd Floor | 2025-01-16 07:12 | Low
No | 070917 | Smoke Evacuation Systems, Surgical | 0703-045-000W - SafeAir | 24082019 | Stryker | Dermatology - Park West | Barberton | White Pond Campus | White Pond Medical Center | 2nd Floor | 2025-01-16 07:12 | Low
No | 070918 | Smoke Evacuation Systems, Surgical | 0703-045-000W - SafeAir | 24082014 | Stryker | Dermatology - Park West | Barberton | White Pond Campus | White Pond Medical Center | 2nd Floor | 2025-01-16 07:12 | Low
No | 070919 | Smoke Evacuation Systems, Surgical | 0703-045-000W - SafeAir | 24082026 | Stryker | Dermatology - Park West | Barberton | White Pond Campus | White Pond Medical Center | 2nd Floor | 2025-01-16 07:12 | Low
No | 070920 | Smoke Evacuation Systems, Surgical | 0703-045-000W - SafeAir | 24082023 | Stryker | Dermatology - Park West | Barberton | White Pond Campus | White Pond Medical Center | 2nd Floor | 2025-01-16 07:12 | Low
No | 070921 | Smoke Evacuation Systems, Surgical | 0703-045-000W - SafeAir | 24082024 | Stryker | Dermatology - Park West | Barberton | White Pond Campus | White Pond Medical Center | 2nd Floor | 2025-01-16 07:12 | Low
No | 070922 | Smoke Evacuation Systems, Surgical | 0703-045-000W - SafeAir | 24082027 | Stryker | Dermatology - Park West | Barberton | White Pond Campus | White Pond Medical Center | 2nd Floor | 2025-01-16 07:12 | Low
No | 070923 | Smoke Evacuation Systems, Surgical | 0703-045-000W - SafeAir | 24082015 | Stryker | Dermatology - Park West | Barberton | White Pond Campus | White Pond Medical Center | 2nd Floor | 2025-01-16 07:12 | Low
No | 070924 | Smoke Evacuation Systems, Surgical | 0703-045-000W - SafeAir | 24082025 | Stryker | Dermatology - Park West | Barberton | White Pond Campus | White Pond Medical Center | 2nd Floor | 2025-01-16 07:12 | Low
No | 070925 | Smoke Evacuation Systems, Surgical | 0703-045-000W - SafeAir | 24082022 | Stryker | Dermatology - Park West | Barberton | White Pond Campus | White Pond Medical Center | 2nd Floor | 2025-01-16 07:12 | Low
No | 070926 | Smoke Evacuation Systems, Surgical | 0703-045-000W - SafeAir | 24082021 | Stryker | Dermatology - Park West | Barberton | White Pond Campus | White Pond Medical Center | 2nd Floor | 2025-01-16 07:12 | Low
No | 070927 | Smoke Evacuation Systems, Surgical | 0703-045-000W - SafeAir | 24082016 | Stryker | Dermatology - Park West | Barberton | White Pond Campus | White Pond Medical Center | 2nd Floor | 2025-01-16 07:12 | Low
No | 070928 | Smoke Evacuation Systems, Surgical | 0703-045-000W - SafeAir | 24082003 | Stryker | Dermatology - Park West | Barberton | White Pond Campus | White Pond Medical Center | 2nd Floor | 2025-01-16 07:12 | Low
No | 070929 | Smoke Evacuation Systems, Surgical | 0703-045-000W - SafeAir | 24082001 | Stryker | Dermatology - Park West | Barberton | White Pond Campus | White Pond Medical Center | 2nd Floor | 2025-01-16 07:12 | Low
No | 070930 | Smoke Evacuation Systems, Surgical | 0703-045-000W - SafeAir | 24082006 | Stryker | Dermatology - Park West | Barberton | White Pond Campus | White Pond Medical Center | 2nd Floor | 2025-01-16 07:12 | Low
No | 070931 | Smoke Evacuation Systems, Surgical | 0703-045-000W - SafeAir | 24082004 | Stryker | Dermatology - Park West | Barberton | White Pond Campus | White Pond Medical Center | 2nd Floor | 2025-01-16 07:12 | Low
No | 059623 | Smoke Evacuation Systems, Surgical | 360 Smoke Evacuator | V05917 | Ethicon Endo-Surgery | Urology - ACH | Akron | Akron City Campus | 95 Arch | 1st Floor | 2020-11-14 | Low
No | 059662 | Smoke Evacuation Systems, Surgical | 360 Smoke Evacuator | V05977 | Ethicon Endo-Surgery | Urology - ACH | Akron | Akron City Campus | 95 Arch | 1st Floor | 2020-11-10 | Low
No | 059692 | Smoke Evacuation Systems, Surgical | 360 Smoke Evacuator | V05976 | Ethicon Endo-Surgery | Urology - ACH | Akron | Akron City Campus | 95 Arch | 1st Floor | 2021-01-10 | Low
No | 059698 | Smoke Evacuation Systems, Surgical | 360 Smoke Evacuator | V05982 | Ethicon Endo-Surgery | Urology - ACH | Akron | Akron City Campus | 95 Arch | 1st Floor | 2020-11-10 | Low
No | 061255 | Smoke Evacuation Systems, Surgical | 360 Smoke Evacuator | 42025037 | Ethicon Endo-Surgery | Urology - ACH | Akron | Akron City Campus | 95 Arch | 1st Floor | 2020-11-14 | Low
No | 000768 | Smoke Evacuation Systems, Surgical | 60 - Smoke Evacuator | H31105 | Conmed | Women's Health Center | Akron | Akron City Campus | 75 Arch | Basement | 1996-08-27 | Low
No | 062107 | Smoke Evacuation Systems, Surgical | 8903481 - Acu-Evac Ie | 1992521 | Henry Schein | Family Medicine Center | Akron | Akron City Campus | 55 Arch | 3rd Floor | 2022-07-07 | Low
No | 020889 | Smoke Evacuation Systems, Surgical | PSWTURBOAS - Smoke Evacuator | 500059 | Buffalo Dental Manufacturing | Operating Room | Akron | Akron City Campus | Akron City Hospital | 1st Floor | 2006-01-03 | Low
No | 060544 | Smoke Evacuation Systems, Surgical | PSWTURBOAS - Smoke Evacuator | 21290628 | Buffalo Dental Manufacturing | Operating Room | Akron | Akron City Campus | Akron City Hospital | 1st Floor | 2021-07-27 | Low
No | 060545 | Smoke Evacuation Systems, Surgical | PSWTURBOAS - Smoke Evacuator | 21290626 | Buffalo Dental Manufacturing | Operating Room | Akron | Akron City Campus | Akron City Hospital | 1st Floor | 2021-07-30 | Low
No | 061086 | Smoke Evacuation Systems, Surgical | VV120 - Virovac | 21051468 | Conmed | Colon/Rectal Surgeons | Akron | Akron City Campus | 95 Arch | 1st Floor | 2021-10-26 | Low
No | 034375 | Sound Level Meters | BA201-25 - Bio-Acoustic Simulator | EU8050009B | Quest Medical Inc | Center for Corp Health - NEOMED | Akron | Rootstown Campus | Rootstown Medical Center | Ground Floor | 2015-05-26 | Low
No | 030913 | Sound Level Meters | BA-202-25 Bio-Acoustic Simulator | APK020001 | Quest Medical Inc | Center for Corp Health - NEOMED | Akron | Rootstown Campus | Rootstown Medical Center | Ground Floor | 2013-06-03 | Low
No | 061611 | Sound Level Meters | Sound Booth | HC-53841 | ETS-Lindgren | Center for Corp Health - NEOMED | Akron | Rootstown Campus | Rootstown Medical Center | Ground Floor | 2023-04-07 06:28 | Low
No | 064052 | Spectrophotometers | NanoDrop 2000 | A603 | Thermo Fisher Scientific | Translational Research | Akron | Akron City Campus | Akron City Hospital | 2nd Floor | 2024-05-24 13:19 | Low
No | 011999 | Sphygmomanometers | 5091-39 - Manual Sphygmo | 020338741 | W A Baum Co Inc | 4 East - Detox Unit | Akron | Akron City Campus | Akron City Hospital | 4th Floor | 1998-02-01 | Low
No | 012054 | Sphygmomanometers | 5091-39 - Manual Sphygmo | 129646492 | W A Baum Co Inc | Wound Care Center | Akron | Akron City Campus | Wound Care Building | Ground Floor | 1998-02-01 | Low
No | 015247 | Sphygmomanometers | 5091-39 - Manual Sphygmo | 9406300106 | W A Baum Co Inc | BHP 7 - Adult Subacute Psychiatric Unit | Akron | Akron City Campus | Juve Family BH Pavillion | 7th Floor | 1998-02-01 | Low
No | 026859 | Sphygmomanometers | 74190 - Sphygmo, Manual | 161101234535 | Hill-Rom / Welch Allyn | Center for Corp Health - Medina | Barberton | Medina Campus | Medina Medical Center | 1st Floor | 2019-05-07 | Low
No | 026866 | Sphygmomanometers | 74190 - Sphygmo, Manual | 161026144225 | Hill-Rom / Welch Allyn | Center for Corp Health - Medina | Barberton | Medina Campus | Medina Medical Center | 1st Floor | 2019-05-07 | Low
No | 026962 | Sphygmomanometers | 74190 - Sphygmo, Manual | Unknown | Hill-Rom / Welch Allyn | Rootstown Urgent Care | Akron | Rootstown Campus | Rootstown Medical Center | Ground Floor | 2021-09-24 | Low
No | 027296 | Sphygmomanometers | 74190 - Sphygmo, Manual | 0106110397 | Hill-Rom / Welch Allyn | Center for Corporate Health | Akron | Cuyahoga Falls Campus | Cuyahoga Falls Medical Center | Ground Floor | 2010-03-17 | Low
No | 028642 | Sphygmomanometers | 74190 - Sphygmo, Manual | 100914091318 | Hill-Rom / Welch Allyn | Outpatient Oncology - Medina | Barberton | Medina Campus | Medina Medical Center | 1st Floor | 2010-11-05 | Low
No | 028823 | Sphygmomanometers | 74190 - Sphygmo, Manual | 101018162639 | Hill-Rom / Welch Allyn | Infusion Center - Stow | Akron | Stow-Kent Campus | Stow-Kent Medical Center | 1st Floor | 2011-05-10 | Low
No | 028850 | Sphygmomanometers | 74190 - Sphygmo, Manual | 0310301088 | Hill-Rom / Welch Allyn | Center for Corporate Health | Akron | Cuyahoga Falls Campus | Cuyahoga Falls Medical Center | Ground Floor | 2011-11-02 | Low
No | 030648 | Sphygmomanometers | 74190 - Sphygmo, Manual | 0106300185 | Hill-Rom / Welch Allyn | Center for Corporate Health | Akron | Cuyahoga Falls Campus | Cuyahoga Falls Medical Center | Ground Floor | 2012-05-30 | Low
No | 033830 | Sphygmomanometers | 74190 - Sphygmo, Manual | Unknown | Hill-Rom / Welch Allyn | Wadsworth Family Practice | Barberton | Wadsworth Campus | Wadsworth-Rittman Medical Center | 1st Floor | 2020-12-03 | Low
No | 033835 | Sphygmomanometers | 74190 - Sphygmo, Manual | Unknown | Hill-Rom / Welch Allyn | Wadsworth Family Practice | Barberton | Wadsworth Campus | Wadsworth-Rittman Medical Center | 1st Floor | 2020-12-03 | Low
No | 033840 | Sphygmomanometers | 74190 - Sphygmo, Manual | Unknown | Hill-Rom / Welch Allyn | Wadsworth Family Practice | Barberton | Wadsworth Campus | Wadsworth-Rittman Medical Center | 1st Floor | 2020-12-07 | Low
No | 033846 | Sphygmomanometers | 74190 - Sphygmo, Manual | Unknown | Hill-Rom / Welch Allyn | Wadsworth Family Practice | Barberton | Wadsworth Campus | Wadsworth-Rittman Medical Center | 1st Floor | 2020-12-07 | Low
No | 033852 | Sphygmomanometers | 74190 - Sphygmo, Manual | Unknown | Hill-Rom / Welch Allyn | Wadsworth Family Practice | Barberton | Wadsworth Campus | Wadsworth-Rittman Medical Center | 1st Floor | 2020-12-04 | Low
No | 033857 | Sphygmomanometers | 74190 - Sphygmo, Manual | Unknown | Hill-Rom / Welch Allyn | Wadsworth Family Practice | Barberton | Wadsworth Campus | Wadsworth-Rittman Medical Center | 1st Floor | 2020-12-04 | Low
No | 033861 | Sphygmomanometers | 74190 - Sphygmo, Manual | Unknown | Hill-Rom / Welch Allyn | Wadsworth Family Practice | Barberton | Wadsworth Campus | Wadsworth-Rittman Medical Center | 1st Floor | 2020-12-04 | Low
No | 033866 | Sphygmomanometers | 74190 - Sphygmo, Manual | Unknown | Hill-Rom / Welch Allyn | Wadsworth Family Practice | Barberton | Wadsworth Campus | Wadsworth-Rittman Medical Center | 1st Floor | 2020-12-07 | Low
No | 033870 | Sphygmomanometers | 74190 - Sphygmo, Manual | Unknown | Hill-Rom / Welch Allyn | Wadsworth Family Practice | Barberton | Wadsworth Campus | Wadsworth-Rittman Medical Center | 1st Floor | 2020-12-07 | Low
No | 033874 | Sphygmomanometers | 74190 - Sphygmo, Manual | Unknown | Hill-Rom / Welch Allyn | Wadsworth Family Practice | Barberton | Wadsworth Campus | Wadsworth-Rittman Medical Center | 1st Floor | 2020-12-07 | Low
No | 043533 | Sphygmomanometers | 74190 - Sphygmo, Manual | 190723010865 | Hill-Rom / Welch Allyn | Center for Corporate Health | Akron | Cuyahoga Falls Campus | Cuyahoga Falls Medical Center | Ground Floor | 2021-09-03 | Low
No | 043537 | Sphygmomanometers | 74190 - Sphygmo, Manual | Unknown | Hill-Rom / Welch Allyn | NEOCS Cardiology - Rootstown | Akron | Rootstown Campus | Rootstown Medical Center | Ground Floor | 2021-09-24 | Low
No | 043540 | Sphygmomanometers | 74190 - Sphygmo, Manual | Unknown | Hill-Rom / Welch Allyn | NEOCS Cardiology - Rootstown | Akron | Rootstown Campus | Rootstown Medical Center | Ground Floor | 2021-09-24 | Low
No | 043544 | Sphygmomanometers | 74190 - Sphygmo, Manual | Unknown | Hill-Rom / Welch Allyn | NEOCS Cardiology - Rootstown | Akron | Rootstown Campus | Rootstown Medical Center | Ground Floor | 2021-09-24 | Low
No | 043547 | Sphygmomanometers | 74190 - Sphygmo, Manual | Unknown | Hill-Rom / Welch Allyn | NEOCS Cardiology - Rootstown | Akron | Rootstown Campus | Rootstown Medical Center | Ground Floor | 2021-09-24 | Low
No | 043550 | Sphygmomanometers | 74190 - Sphygmo, Manual | Unknown | Hill-Rom / Welch Allyn | NEOCS Cardiology - Rootstown | Akron | Rootstown Campus | Rootstown Medical Center | Ground Floor | 2021-09-24 | Low
No | 043566 | Sphygmomanometers | 74190 - Sphygmo, Manual | Unknown | Hill-Rom / Welch Allyn | NEOCS Cardiology - Rootstown | Akron | Rootstown Campus | Rootstown Medical Center | Ground Floor | 2021-09-24 | Low
No | 043570 | Sphygmomanometers | 74190 - Sphygmo, Manual | Unknown | Hill-Rom / Welch Allyn | NEOCS Cardiology - Rootstown | Akron | Rootstown Campus | Rootstown Medical Center | Ground Floor | 2021-09-30 | Low
No | 043573 | Sphygmomanometers | 74190 - Sphygmo, Manual | 200703113725 | Hill-Rom / Welch Allyn | NEOCS Cardiology - Rootstown | Akron | Rootstown Campus | Rootstown Medical Center | Ground Floor | 2021-09-24 | Low
No | 043788 | Sphygmomanometers | 74190 - Sphygmo, Manual | 040071326 | Hill-Rom / Welch Allyn | Orthopedics - White Pond | Barberton | White Pond Campus | White Pond Medical Center | 3rd Floor | 2021-06-29 | Low
No | 024027 | Sphygmomanometers | 767 Manual Sphygmomanometer | 140716015605 | Tycos Instruments | Internal Medicine - Green | Barberton | Green Campus | Green Medical Center | Ground Floor | 2020-10-22 | Low
No | 024036 | Sphygmomanometers | 767 Manual Sphygmomanometer | 161620182585 | Tycos Instruments | Internal Medicine - Green | Barberton | Green Campus | Green Medical Center | Ground Floor | 2020-11-17 | Low
No | 024080 | Sphygmomanometers | 767 Manual Sphygmomanometer | 140718044875 | Tycos Instruments | Internal Medicine - Green | Barberton | Green Campus | Green Medical Center | Ground Floor | 2020-10-22 | Low
No | 024084 | Sphygmomanometers | 767 Manual Sphygmomanometer | 140716014845 | Tycos Instruments | Internal Medicine - Green | Barberton | Green Campus | Green Medical Center | Ground Floor | 2020-10-22 | Low
No | 024088 | Sphygmomanometers | 767 Manual Sphygmomanometer | 140714205915 | Tycos Instruments | Internal Medicine - Green | Barberton | Green Campus | Green Medical Center | Ground Floor | 2020-10-22 | Low
No | 024099 | Sphygmomanometers | 767 Manual Sphygmomanometer | Unknown | Tycos Instruments | Internal Medicine - Green | Barberton | Green Campus | Green Medical Center | Ground Floor | 2020-11-17 | Low
No | 026932 | Sphygmomanometers | 767 Manual Sphygmomanometer | 140718042745 | Tycos Instruments | Internal Medicine - Green | Barberton | Green Campus | Green Medical Center | Ground Floor | 2020-10-13 | Low
No | 026937 | Sphygmomanometers | 767 Manual Sphygmomanometer | 14262556 | Tycos Instruments | Internal Medicine - Green | Barberton | Green Campus | Green Medical Center | Ground Floor | 2020-10-19 | Low
No | 026940 | Sphygmomanometers | 767 Manual Sphygmomanometer | 140708053875 | Tycos Instruments | Internal Medicine - Green | Barberton | Green Campus | Green Medical Center | Ground Floor | 2020-10-19 | Low
No | 026946 | Sphygmomanometers | 767 Manual Sphygmomanometer | Unknown | Tycos Instruments | Internal Medicine - Green | Barberton | Green Campus | Green Medical Center | Ground Floor | 2020-10-19 | Low
No | 026949 | Sphygmomanometers | 767 Manual Sphygmomanometer | 140709015765 | Tycos Instruments | Internal Medicine - Green | Barberton | Green Campus | Green Medical Center | Ground Floor | 2020-10-19 | Low
No | 026989 | Sphygmomanometers | 767 Manual Sphygmomanometer | Unknown | Tycos Instruments | Internal Medicine - Green | Barberton | Green Campus | Green Medical Center | Ground Floor | 2020-10-19 | Low
No | 026992 | Sphygmomanometers | 767 Manual Sphygmomanometer | 140716060215 | Tycos Instruments | Internal Medicine - Green | Barberton | Green Campus | Green Medical Center | Ground Floor | 2020-10-19 | Low
No | 026996 | Sphygmomanometers | 767 Manual Sphygmomanometer | 140711222905 | Tycos Instruments | Internal Medicine - Green | Barberton | Green Campus | Green Medical Center | Ground Floor | 2020-10-22 | Low
No | 033754 | Sphygmomanometers | 767 Manual Sphygmomanometer | 1407032525 | Tycos Instruments | Internal Medicine - Green | Barberton | Green Campus | Green Medical Center | Ground Floor | 2020-10-22 | Low
No | 033757 | Sphygmomanometers | 767 Manual Sphygmomanometer | 140708055145 | Tycos Instruments | Internal Medicine - Green | Barberton | Green Campus | Green Medical Center | Ground Floor | 2020-10-22 | Low
No | 033762 | Sphygmomanometers | 767 Manual Sphygmomanometer | 140714211555 | Tycos Instruments | Internal Medicine - Green | Barberton | Green Campus | Green Medical Center | Ground Floor | 2020-10-22 | Low
No | 033767 | Sphygmomanometers | 767 Manual Sphygmomanometer | 140716060655 | Tycos Instruments | Internal Medicine - Green | Barberton | Green Campus | Green Medical Center | Ground Floor | 2020-10-22 | Low
No | 033770 | Sphygmomanometers | 767 Manual Sphygmomanometer | 14079032415 | Tycos Instruments | Internal Medicine - Green | Barberton | Green Campus | Green Medical Center | Ground Floor | 2020-10-22 | Low
No | 033775 | Sphygmomanometers | 767 Manual Sphygmomanometer | 140716015595 | Tycos Instruments | Internal Medicine - Green | Barberton | Green Campus | Green Medical Center | Ground Floor | 2020-10-22 | Low
No | 033801 | Sphygmomanometers | 767 Manual Sphygmomanometer | Unknown | Tycos Instruments | Rittman Family Practice, Inc. | Barberton | Wadsworth Campus | Rittman Family Medicine | Ground Floor | 2020-11-11 | Low
No | 033802 | Sphygmomanometers | 767 Manual Sphygmomanometer | Unknown | Tycos Instruments | Rittman Family Practice, Inc. | Barberton | Wadsworth Campus | Rittman Family Medicine | Ground Floor | 2020-11-11 | Low
No | 033803 | Sphygmomanometers | 767 Manual Sphygmomanometer | Unknown | Tycos Instruments | Rittman Family Practice, Inc. | Barberton | Wadsworth Campus | Rittman Family Medicine | Ground Floor | 2020-11-11 | Low
No | 033806 | Sphygmomanometers | 767 Manual Sphygmomanometer | Unknown | Tycos Instruments | Rittman Family Practice, Inc. | Barberton | Wadsworth Campus | Rittman Family Medicine | Ground Floor | 2020-11-11 | Low
No | 033822 | Sphygmomanometers | 767 Manual Sphygmomanometer | Unknown | Tycos Instruments | Rittman Family Practice, Inc. | Barberton | Wadsworth Campus | Rittman Family Medicine | Ground Floor | 2020-11-11 | Low
No | 059476 | Sphygmomanometers | 767 Manual Sphygmomanometer | 140716062445 | Tycos Instruments | Internal Medicine - Green | Barberton | Green Campus | Green Medical Center | Ground Floor | 2020-10-22 | Low
No | 059480 | Sphygmomanometers | 767 Manual Sphygmomanometer | 140718041325 | Tycos Instruments | Internal Medicine - Green | Barberton | Green Campus | Green Medical Center | Ground Floor | 2020-10-22 | Low
No | 059484 | Sphygmomanometers | 767 Manual Sphygmomanometer | 140718041545 | Tycos Instruments | Internal Medicine - Green | Barberton | Green Campus | Green Medical Center | Ground Floor | 2020-10-22 | Low
No | 059492 | Sphygmomanometers | 767 Manual Sphygmomanometer | 140718041765 | Tycos Instruments | Internal Medicine - Green | Barberton | Green Campus | Green Medical Center | Ground Floor | 2020-10-22 | Low
No | 059496 | Sphygmomanometers | 767 Manual Sphygmomanometer | 1407163315 | Tycos Instruments | Internal Medicine - Green | Barberton | Green Campus | Green Medical Center | Ground Floor | 2020-10-22 | Low
No | 059500 | Sphygmomanometers | 767 Manual Sphygmomanometer | 140716003105 | Tycos Instruments | Internal Medicine - Green | Barberton | Green Campus | Green Medical Center | Ground Floor | 2020-10-22 | Low
No | 061898 | Sphygmomanometers | 767 Manual Sphygmomanometer | 211227164540 | Tycos Instruments | Orthopedics - Rootstown | Akron | Rootstown Campus | Rootstown Medical Center | Ground Floor | 2022-06-17 | Low
No | 028465 | Sphygmomanometers | BPUM4001 - Mobile Sphygmomanometer | 09015120 | Owens & Minor | Outpatient Oncology - Medina | Barberton | Medina Campus | Medina Medical Center | 1st Floor | 2013-11-18 | Low
No | 011644 | Sphygmomanometers | GENERIC CUFF SPHYMO - Manometer, Bp, Manual | 9406300540 | Tycos Instruments | REHAB YMCA | Akron | Akron City Campus | Kohl Family YMCA at University Park |  | 2001-07-09 | Low
No | 011799 | Sphygmomanometers | GENERIC CUFF SPHYMO - Manometer, Bp, Manual | 9406301257 | Tycos Instruments | Wound Care Center | Akron | Akron City Campus | Wound Care Building | Ground Floor | 2002-11-18 | Low
No | 011986 | Sphygmomanometers | GENERIC CUFF SPHYMO - Manometer, Bp, Manual | 9406301188 | Tycos Instruments | Wound Care Center | Akron | Akron City Campus | Wound Care Building | Ground Floor | 2004-03-24 | Low
No | 015230 | Sphygmomanometers | GENERIC CUFF SPHYMO - Manometer, Bp, Manual | 109629836 | Tycos Instruments | Center for Corporate Health | Akron | Cuyahoga Falls Campus | Cuyahoga Falls Medical Center | Ground Floor | 2002-01-03 | Low
No | 021815 | Sphygmomanometers | GENERIC CUFF SPHYMO - Manometer, Bp, Manual | 119641813 | Tycos Instruments | Operating Room | Akron | Akron City Campus | Akron City Hospital | 1st Floor | 1999-10-20 | Low
No | 021820 | Sphygmomanometers | GENERIC CUFF SPHYMO - Manometer, Bp, Manual | 9406290108 | Tycos Instruments | REHAB YMCA | Akron | Akron City Campus | Kohl Family YMCA at University Park |  | 2006-02-07 | Low
No | 025295 | Sphygmomanometers | GENERIC CUFF SPHYMO - Manometer, Bp, Manual | 9406281785 | Tycos Instruments | Wound Care Center | Akron | Akron City Campus | Wound Care Building | Ground Floor | 2009-01-22 | Low
No | 030508 | Sphygmomanometers | GENERIC CUFF SPHYMO - Manometer, Bp, Manual | 9406301381 | Tycos Instruments | Wound Care Center | Akron | Akron City Campus | Wound Care Building | Ground Floor | 2012-04-09 | Low
No | 033774 | Sphygmomanometers | GENERIC CUFF SPHYMO - Manometer, Bp, Manual | 0112170959 | Tycos Instruments | Internal Medicine - Green | Barberton | Green Campus | Green Medical Center | Ground Floor | 2020-11-16 | Low
No | 036564 | Sphygmomanometers | GENERIC CUFF SPHYMO - Manometer, Bp, Manual | Unknown | Tycos Instruments | Wound Care Center | Akron | Akron City Campus | Wound Care Building | Ground Floor | 2018-04-06 | Low
No | 036620 | Sphygmomanometers | GENERIC CUFF SPHYMO - Manometer, Bp, Manual | 96043600875 | Tycos Instruments | BHP 7 - Adult Subacute Psychiatric Unit | Akron | Akron City Campus | Juve Family BH Pavillion | 7th Floor | 2018-05-07 | Low
No | 012111 | Sphygmomanometers | MANUAL - Manual Sphygmo | 9406300581? | W A Baum Co Inc | Wound Care Center | Akron | Akron City Campus | Wound Care Building | Ground Floor | 1998-02-01 | Low
No | 012114 | Sphygmomanometers | MANUAL - Manual Sphygmo | 94062911831? | W A Baum Co Inc | Wound Care Center | Akron | Akron City Campus | Wound Care Building | Ground Floor | 1998-02-01 | Low
No | 012119 | Sphygmomanometers | MANUAL - Manual Sphygmo | 1231145617891 | W A Baum Co Inc | Wound Care Center | Akron | Akron City Campus | Wound Care Building | Ground Floor | 1998-02-01 | Low
No | 012125 | Sphygmomanometers | MANUAL - Manual Sphygmo | 94062921012 | W A Baum Co Inc | Wound Care Center | Akron | Akron City Campus | Wound Care Building | Ground Floor | 1998-02-01 | Low
No | 012128 | Sphygmomanometers | MANUAL - Manual Sphygmo | 94062917362 | W A Baum Co Inc | Wound Care Center | Akron | Akron City Campus | Wound Care Building | Ground Floor | 1998-02-01 | Low
No | 012129 | Sphygmomanometers | MANUAL - Manual Sphygmo | 94063002294 | W A Baum Co Inc | Wound Care Center | Akron | Akron City Campus | Wound Care Building | Ground Floor | 1998-02-01 | Low
No | 012146 | Sphygmomanometers | MANUAL - Manual Sphygmo | WHAT1 | W A Baum Co Inc | Wound Care Center | Akron | Akron City Campus | Wound Care Building | Ground Floor | 1998-02-01 | Low
No | 015251 | Sphygmomanometers | MANUAL - Manual Sphygmo | 9406301065 | W A Baum Co Inc | 4 East - Detox Unit | Akron | Akron City Campus | Akron City Hospital | 4th Floor | 2004-11-22 | Low
No | 025293 | Sphygmomanometers | MANUAL - Manual Sphygmo | 9406300428 | W A Baum Co Inc | Wound Care Center | Akron | Akron City Campus | Wound Care Building | Ground Floor | 2009-01-13 | Low
No | 033780 | Sphygmomanometers | MANUAL - Manual Sphygmo | Unknown | W A Baum Co Inc | Medical Center of Rittman | Barberton | Wadsworth Campus | Medical Center of Rittman | Ground Floor | 2020-11-05 | Low
No | 033783 | Sphygmomanometers | MANUAL - Manual Sphygmo | Unknown | W A Baum Co Inc | Medical Center of Rittman | Barberton | Wadsworth Campus | Medical Center of Rittman | Ground Floor | 2020-11-05 | Low
No | 033787 | Sphygmomanometers | MANUAL - Manual Sphygmo | Unknown | W A Baum Co Inc | Medical Center of Rittman | Barberton | Wadsworth Campus | Medical Center of Rittman | Ground Floor | 2020-11-05 | Low
No | 033794 | Sphygmomanometers | MANUAL - Manual Sphygmo | Unknown | W A Baum Co Inc | Medical Center of Rittman | Barberton | Wadsworth Campus | Medical Center of Rittman | Ground Floor | 2020-11-05 | Low
No | 033799 | Sphygmomanometers | MANUAL - Manual Sphygmo | Unknown | W A Baum Co Inc | Medical Center of Rittman | Barberton | Wadsworth Campus | Medical Center of Rittman | Ground Floor | 2020-11-05 | Low
No | 061858 | Sphygmomanometers | MDS9407LF - Sphygmo, Manual | 65121110001 | Medline Industries | Wound Care Center | Akron | Akron City Campus | Wound Care Building | Ground Floor | 2022-04-05 | Low
No | 062468 | Sphygmomanometers, Electronic, Automatic | 1-200-0360 - IQvitals Zone | 22600639 | Midmark | SCI-Cardio Rootstown | Akron | Rootstown Campus | Rootstown Medical Center | Ground Floor | 2022-12-05 | Low
No | 062472 | Sphygmomanometers, Electronic, Automatic | 1-200-0360 - IQvitals Zone | 22600655 | Midmark | SCI-Cardio Rootstown | Akron | Rootstown Campus | Rootstown Medical Center | Ground Floor | 2022-12-05 | Low
No | 059649 | Sphygmomanometers, Electronic, Automatic | 1741 - RBP-100 | 004849 | Riester USA | New Seasons | Barberton | Non-Campus Sites - SBH | Equity Center | Ground Floor | 2020-12-08 | Low
No | 061851 | Sphygmomanometers, Electronic, Automatic | 1741 - RBP-100 | 000034 | Riester USA | New Seasons | Barberton | Non-Campus Sites - SBH | Equity Center | Ground Floor | 2023-05-04 12:17 | Low
No | 062266 | Sphygmomanometers, Electronic, Automatic | 1741 - RBP-100 | 001705 | Riester USA | Tallmadge Urgent Care | Akron | Tallmadge Campus | Tallmadge Medical Center | 1st Floor | 2023-02-24 15:16 | Low
No | 062624 | Sphygmomanometers, Electronic, Automatic | 1741 - RBP-100 | 000346 | Riester USA | Internal Medicine - Stow | Akron | Stow-Kent Campus | Stow-Kent Medical Center | 2nd Floor | 2023-02-24 15:16 | Low
No | 062867 | Sphygmomanometers, Electronic, Automatic | 1741 - RBP-100 | 000195 | Riester USA | Tallmadge Urgent Care | Akron | Tallmadge Campus | Tallmadge Medical Center | 1st Floor | 2023-03-21 10:34 | Low
No | 063587 | Sphygmomanometers, Electronic, Automatic | 1741 - RBP-100 | 230800 | Riester USA | Rootstown Primary Care | Akron | Rootstown Campus | Rootstown Medical Center | Ground Floor | 2023-12-14 13:22 | Low
No | 063702 | Sphygmomanometers, Electronic, Automatic | 1741 - RBP-100 | 000062 | Riester USA | Urogynecology | Akron | Akron City Campus | 95 Arch | 2nd Floor | 2023-12-01 07:17 | Low
No | 070116 | Sphygmomanometers, Electronic, Automatic | 1741 - RBP-100 | 002730 | Riester USA | Neurology Outpatient - SB | Barberton | Barberton Campus | Tuscora Park Pavilion | 1st Floor | 2023-07-31 12:39 | Low
No | 070276 | Sphygmomanometers, Electronic, Automatic | 1741 - RBP-100 | 002504 | Riester USA | Neurology Outpatient - Portage Lakes | Barberton | Portage Lakes Campus | Summa Health Portage Lakes Medical Center | Ground Floor | 2023-09-27 14:40 | Low
No | 043790 | Sphygmomanometers, Electronic, Automatic | 1780-003 - Ri-Medic | 004180 | Riester USA | IMG Health Ctr - Western Reserve | Akron | Hudson Campus | Hudson Medical Center | 3rd Floor | 2021-06-29 | Low
No | 043791 | Sphygmomanometers, Electronic, Automatic | 1780-003 - Ri-Medic | 004182 | Riester USA | IMG Health Ctr - Western Reserve | Akron | Hudson Campus | Hudson Medical Center | 3rd Floor | 2021-06-29 | Low
No | 043792 | Sphygmomanometers, Electronic, Automatic | 1780-003 - Ri-Medic | 004181 | Riester USA | IMG Health Ctr - Western Reserve | Akron | Hudson Campus | Hudson Medical Center | 3rd Floor | 2021-06-29 | Low
No | 061733 | Sphygmomanometers, Electronic, Automatic | 1780-003 - Ri-Medic | 004125 | Riester USA | Orthopedics - White Pond | Barberton | White Pond Campus | White Pond Medical Center | 3rd Floor | 2022-04-13 | Low
No | 043629 | Sphygmomanometers, Electronic, Automatic | 4-000-0510 - Iqvitals | 22600408 | Midmark | SCI-CV Testing Center - Stow | Akron | Stow-Kent Campus | Stow-Kent Medical Center | 1st Floor | 2021-07-19 | Low
No | 043630 | Sphygmomanometers, Electronic, Automatic | 4-000-0510 - Iqvitals | 22600406 | Midmark | SCI-CV Testing Center - Stow | Akron | Stow-Kent Campus | Stow-Kent Medical Center | 1st Floor | 2021-07-19 | Low
No | 032295 | Sphygmomanometers, Electronic, Automatic | BP765 - Universal Automatic Blood Pressure Monitor | 20150603590LG | Omron Healthcare | Family Medicine Center | Akron | Akron City Campus | 55 Arch | 3rd Floor | 2015-11-17 | Low
No | 032383 | Sphygmomanometers, Electronic, Automatic | BP765 - Universal Automatic Blood Pressure Monitor | 20150501866LG | Omron Healthcare | Family Medicine Center | Akron | Akron City Campus | 55 Arch | 3rd Floor | 2015-10-12 | Low
No | 032384 | Sphygmomanometers, Electronic, Automatic | BP765 - Universal Automatic Blood Pressure Monitor | 20150501864LG | Omron Healthcare | Family Medicine Center | Akron | Akron City Campus | 55 Arch | 3rd Floor | 2015-10-12 | Low
No | 032385 | Sphygmomanometers, Electronic, Automatic | BP765 - Universal Automatic Blood Pressure Monitor | 20141202768LG | Omron Healthcare | Family Medicine Center | Akron | Akron City Campus | 55 Arch | 3rd Floor | 2015-10-12 | Low
No | 032386 | Sphygmomanometers, Electronic, Automatic | BP765 - Universal Automatic Blood Pressure Monitor | 20150503096LG | Omron Healthcare | Family Medicine Center | Akron | Akron City Campus | 55 Arch | 3rd Floor | 2015-10-12 | Low
No | 032387 | Sphygmomanometers, Electronic, Automatic | BP765 - Universal Automatic Blood Pressure Monitor | 20150501865LG | Omron Healthcare | Family Medicine Center | Akron | Akron City Campus | 55 Arch | 3rd Floor | 2015-10-12 | Low
No | 032388 | Sphygmomanometers, Electronic, Automatic | BP765 - Universal Automatic Blood Pressure Monitor | 20150501248LG | Omron Healthcare | Family Medicine Center | Akron | Akron City Campus | 55 Arch | 3rd Floor | 2015-10-12 | Low
No | 032389 | Sphygmomanometers, Electronic, Automatic | BP765 - Universal Automatic Blood Pressure Monitor | 20150503094LG | Omron Healthcare | Family Medicine Center | Akron | Akron City Campus | 55 Arch | 3rd Floor | 2015-10-12 | Low
No | 032392 | Sphygmomanometers, Electronic, Automatic | BP765 - Universal Automatic Blood Pressure Monitor | 20150603591LG | Omron Healthcare | Family Medicine Center | Akron | Akron City Campus | 55 Arch | 3rd Floor | 2015-11-17 | Low
No | 032393 | Sphygmomanometers, Electronic, Automatic | BP765 - Universal Automatic Blood Pressure Monitor | 20150701052LG | Omron Healthcare | Family Medicine Center | Akron | Akron City Campus | 55 Arch | 3rd Floor | 2015-11-17 | Low
No | 032395 | Sphygmomanometers, Electronic, Automatic | BP765 - Universal Automatic Blood Pressure Monitor | 20150505547LG | Omron Healthcare | Family Medicine Center | Akron | Akron City Campus | 55 Arch | 3rd Floor | 2015-11-17 | Low
No | 032398 | Sphygmomanometers, Electronic, Automatic | BP765 - Universal Automatic Blood Pressure Monitor | 20150603651LG | Omron Healthcare | Family Medicine Center | Akron | Akron City Campus | 55 Arch | 3rd Floor | 2015-11-17 | Low
No | 032399 | Sphygmomanometers, Electronic, Automatic | BP765 - Universal Automatic Blood Pressure Monitor | 20150503949LG | Omron Healthcare | Family Medicine Center | Akron | Akron City Campus | 55 Arch | 3rd Floor | 2015-11-17 | Low
No | 033250 | Sphygmomanometers, Electronic, Automatic | BP765 - Universal Automatic Blood Pressure Monitor | 20150800096LG | Omron Healthcare | Family Medicine Center | Akron | Akron City Campus | 55 Arch | 3rd Floor | 2016-02-22 | Low
No | 033253 | Sphygmomanometers, Electronic, Automatic | BP765 - Universal Automatic Blood Pressure Monitor | 20150800061LG | Omron Healthcare | Family Medicine Center | Akron | Akron City Campus | 55 Arch | 3rd Floor | 2016-02-22 | Low
No | 033254 | Sphygmomanometers, Electronic, Automatic | BP765 - Universal Automatic Blood Pressure Monitor | 20150800094LG | Omron Healthcare | Family Medicine Center | Akron | Akron City Campus | 55 Arch | 3rd Floor | 2016-02-22 | Low
No | 034919 | Sphygmomanometers, Electronic, Automatic | BP765 - Universal Automatic Blood Pressure Monitor | 20150603650LG | Omron Healthcare | Family Medicine Center | Akron | Akron City Campus | 55 Arch | 3rd Floor | 2015-11-17 | Low
No | 034921 | Sphygmomanometers, Electronic, Automatic | BP765 - Universal Automatic Blood Pressure Monitor | 20150102938LG | Omron Healthcare | Family Medicine Center | Akron | Akron City Campus | 55 Arch | 3rd Floor | 2015-11-17 | Low
No | 034922 | Sphygmomanometers, Electronic, Automatic | BP765 - Universal Automatic Blood Pressure Monitor | 20150600430LG | Omron Healthcare | Family Medicine Center | Akron | Akron City Campus | 55 Arch | 3rd Floor | 2015-11-17 | Low
No | 034924 | Sphygmomanometers, Electronic, Automatic | BP765 - Universal Automatic Blood Pressure Monitor | 20150603589LG | Omron Healthcare | Family Medicine Center | Akron | Akron City Campus | 55 Arch | 3rd Floor | 2015-11-17 | Low
No | 034925 | Sphygmomanometers, Electronic, Automatic | BP765 - Universal Automatic Blood Pressure Monitor | 20150701051LG | Omron Healthcare | Family Medicine Center | Akron | Akron City Campus | 55 Arch | 3rd Floor | 2015-11-17 | Low
No | 034927 | Sphygmomanometers, Electronic, Automatic | BP765 - Universal Automatic Blood Pressure Monitor | 20150701244lg | Omron Healthcare | Family Medicine Center | Akron | Akron City Campus | 55 Arch | 3rd Floor | 2015-11-18 | Low
No | 034929 | Sphygmomanometers, Electronic, Automatic | BP765 - Universal Automatic Blood Pressure Monitor | 20150701384lg | Omron Healthcare | Family Medicine Center | Akron | Akron City Campus | 55 Arch | 3rd Floor | 2015-11-18 | Low
No | 034930 | Sphygmomanometers, Electronic, Automatic | BP765 - Universal Automatic Blood Pressure Monitor | 20150701427lg | Omron Healthcare | Family Medicine Center | Akron | Akron City Campus | 55 Arch | 3rd Floor | 2015-11-18 | Low
No | 034931 | Sphygmomanometers, Electronic, Automatic | BP765 - Universal Automatic Blood Pressure Monitor | 20150701245LG | Omron Healthcare | Family Medicine Center | Akron | Akron City Campus | 55 Arch | 3rd Floor | 2015-11-18 | Low
No | 034933 | Sphygmomanometers, Electronic, Automatic | BP765 - Universal Automatic Blood Pressure Monitor | 20150701243lg | Omron Healthcare | Family Medicine Center | Akron | Akron City Campus | 55 Arch | 3rd Floor | 2015-11-18 | Low
No | 035407 | Sphygmomanometers, Electronic, Automatic | BP765 - Universal Automatic Blood Pressure Monitor | 20150800075LG | Omron Healthcare | Family Medicine Center | Akron | Akron City Campus | 55 Arch | 3rd Floor | 2015-10-12 | Low
No | 035408 | Sphygmomanometers, Electronic, Automatic | BP765 - Universal Automatic Blood Pressure Monitor | 201601000611 LG | Omron Healthcare | Family Medicine Center | Akron | Akron City Campus | 55 Arch | 3rd Floor | 2015-10-12 | Low
No | 035409 | Sphygmomanometers, Electronic, Automatic | BP765 - Universal Automatic Blood Pressure Monitor | 20160100869LG | Omron Healthcare | Family Medicine Center | Akron | Akron City Campus | 55 Arch | 3rd Floor | 2015-10-12 | Low
No | 035410 | Sphygmomanometers, Electronic, Automatic | BP765 - Universal Automatic Blood Pressure Monitor | 20150800020LG | Omron Healthcare | Family Medicine Center | Akron | Akron City Campus | 55 Arch | 3rd Floor | 2015-10-12 | Low
No | 035411 | Sphygmomanometers, Electronic, Automatic | BP765 - Universal Automatic Blood Pressure Monitor | 20160100612LG | Omron Healthcare | Family Medicine Center | Akron | Akron City Campus | 55 Arch | 3rd Floor | 2015-10-12 | Low
No | 035412 | Sphygmomanometers, Electronic, Automatic | BP765 - Universal Automatic Blood Pressure Monitor | 20150800169LG | Omron Healthcare | Family Medicine Center | Akron | Akron City Campus | 55 Arch | 3rd Floor | 2015-10-12 | Low
No | 063675 | Sphygmomanometers, Electronic, Automatic | BP765 - Universal Automatic Blood Pressure Monitor | Unknown | Omron Healthcare | Medina Primary Care | Barberton | Medina Campus | Medina Medical Center | 3rd Floor | 2023-11-21 16:05 | Low
No | 034081B | Sphygmomanometers, Electronic, Automatic | BP765 - Universal Automatic Blood Pressure Monitor | 2014900602LG | Omron Healthcare | Family Medicine Center | Akron | Akron City Campus | 55 Arch | 3rd Floor | 2016-08-26 | Low
No | 020936 | Sphygmomanometers, Electronic, Automatic | HEM-907XL - Intellisense | 20160300258af | Omron Healthcare | SAMS Clinic | Akron | Akron City Campus | 55 Arch | Ground Floor | 2017-02-24 | Low
No | 020937 | Sphygmomanometers, Electronic, Automatic | HEM-907XL - Intellisense | 20160300259af | Omron Healthcare | Family Medicine Center | Akron | Akron City Campus | 55 Arch | 3rd Floor | 2017-02-24 | Low
No | 035398 | Sphygmomanometers, Electronic, Automatic | HEM-907XL - Intellisense | 20151100554AF | Omron Healthcare | Family Medicine Center | Akron | Akron City Campus | 55 Arch | 3rd Floor | 2016-04-12 | Low
No | 055699 | Sphygmomanometers, Electronic, Automatic | HEM-907XL - Intellisense | 20190501016AF | Omron Healthcare | Family Medicine Center | Akron | Akron City Campus | 55 Arch | 3rd Floor | 2019-07-18 | Low
No | 055700 | Sphygmomanometers, Electronic, Automatic | HEM-907XL - Intellisense | 20190500962AF | Omron Healthcare | Family Medicine Center | Akron | Akron City Campus | 55 Arch | 3rd Floor | 2019-07-18 | Low
No | 055701 | Sphygmomanometers, Electronic, Automatic | HEM-907XL - Intellisense | 20190500948AF | Omron Healthcare | Family Medicine Center | Akron | Akron City Campus | 55 Arch | 3rd Floor | 2019-07-18 | Low
No | 055702 | Sphygmomanometers, Electronic, Automatic | HEM-907XL - Intellisense | 20190500947AF | Omron Healthcare | Family Medicine Center | Akron | Akron City Campus | 55 Arch | 3rd Floor | 2019-07-18 | Low
No | 055703 | Sphygmomanometers, Electronic, Automatic | HEM-907XL - Intellisense | 20190501015af | Omron Healthcare | Family Medicine Center | Akron | Akron City Campus | 55 Arch | 3rd Floor | 2019-07-18 | Low
No | 055704 | Sphygmomanometers, Electronic, Automatic | HEM-907XL - Intellisense | 20190500946AF | Omron Healthcare | Family Medicine Center | Akron | Akron City Campus | 55 Arch | 3rd Floor | 2019-07-18 | Low
No | 055705 | Sphygmomanometers, Electronic, Automatic | HEM-907XL - Intellisense | 201905964AF | Omron Healthcare | Family Medicine Center | Akron | Akron City Campus | 55 Arch | 3rd Floor | 2019-07-18 | Low
No | 055706 | Sphygmomanometers, Electronic, Automatic | HEM-907XL - Intellisense | 20190500945AF | Omron Healthcare | Family Medicine Center | Akron | Akron City Campus | 55 Arch | 3rd Floor | 2019-07-18 | Low
No | 055707 | Sphygmomanometers, Electronic, Automatic | HEM-907XL - Intellisense | 20190500961af | Omron Healthcare | Family Medicine Center | Akron | Akron City Campus | 55 Arch | 3rd Floor | 2019-07-18 | Low
No | 063521 | Sphygmomanometers, Electronic, Automatic | HEM-907XL - Intellisense | 20230500717AF | Omron Healthcare | Center for Senior Health | Akron | Akron City Campus | 75 Arch | Ground Floor | 2024-01-22 11:44 | Low
No | 063523 | Sphygmomanometers, Electronic, Automatic | HEM-907XL - Intellisense | 2023100838AF | Omron Healthcare | Center for Senior Health | Akron | Akron City Campus | 75 Arch | Ground Floor | 2024-01-22 11:44 | Low
No | 064195 | Sphygmomanometers, Electronic, Automatic | HEM-907XL - Intellisense | 20240100082AF | Omron Healthcare | Center for Senior Health | Akron | Akron City Campus | 75 Arch | Ground Floor | 2024-10-02 12:18 | Low
No | 060265 | Sphygmomanometers, Electronic, Automatic | MDS1001 | S198241009 | Medline Industries | Rehab Services OP - Green | Barberton | Green Campus | Green Family YMCA | Ground Floor | 2021-06-17 | Low
No | 070032 | Sphygmomanometers, Electronic, Automatic | MDS1001 | S198240984 | Medline Industries | Wadsworth Comm. Ctn. PT | Barberton | Wadsworth Campus | Wadsworth Community Center | 1st Floor | 2021-06-17 | Low
No | 033526 | Sphygmomanometers, Electronic, Automatic | MDS2001 | 12090361A | Medline Industries | Wound Care Center | Akron | Akron City Campus | Wound Care Building | Ground Floor | 2013-10-14 | Low
No | 033527 | Sphygmomanometers, Electronic, Automatic | MDS2001 | 12090361B | Medline Industries | Wound Care Center | Akron | Akron City Campus | Wound Care Building | Ground Floor | 2013-10-14 | Low
No | 039264 | Sphygmomanometers, Electronic, Automatic | MDS2001 | S198241107 | Medline Industries | Rehab Services OP - Green | Barberton | Green Campus | Green Family YMCA | Ground Floor | 2019-02-08 | Low
No | 180200030950711 | Sphygmomanometers, Electronic, Automatic | MDS3003 - Digital Wrist Blood Pressure Monitor | 180200030950711 | Medline Industries | Center for Senior Health | Akron | Akron City Campus | 75 Arch | Ground Floor | 2018-09-17 | Low
No | 180200031294411 | Sphygmomanometers, Electronic, Automatic | MDS3003 - Digital Wrist Blood Pressure Monitor | 180200031294411 | Medline Industries | Center for Senior Health | Akron | Akron City Campus | 75 Arch | Ground Floor | 2018-09-17 | Low
No | 180200031703011 | Sphygmomanometers, Electronic, Automatic | MDS3003 - Digital Wrist Blood Pressure Monitor | 180200031703011 | Medline Industries | Center for Senior Health | Akron | Akron City Campus | 75 Arch | Ground Floor | 2018-09-17 | Low
No | 180200031713711 | Sphygmomanometers, Electronic, Automatic | MDS3003 - Digital Wrist Blood Pressure Monitor | 180200031713711 | Medline Industries | Center for Senior Health | Akron | Akron City Campus | 75 Arch | Ground Floor | 2018-09-17 | Low
No | 180200031732711 | Sphygmomanometers, Electronic, Automatic | MDS3003 - Digital Wrist Blood Pressure Monitor | 180200031732711 | Medline Industries | Center for Senior Health | Akron | Akron City Campus | 75 Arch | Ground Floor | 2018-09-17 | Low
No | 1802000317005511 | Sphygmomanometers, Electronic, Automatic | MDS3003 - Digital Wrist Blood Pressure Monitor | 1802000317005511 | Medline Industries | Center for Senior Health | Akron | Akron City Campus | 75 Arch | Ground Floor | 2018-09-17 | Low
No | 058512 | Sphygmomanometers, Electronic, Automatic | MDS4001 - Digital Blood Pressure Monitor | S178125292 | Medline Industries | IMG Green MOB | Barberton | Green Campus | Green Medical Center | Ground Floor | 2019-11-19 | Low
No | 055638 | Sphygmomanometers, Electronic, Automatic | UA-779 - Home Blood Pressure Monitor | (01)00093764600623 | Lifesource | Rehab Services OP - Green | Barberton | Green Campus | Green Family YMCA | Ground Floor | 2019-02-08 | Low
No | 027366 | Spirometers | 2001 - Handheld Spirometer | 113045 | Med-Tec | Respiratory Care | Akron | Akron City Campus | Akron City Hospital | 6th Floor | 2014-06-25 | Low
No | 027367 | Spirometers | 2001 - Handheld Spirometer | c-110586 | Med-Tec | Respiratory Care | Akron | Akron City Campus | Akron City Hospital | 6th Floor | 2014-06-25 | Low
No | 013445 | Spirometers | Mark 25 - Respirometer | 415 | Wright | Respiratory Care | Akron | Akron City Campus | Akron City Hospital | 6th Floor | 2002-04-19 | Low
No | 020426 | Spirometers | Mark 25 - Respirometer | 417 | Wright | Respiratory Care | Akron | Akron City Campus | Akron City Hospital | 6th Floor | 2005-11-17 | Low
No | 021963 | Spirometers | Mark 25 - Respirometer | 407 | Wright | Respiratory Care | Akron | Akron City Campus | Akron City Hospital | 6th Floor | 2007-10-02 | Low
No | 035954 | Spirometers | Mark 25 - Respirometer | 418 | Wright | Respiratory Care | Akron | Akron City Campus | Akron City Hospital | 6th Floor | 2016-04-01 | Low
No | 013438 | Spirometers | MARK 8 - RESPIROMETER | 47439 | Wright | Respiratory Care | Akron | Akron City Campus | Akron City Hospital | 6th Floor | 2002-03-29 | Low
No | 021953 | Spirometers | MARK 8 - RESPIROMETER | 4002 | Wright | Respiratory Care | Akron | Akron City Campus | Akron City Hospital | 6th Floor | 2007-05-10 | Low
No | 021962 | Spirometers | MARK 8 - RESPIROMETER | 17797 | Wright | Respiratory Care | Akron | Akron City Campus | Akron City Hospital | 6th Floor | 2007-10-02 | Low
No | 033569 | Spirometers | MARK 8 - RESPIROMETER | 3922S | Wright | Respiratory Care | Akron | Akron City Campus | Akron City Hospital | 6th Floor | 2014-10-16 | Low
No | 034318 | Spirometers | MARK 8 - RESPIROMETER | 3909s | Wright | Respiratory Care | Akron | Akron City Campus | Akron City Hospital | 6th Floor | 2014-09-18 | Low
No | 034319 | Spirometers | MARK 8 - RESPIROMETER | 3908s | Wright | Respiratory Care | Akron | Akron City Campus | Akron City Hospital | 6th Floor | 2014-09-18 | Low
No | 034320 | Spirometers | MARK 8 - RESPIROMETER | 3911s | Wright | Respiratory Care | Akron | Akron City Campus | Akron City Hospital | 6th Floor | 2014-09-18 | Low
No | 012499 | Spirometers | MARK 8 - Wright Respirometer | 49017 | Nspire Health | Respiratory Care | Akron | Akron City Campus | Akron City Hospital | 6th Floor | 2006-03-29 | Low
No | 012549 | Spirometers | MARK 8 - Wright Respirometer | 48016 | Nspire Health | Respiratory Care | Akron | Akron City Campus | Akron City Hospital | 6th Floor | 2002-07-01 | Low
No | 013446 | Spirometers | MARK 8 - Wright Respirometer | 49902 | Nspire Health | Respiratory Care | Akron | Akron City Campus | Akron City Hospital | 6th Floor | 2002-04-19 | Low
No | 034409 | Spirometers | MARK 8 - Wright Respirometer | 5202s | Nspire Health | Respiratory Care | Akron | Akron City Campus | Akron City Hospital | 6th Floor | 2018-10-24 | Low
No | 034410 | Spirometers | MARK 8 - Wright Respirometer | 5200S | Nspire Health | Respiratory Care | Akron | Akron City Campus | Akron City Hospital | 6th Floor | 2018-10-24 | Low
No | 034411 | Spirometers | MARK 8 - Wright Respirometer | 5201S | Nspire Health | Respiratory Care | Akron | Akron City Campus | Akron City Hospital | 6th Floor | 2018-10-24 | Low
No | 025307 | Spirometers | Micro Plus | 28022 | Micro Direct | Respiratory Care | Akron | Akron City Campus | Akron City Hospital | 6th Floor | 2023-07-10 07:04 | Low
No | 025308 | Spirometers | Micro Plus | 28028 | Micro Direct | Respiratory Care | Akron | Akron City Campus | Akron City Hospital | 6th Floor | 2023-07-10 07:04 | Low
No | 037410 | Spirometers | MicroRPM | 1424 | Micromedical Technologies | Respiratory Care - SB | Barberton | Barberton Campus | Summa Barberton Hospital | 1st Floor | 2020-04-23 | Low
No | 026855 | Spirometers, Diagnostic | 2001-2P - EasyOne Plus | 235730 | NDD Medical Technologies | Cuyahoga Falls Primary Care | Akron | Cuyahoga Falls Campus | Cuyahoga Falls Primary Care | Ground Floor | 2015-12-30 | Low
No | 070040 | Spirometers, Diagnostic | 2001-2P - EasyOne Plus | 250492 | NDD Medical Technologies | Center for Corp Health - Green | Barberton | Green Campus | Green Medical Center | Ground Floor | 2015-12-30 | Low
No | 064712 | Spirometers, Diagnostic | 2500-2A - EasyOne Air | 1172714 | NDD Medical Technologies | Internal Medicine | Akron | Akron City Campus | 55 Arch | 1st Floor | 2024-10-21 09:38 | Low
No | 064802 | Spirometers, Diagnostic | 2500-2A - EasyOne Air | 1173553 | NDD Medical Technologies | Family Medicine Center | Akron | Akron City Campus | 55 Arch | 3rd Floor | 2024-10-21 09:38 | Low
No | 039297 | Spirometers, Diagnostic | PE27005 - Easy On PC Spirometer | 244827 | NDD Medical Technologies | Center for Corp Health - SB | Barberton | Barberton Campus | Tuscora Park Pavilion | 1st Floor | 2021-05-04 | Low
No | 064563 | Spirometers, Diagnostic | VIT-77957 - 6800 Pneumotrac Portable Spirometer | PV12102 | Morgan Scientific | Pulmonary Function Testing | Akron | Akron City Campus | 95 Arch | 1st Floor | 2024-12-16 11:00 | Low
No | 064564 | Spirometers, Diagnostic | VIT-77957 - 6800 Pneumotrac Portable Spirometer | PV12114 | Morgan Scientific | Pulmonary Function Testing | Akron | Akron City Campus | 95 Arch | 1st Floor | 2024-12-16 11:00 | Low
No | 064565 | Spirometers, Diagnostic | VIT-77957 - 6800 Pneumotrac Portable Spirometer | PV12110 | Morgan Scientific | Pulmonary Function Testing | Akron | Akron City Campus | 95 Arch | 1st Floor | 2024-12-16 11:00 | Low
No | 064566 | Spirometers, Diagnostic | VIT-77957 - 6800 Pneumotrac Portable Spirometer | PV12113 | Morgan Scientific | Pulmonary Function Testing | Akron | Akron City Campus | 95 Arch | 1st Floor | 2024-12-16 11:00 | Low
No | 064567 | Spirometers, Diagnostic | VIT-77957 - 6800 Pneumotrac Portable Spirometer | PV12115 | Morgan Scientific | Pulmonary Function Testing | Akron | Akron City Campus | 95 Arch | 1st Floor | 2024-12-16 11:00 | Low
No | 064568 | Spirometers, Diagnostic | VIT-77957 - 6800 Pneumotrac Portable Spirometer | PV12108 | Morgan Scientific | Pulmonary Function Testing | Akron | Akron City Campus | 95 Arch | 1st Floor | 2024-12-16 11:00 | Low
No | 059039 | Standing Frames, Mobile | 6001001 - Rollon | 2701212 | Hill-Rom / Liko | Radiation Therapy - Akron | Akron | Akron City Campus | Cooper Cancer Center |  | 2020-06-12 | Low
Yes | 061452 | Stereotactic Systems, Image-Guided, Biopsy | ILS-1000-CS01 - Illumisite | 516420 | Medtronic | Endoscopy - SB | Barberton | Barberton Campus | Summa Barberton Hospital | 2nd Floor | 2022-01-12 | Medium
Yes | 061694 | Stereotactic Systems, Image-Guided, Biopsy | ILS-1000-CS01 - Illumisite | 514958 | Medtronic | Endoscopy | Akron | Akron City Campus | Akron City Hospital | Ground Floor | 2020-09-28 | Medium
Yes | 059616 | Stereotactic Systems, Image-Guided, Biopsy | UroNav MRI Fusion System | FGCO-S04110 | Philips Healthcare / Invivo | Urology - ACH | Akron | Akron City Campus | 95 Arch | 1st Floor | 2020-11-14 | Medium
Yes | 017356 | Stereotactic Systems, Image-Guided, Biopsy, Mammo | SCM 12 - Mammotome | 1202336 | Johnson & Johnson | Breast Center | Akron | Akron City Campus | H Tower | Ground Floor | 2004-05-28 | Medium
Yes | 039390 | Stereotactic Systems, Image-Guided, Biopsy, Mammo | STLC-00004 - Affirm Breast Biopsy System | 82003193109 | Hologic | Breast Center | Akron | Akron City Campus | H Tower | Ground Floor | 2019-05-22 | Medium
Yes | 039391 | Stereotactic Systems, Image-Guided, Biopsy, Mammo | STLC-00004 - Affirm Breast Biopsy System | 82005151030 | Hologic | Breast Center | Akron | Akron City Campus | H Tower | Ground Floor | 2019-05-01 | Medium
No | 058796 | Stereotactic Systems, Image-Guided, Cardiac | 100003063 - Ensite Velocity Navlink | Lot# 336350001 | St Jude Medical Inc / Abbott Laboratories | SCI-Heart Rhythm Services | Akron | Akron City Campus | Akron City Hospital | 1st Floor | 2020-01-23 | Medium
No | 059439 | Stereotactic Systems, Image-Guided, Cardiac | 100005745 - Ge Cardiolab Recordconnect | 798480001 | St Jude Medical Inc / Abbott Laboratories | SCI-Heart Rhythm Services | Akron | Akron City Campus | Akron City Hospital | 1st Floor | 2021-01-07 | Medium
No | 058794 | Stereotactic Systems, Image-Guided, Cardiac | 100014469 - Ensite Velocity Arraylink | Lot# 331480002 | St Jude Medical Inc / Abbott Laboratories | SCI-Heart Rhythm Services | Akron | Akron City Campus | Akron City Hospital | 1st Floor | 2020-01-23 | Medium
No | 058797 | Stereotactic Systems, Image-Guided, Cardiac | H702469 - Ensite Mri Field Frame | 18434356 | St Jude Medical Inc / Abbott Laboratories | SCI-Heart Rhythm Services | Akron | Akron City Campus | Akron City Hospital | 1st Floor | 2020-01-27 | Medium
No | 064085 | Stereotactic Systems, Image-Guided, Cardiac | Rhythmia HDx Signal Station | S0001259 | Boston Scientific | SCI-Heart Rhythm Services | Akron | Akron City Campus | Akron City Hospital | 1st Floor | 2024-08-28 08:12 | Medium
Yes | 039750 | Stereotactic Systems, Image-Guided, Surgical | 8000-010-003 - Scopis TGS | 10624 | Stryker | Operating Room - SW | Barberton | Wadsworth Campus | Wadsworth-Rittman Medical Center | 1st Floor | 2022-06-01 | Medium
Yes | 061882 | Stereotactic Systems, Image-Guided, Surgical | 8000-010-003 - Scopis TGS | 10589 | Stryker | Medina ASC | Barberton | Medina Campus | Medina Medical Center | 1st Floor | 2022-08-09 | Medium
Yes | 064243 | Stereotactic Systems, Image-Guided, Surgical | 8000-010-003 - Scopis TGS | 11208 | Stryker | Operating Room | Akron | Akron City Campus | Akron City Hospital | 1st Floor | 2024-09-24 12:42 | Medium
No | 037840 | Stereotactic Systems, Image-Guided, Surgical | JointPoint Elite Navigation System - Jointpoint Elite Navigation System | JP00000348A | Jointpoint Inc. | Operating Room - SB | Barberton | Barberton Campus | Summa Barberton Hospital | 2nd Floor | 2019-11-11 | Medium
Yes | 052697 | Stereotactic Systems, Image-Guided, Surgical | M072707M015 - Stealthstation S8 | N07874897 | Medtronic | Operating Room | Akron | Akron City Campus | Akron City Hospital | 1st Floor | 2018-08-14 | Medium
Yes | 058127 | Stereotactic Systems, Image-Guided, Surgical | M072707M015 - Stealthstation S8 | N29536623 | Medtronic | Operating Room | Akron | Akron City Campus | Akron City Hospital | 1st Floor | 2019-09-09 | Medium
No | 052196 | Sterilizing Units, Germicidal Liquid | 610-2168 - Gus Disinfection Station For Small Scopes G18-E | 10741 | Civco Medical Solutions (PCI Medical) | Radiation Therapy - Akron | Akron | Akron City Campus | Cooper Cancer Center |  | 2018-10-31 | Medium
No | 052195 | Sterilizing Units, Germicidal Liquid | 610-921 - GUS Disinfection Station G10VPL | 39449 | Civco Medical Solutions (PCI Medical) | Radiation Therapy - Akron | Akron | Akron City Campus | Cooper Cancer Center |  | 2018-10-31 | Medium
Yes | 039447 | Sterilizing Units, Germicidal Vapor | VP30002101 - V-Pro Max | 030071909 | Steris | Central Processing/Supply - SB | Barberton | Barberton Campus | Summa Barberton Hospital | 2nd Floor | 2021-07-12 | Medium
Yes | 039448 | Sterilizing Units, Germicidal Vapor | VP30002101 - V-Pro Max | 030421912 | Steris | Central Processing/Supply - SB | Barberton | Barberton Campus | Summa Barberton Hospital | 2nd Floor | 2021-07-12 | Medium
Yes | 052799 | Sterilizing Units, Germicidal Vapor | VP30002101 - V-Pro Max | 032151802 | Steris | Central Processing/Supply | Akron | Akron City Campus | Akron City Hospital | Basement | 2019-03-20 | Medium
Yes | 052802 | Sterilizing Units, Germicidal Vapor | VP30002101 - V-Pro Max | 032751802 | Steris | Central Processing/Supply | Akron | Akron City Campus | Akron City Hospital | Basement | 2019-03-20 | Medium
Yes | 052803 | Sterilizing Units, Germicidal Vapor | VP30002101 - V-Pro Max | 032151804 | Steris | Central Processing/Supply | Akron | Akron City Campus | Akron City Hospital | Basement | 2019-03-20 | Medium
Yes | 061877 | Sterilizing Units, Germicidal Vapor | VP30002101 - V-Pro Max | 030212269 | Steris | Medina ASC | Barberton | Medina Campus | Medina Medical Center | 1st Floor | 2022-08-09 | Medium
Yes | 070607 | Sterilizing Units, Germicidal Vapor | VP30002101 - V-Pro Max | 032302301 | Steris | Central Processing/Supply - SW | Barberton | Wadsworth Campus | Wadsworth-Rittman Medical Center | 1st Floor | 2023-11-01 10:04 | Medium
Yes | 058826 | Sterilizing Units, Steam | 422HC | 04B04706 | Getinge USA | LAB Microbiology | Akron | Akron City Campus | ACH Admin Building | 2nd Floor | 2020-03-10 | Medium
Yes | 061878 | Sterilizing Units, Steam | Amsco Century V-120 | 032921004 | Steris | Medina ASC | Barberton | Medina Campus | Medina Medical Center | 1st Floor | 2022-08-09 | Medium
Yes | 061879 | Sterilizing Units, Steam | Amsco Century V-120 | 032911014 | Steris | Medina ASC | Barberton | Medina Campus | Medina Medical Center | 1st Floor | 2022-08-09 | Medium
Yes | 037524 | Sterilizing Units, Steam | FS1211001 - Amsco Century V-116 | 030561003 | Steris | Operating Room - SW | Barberton | Wadsworth Campus | Wadsworth-Rittman Medical Center | 1st Floor | 2022-09-09 | Medium
Yes | 039456 | Sterilizing Units, Steam | FS1211001 - Amsco Century V-116 | 031261108 | Steris | Operating Room - SW | Barberton | Wadsworth Campus | Wadsworth-Rittman Medical Center | 1st Floor | 2021-07-09 | Medium
Yes | 039449 | Sterilizing Units, Steam | Millennium 16 | 010329901 | Steris | Operating Room - SB | Barberton | Barberton Campus | Summa Barberton Hospital | 2nd Floor | 2021-07-09 | Medium
Yes | 039450 | Sterilizing Units, Steam | Millennium 16 | 011020004 | Steris | Operating Room - SB | Barberton | Barberton Campus | Summa Barberton Hospital | 2nd Floor | 2021-07-09 | Medium
Yes | 060551 | Sterilizing Units, Steam | SR0101110011 - Amsco 400 Series 16 | 030871410 | Steris | Operating Room | Akron | Akron City Campus | Akron City Hospital | 1st Floor | 2021-06-21 | Medium
Yes | 060562 | Sterilizing Units, Steam | SR0101110011 - Amsco 400 Series 16 | 033331825 | Steris | Operating Room | Akron | Akron City Campus | H Tower | 1st Floor | 2021-06-21 | Medium
Yes | 063338 | Sterilizing Units, Steam | SR0201110011 - Amsco 400 Series 20 | 030871412 | Steris | Central Processing/Supply | Akron | Akron City Campus | Akron City Hospital | Basement | 2023-07-28 09:37 | Medium
Yes | 070854 | Sterilizing Units, Steam | SR2322211011 - Amsco 400 Series 60 | 0125094 | Steris | Central Processing/Supply - SW | Barberton | Wadsworth Campus | Wadsworth-Rittman Medical Center | 1st Floor | 2025-01-24 15:34 | Medium
Yes | 039445 | Sterilizing Units, Steam | UE06103100001 - 66" Amsco Evolution | 031561913 | Steris | Central Processing/Supply - SB | Barberton | Barberton Campus | Summa Barberton Hospital | 2nd Floor | 2021-07-12 | Medium
Yes | 039446 | Sterilizing Units, Steam | UE06103100001 - 66" Amsco Evolution | 031611929 | Steris | Central Processing/Supply - SB | Barberton | Barberton Campus | Summa Barberton Hospital | 2nd Floor | 2021-07-12 | Medium
Yes | 063334 | Sterilizing Units, Steam | UE06103100001 - 66" Amsco Evolution | 032391855 | Steris | Central Processing/Supply | Akron | Akron City Campus | Akron City Hospital | Basement | 2023-07-28 09:11 | Medium
Yes | 063335 | Sterilizing Units, Steam | UE06103100001 - 66" Amsco Evolution | 030641402 | Steris | Central Processing/Supply | Akron | Akron City Campus | Akron City Hospital | Basement | 2023-07-28 09:11 | Medium
Yes | 063336 | Sterilizing Units, Steam | UE06103100001 - 66" Amsco Evolution | 030641403 | Steris | Central Processing/Supply | Akron | Akron City Campus | Akron City Hospital | Basement | 2023-07-28 09:11 | Medium
Yes | 063337 | Sterilizing Units, Steam | UE06103100001 - 66" Amsco Evolution | 030621403 | Steris | Central Processing/Supply | Akron | Akron City Campus | Akron City Hospital | Basement | 2023-07-28 09:11 | Medium
Yes | 039452 | Sterilizing Units, Steam | V-160 - V-160 Medium Century | 013460412 | Steris | Central Processing/Supply - SW | Barberton | Wadsworth Campus | Wadsworth-Rittman Medical Center | 1st Floor | 2021-07-09 | Medium
Yes | 039453 | Sterilizing Units, Steam | V-160 - V-160 Medium Century | 010380512 | Steris | Central Processing/Supply - SW | Barberton | Wadsworth Campus | Wadsworth-Rittman Medical Center | 1st Floor | 2021-07-09 | Medium
No | 101-18376 | Sterilizing Units, Steam, Tabletop | 50 - | 10050035067 | Advanced Sterilization Products | Central Processing/Supply - SW | Barberton | Wadsworth Campus | Wadsworth-Rittman Medical Center | 1st Floor | 2005-06-01 | Medium
No | 043742 | Sterilizing Units, Steam, Tabletop | M11-022 - M11 Ultraclave | V2317647 | Midmark | SHMG OB/GYN - Stow | Akron | Stow-Kent Campus | Stow-Kent Medical Center | 2nd Floor | 2021-07-19 | Medium
No | 057492 | Sterilizing Units, Steam, Tabletop | M11-022 - M11 Ultraclave | V2126842 | Midmark | Center for Dental Health | Akron | Akron City Campus | 75 Arch | 3rd Floor | 2020-03-27 | Medium
No | 057963 | Sterilizing Units, Steam, Tabletop | M11-022 - M11 Ultraclave | V1805167 | Midmark | Urology - SBH | Barberton | Barberton Campus | Tuscora Park Pavilion | Ground Floor | 2019-08-15 | Medium
No | 057967 | Sterilizing Units, Steam, Tabletop | M11-022 - M11 Ultraclave | V2085416 | Midmark | Urology - Green | Barberton | Green Campus | Green Physician Office Building | 1st Floor | 2020-08-31 | Medium
No | 059222 | Sterilizing Units, Steam, Tabletop | M11-022 - M11 Ultraclave | V2255675 | Midmark | Center for Dental Health | Akron | Akron City Campus | 75 Arch | 3rd Floor | 2020-09-09 | Medium
No | 059603 | Sterilizing Units, Steam, Tabletop | M11-022 - M11 Ultraclave | Unknown | Midmark | Urology - ACH | Akron | Akron City Campus | 95 Arch | 1st Floor | 2021-01-14 | Medium
No | 059659 | Sterilizing Units, Steam, Tabletop | M11-022 - M11 Ultraclave | Unknown | Midmark | Urology - ACH | Akron | Akron City Campus | 95 Arch | 1st Floor | 2020-11-10 | Medium
No | 060193 | Sterilizing Units, Steam, Tabletop | M11-022 - M11 Ultraclave | Unknown | Midmark | SHMG OB/GYN - Park West | Barberton | White Pond Campus | Akron OBGYN | 2nd Floor | 2021-03-05 | Medium
No | 060581 | Sterilizing Units, Steam, Tabletop | M11-022 - M11 Ultraclave | V2341180 | Midmark | ENT | Akron | Akron City Campus | 55 Arch | 2nd Floor | 2021-06-01 | Medium
No | 060582 | Sterilizing Units, Steam, Tabletop | M11-022 - M11 Ultraclave | V2341175 | Midmark | Medina OB/GYN | Barberton | Medina Campus | Medina Medical Center | 2nd Floor | 2021-06-01 | Medium
No | 043741 | Sterilizing Units, Steam, Tabletop | M11-042 - M11 Ultraclave | V2317658 | Midmark | SHMG OB/GYN - Stow | Akron | Stow-Kent Campus | Stow-Kent Medical Center | 2nd Floor | 2021-07-19 | Medium
No | 061057 | Sterilizing Units, Steam, Tabletop | M11-042 - M11 Ultraclave | V2286203 | Midmark | Colon/Rectal Surgeons | Akron | Akron City Campus | 95 Arch | 1st Floor | 2021-10-22 | Medium
No | 061058 | Sterilizing Units, Steam, Tabletop | M11-042 - M11 Ultraclave | V2286205 | Midmark | Colon/Rectal Surgeons | Akron | Akron City Campus | 95 Arch | 1st Floor | 2021-10-22 | Medium
No | 061347 | Sterilizing Units, Steam, Tabletop | M11-042 - M11 Ultraclave | V2367855 | Midmark | Multi Spec Ctr - Lake Medina Ste 250 | Barberton | Medina Campus | Medina Medical Center | 2nd Floor | 2022-02-16 | Medium
No | 002316 | Sterilizing Units, Steam, Tabletop | M9-022 - M9 Ultraclave | 0M011062 | Midmark | Translational Research | Akron | Akron City Campus | ACH Medical Annex | 2nd Floor | 2024-04-22 09:54 | Medium
No | 026836 | Sterilizing Units, Steam, Tabletop | M9-022 - M9 Ultraclave | V1618130 | Midmark | Pelvic Health | Akron | Akron City Campus | 95 Arch | 2nd Floor | 2020-02-17 | Medium
No | 026897 | Sterilizing Units, Steam, Tabletop | M9-022 - M9 Ultraclave | V1460216 | Midmark | Medina Primary Care | Barberton | Medina Campus | Medina Medical Center | Ground Floor | 2020-03-26 | Medium
No | 026964 | Sterilizing Units, Steam, Tabletop | M9-022 - M9 Ultraclave | Unknown | Midmark | NEOCS Cardiology - Rootstown | Akron | Rootstown Campus | Rootstown Medical Center | Ground Floor | 2021-09-24 | Medium
No | 030590 | Sterilizing Units, Steam, Tabletop | M9-022 - M9 Ultraclave | V390204 | Midmark | Dermatology - Park West | Barberton | White Pond Campus | White Pond Medical Center | 2nd Floor | 2012-04-02 | Medium
No | 030591 | Sterilizing Units, Steam, Tabletop | M9-022 - M9 Ultraclave | V387538 | Midmark | Dermatology - Park West | Barberton | White Pond Campus | White Pond Medical Center | 2nd Floor | 2012-04-02 | Medium
No | 033982 | Sterilizing Units, Steam, Tabletop | M9-022 - M9 Ultraclave | V930019 | Midmark | Rootstown Primary Care | Akron | Rootstown Campus | Rootstown Medical Center | Ground Floor | 2021-06-24 | Medium
No | 043534 | Sterilizing Units, Steam, Tabletop | M9-022 - M9 Ultraclave | V2351532 | Midmark | Medina Primary Care | Barberton | Medina Campus | Medina Medical Center |  | 2021-09-24 | Medium
No | 052199 | Sterilizing Units, Steam, Tabletop | M9-022 - M9 Ultraclave | V235861 | Midmark | GYN Oncology | Akron | Akron City Campus | Cooper Cancer Center | 2nd Floor | 2018-11-08 | Medium
No | 053257 | Sterilizing Units, Steam, Tabletop | M9-022 - M9 Ultraclave | OM026563 | Midmark | SHMG OB/GYN - Park West | Barberton | White Pond Campus | Akron OBGYN | 2nd Floor | 2017-04-14 | Medium
No | 056248 | Sterilizing Units, Steam, Tabletop | M9-022 - M9 Ultraclave | V2034876 | Midmark | Internal Medicine - Green | Barberton | Green Campus | Green Medical Center | Ground Floor | 2019-04-24 | Medium
No | 056714 | Sterilizing Units, Steam, Tabletop | M9-022 - M9 Ultraclave | RR001834 | Midmark | Orthopedics - White Pond | Barberton | White Pond Campus | White Pond Medical Center | 3rd Floor | 2019-05-28 | Medium
No | 057981 | Sterilizing Units, Steam, Tabletop | M9-022 - M9 Ultraclave | OM005481 | Midmark | Urology - Wadsworth | Barberton | Wadsworth Campus | Founder's Hall | 3rd Floor | 2019-09-04 | Medium
No | 058195 | Sterilizing Units, Steam, Tabletop | M9-022 - M9 Ultraclave | V927044 | Midmark | Tallmadge Family Medicine | Akron | Tallmadge Campus | Tallmadge Medical Center | 2nd Floor | 2019-10-04 | Medium
No | 058216 | Sterilizing Units, Steam, Tabletop | M9-022 - M9 Ultraclave | V2235860 | Midmark | Barberton OB/GYN | Barberton | Barberton Campus | Tuscora Park Pavilion | Ground Floor | 2019-10-16 | Medium
No | 059726 | Sterilizing Units, Steam, Tabletop | M9-022 - M9 Ultraclave | V930055 | Midmark | Drs. Dalton & Van Fossen | Akron | Akron City Campus | 95 Arch | 1st Floor | 2020-11-18 | Medium
No | 059925 | Sterilizing Units, Steam, Tabletop | M9-022 - M9 Ultraclave | V1360016 | Midmark | Women's Health Center | Akron | Akron City Campus | 75 Arch | Basement | 2021-01-22 | Medium
No | 060213 | Sterilizing Units, Steam, Tabletop | M9-022 - M9 Ultraclave | V1280698 | Midmark | Health Tech Mgmt | Akron | Akron City Campus | H Tower | Basement | 2024-06-28 09:14 | Medium
No | 062369 | Sterilizing Units, Steam, Tabletop | M9-022 - M9 Ultraclave | V2099568 | Midmark | Ophthalmology Chapel Hill | Akron | Chapel Hill Campus | Summa Health Chapel Hill | Ground Floor | 2022-10-24 | Medium
No | 070034 | Sterilizing Units, Steam, Tabletop | M9-022 - M9 Ultraclave | V1654273 | Midmark | SHMG OB/GYN - Green | Barberton | Green Campus | Green Physician Office Building | 2nd Floor | 2023-05-03 08:59 | Medium
No | 070223 | Sterilizing Units, Steam, Tabletop | M9-022 - M9 Ultraclave | OM003078 | Midmark | Orthopedics - Barberton | Barberton | Barberton Campus | Summa Barberton Hospital | 1st Floor | 2024-03-01 13:14 | Medium
No | 060172 | Sterilizing Units, Steam, Tabletop | M9-042 - M9 Ultraclave | V2317297 | Midmark | Urogynecology | Akron | Akron City Campus | 95 Arch | 2nd Floor | 2021-03-25 | Medium
No | 061605 | Sterilizing Units, Steam, Tabletop | M9-042 - M9 Ultraclave | v2408555 | Midmark | SHMG OB/GYN - Cuyahoga Falls | Akron | Cuyahoga Falls Campus | Cuyahoga Falls Medical Center | Ground Floor | 2022-03-24 | Medium
No | 062134 | Sterilizing Units, Steam, Tabletop | M9-042 - M9 Ultraclave | V2386872 | Midmark | Health Tech Mgmt | Akron | Akron City Campus | H Tower | Basement | 2022-07-14 | Medium
No | 063738 | Sterilizing Units, Steam, Tabletop | M9-042 - M9 Ultraclave | V2240174 | Midmark | Breast Center | Akron | Akron City Campus | H Tower | Ground Floor | 2024-03-25 10:34 | Medium
No | 064807 | Sterilizing Units, Steam, Tabletop | M9-042 - M9 Ultraclave | V2545333 | Midmark | SHMG Plastic - AES | Akron | Non-Campus Sites | AES Family Medicine |  | 2024-11-25 11:17 | Medium
No | 070815 | Sterilizing Units, Steam, Tabletop | M9-042 - M9 Ultraclave | V2708782 | Midmark | Orthopedics - Green | Barberton | Green Campus | 1790 Graybill Road | 1st Floor | 2025-01-24 14:05 | Medium
No | 022978 | Sterilizing Units, Steam, Tabletop | Statum 2000 | Unknown | Scican | Center for Dental Health | Akron | Akron City Campus | 75 Arch | 3rd Floor | 2013-05-14 | Medium
No | 032050 | Sterilizing Units, Steam, Tabletop | Statum 2000 | 100213B00003 | Scican | Center for Dental Health | Akron | Akron City Campus | 75 Arch | 3rd Floor | 2013-06-28 | Medium
No | 064233 | Sterilizing Units, Steam, Tabletop | SterilElite 24 Autoclave | 240118004-005 | Fisher Scientific | LAB Microbiology | Akron | Akron City Campus | ACH Admin Building | 2nd Floor | 2024-09-09 14:19 | Medium
No | 003482 | Stimulators, Acoustic, Fetal | 0146AAY - Fetal Stimulator | 13001769 | GE Healthcare | H4 - Mother/Baby Unit | Akron | Akron City Campus | H Tower | 4th Floor | 2000-05-18 | Low
No | 014354 | Stimulators, Acoustic, Fetal | 0146AAY - Fetal Stimulator | G3UC0430P | GE Healthcare | H2 - Labor and Delivery Unit (L&D) | Akron | Akron City Campus | H Tower | 2nd Floor | 2003-12-10 | Low
No | 014355 | Stimulators, Acoustic, Fetal | 0146AAY - Fetal Stimulator | L3UC0469P | GE Healthcare | H2 - Labor and Delivery Unit (L&D) | Akron | Akron City Campus | H Tower | 2nd Floor | 2003-12-10 | Low
No | 015448 | Stimulators, Acoustic, Fetal | 0146AAY - Fetal Stimulator | 13001611 | GE Healthcare | Maternal Fetal Medicine | Akron | Akron City Campus | 75 Arch | 1st Floor | 2004-03-10 | Low
No | 016954 | Stimulators, Acoustic, Fetal | 0146AAY - Fetal Stimulator | 05267 | GE Healthcare | H4 - Mother/Baby Unit | Akron | Akron City Campus | H Tower | 4th Floor | 1992-09-03 | Low
No | 017323 | Stimulators, Acoustic, Fetal | 0146AAY - Fetal Stimulator | B3UC0071P | GE Healthcare | Family Medicine Center | Akron | Akron City Campus | 55 Arch | 3rd Floor | 2003-03-31 | Low
No | 023279 | Stimulators, Acoustic, Fetal | 0146AAY - Fetal Stimulator | F3UC0331P | GE Healthcare | H2 - Labor and Delivery Unit (L&D) | Akron | Akron City Campus | H Tower | 2nd Floor | 2003-09-22 | Low
No | 026256 | Stimulators, Acoustic, Fetal | 0146AAY - Fetal Stimulator | Unknown | GE Healthcare | H4 - Mother/Baby Unit | Akron | Akron City Campus | H Tower | 4th Floor | 2009-11-12 | Low
No | 027421 | Stimulators, Acoustic, Fetal | 0146AAY - Fetal Stimulator | F10UC3133P | GE Healthcare | Maternal Fetal Medicine | Akron | Akron City Campus | 75 Arch | 1st Floor | 2010-07-19 | Low
No | 027194 | Stimulators, Caloric, Vestibular Function | Aqua Stim | 12H/13072/02 | Interacoustics A/S | Neurodiagnostics - White Pond | Barberton | White Pond Campus | Summa Health Neuroscience Services | 2nd Floor | 2009-01-05 13:09 | Low
No | 043856 | Stimulators, Electrical, Brain, Convulsive Therapy | Sigma 100J - Mecta Sigma | 20263 | Mecta | Interventional Psychiatry | Akron | Akron City Campus | Akron City Hospital | 2nd Floor | 2021-10-12 | High
No | 062821 | Stimulators, Electrical, Brain, Convulsive Therapy | Sigma 100J - Mecta Sigma | 20469 | Mecta | Interventional Psychiatry | Akron | Akron City Campus | Akron City Hospital | 2nd Floor | 2023-01-23 11:14 | High
No | 059075 | Stimulators, Electrical, Cardiac | MP3086 - 4 Ch Input Module | 2985 | Micropace | SCI-Heart Rhythm Services | Akron | Akron City Campus | Akron City Hospital | 1st Floor | 2020-09-21 | High
No | 059080 | Stimulators, Electrical, Cardiac | MP3086 - 4 Ch Input Module | 3002 | Micropace | SCI-Heart Rhythm Services | Akron | Akron City Campus | Akron City Hospital | 1st Floor | 2020-09-21 | High
No | 059085 | Stimulators, Electrical, Cardiac | MP3086 - 4 Ch Input Module | 3035 | Micropace | SCI-Cardiac Cath Lab Svcs | Akron | Akron City Campus | Akron City Hospital | 1st Floor | 2020-09-21 | High
No | 059072 | Stimulators, Electrical, Cardiac | MP3102BT-GE-US - Eps320 Cardiac Stimulator | 4677 | Micropace | SCI-Heart Rhythm Services | Akron | Akron City Campus | Akron City Hospital | 1st Floor | 2020-09-21 | High
No | 059077 | Stimulators, Electrical, Cardiac | MP3102BT-GE-US - Eps320 Cardiac Stimulator | 4724 | Micropace | SCI-Heart Rhythm Services | Akron | Akron City Campus | Akron City Hospital | 1st Floor | 2020-09-21 | High
No | 059082 | Stimulators, Electrical, Cardiac | MP3102BT-GE-US - Eps320 Cardiac Stimulator | 4773 | Micropace | SCI-Cardiac Cath Lab Svcs | Akron | Akron City Campus | Akron City Hospital | 1st Floor | 2020-09-21 | High
No | 011223 | Stimulators, Electrical, Neuromuscular | 3128 | LM0018953N | Medtronic | Rehab Services OP - Green | Barberton | Green Campus | Green Family YMCA | Ground Floor | 1999-11-15 | Low
No | 052109 | Stimulators, Electrical, Neuromuscular | 199250-001 - Epix Vt | 3056728 | Empi A Djo Global Co | Summa Rehab Hospital | Akron | Akron City Campus | Summa Rehab Hospital |  | 2018-02-28 | Low
No | 031274 | Stimulators, Electrical, Neuromuscular | 5950 - 5950 Vitalstim Adult | 2008-2939 | Chattanooga Group / DJO | Summa Rehab Hospital | Akron | Akron City Campus | Summa Rehab Hospital |  | 2013-04-12 | Low
No | 006356 | Stimulators, Electrical, Neuromuscular | 7432 BATTERY PW - Neurological Programmer | NAA002494P(HEAD | Medtronic | Operating Room | Akron | Akron City Campus | Akron City Hospital | 1st Floor | 1996-03-12 | Low
No | 035677 | Stimulators, Electrical, Neuromuscular | Contiuum - Neuromuscular Electrical Stimulator | 9617929 | Empi A Djo Global Co | REHAB YMCA | Akron | Akron City Campus | Kohl Family YMCA at University Park |  | 2019-01-09 | Low
No | 006629 | Stimulators, Electrical, Neuromuscular | CPS ES-400 COMBO - Stim & Us Combo | 1186A | Chattanooga Group / DJO | Rehab Services OP - Green | Barberton | Green Campus | Green Family YMCA | Ground Floor | 2000-06-13 | Low
No | 001961 | Stimulators, Electrical, Neuromuscular | D650 PLUS - Stimulator,Muscle/Therapy | 655179 | Dynatronics | REHAB YMCA | Akron | Akron City Campus | Kohl Family YMCA at University Park |  | 1997-10-01 | Low
No | 052095 | Stimulators, Electrical, Neuromuscular | D708 - Stimulator, Nerve | 782611 | Dynatronics | Rehab Services OP - Green | Barberton | Green Campus | Green Family YMCA | Ground Floor | 2014-01-29 | Low
No | 011222 | Stimulators, Electrical, Neuromuscular | D709 - Solaris - Stim /Us /Light | 791381 | Dynatronics | Rehab Services OP - Green | Barberton | Green Campus | Green Family YMCA | Ground Floor | 2024-03-01 15:42 | Low
No | 020291 | Stimulators, Electrical, Neuromuscular | D709 - Solaris - Stim /Us /Light | 791366 | Dynatronics | Rehab Services OP - Medina | Barberton | Medina Campus | Medina Medical Center | 3rd Floor | 2005-02-01 | Low
No | 020413 | Stimulators, Electrical, Neuromuscular | D709 - Solaris - Stim /Us /Light | 791956 | Dynatronics | Rehab Services OP - Hudson | Akron | Hudson Campus | Summa Health Wellness Center | Ground Floor | 2005-10-06 | Low
No | 023060 | Stimulators, Electrical, Neuromuscular | D709 - Solaris - Stim /Us /Light | 793918 | Dynatronics | Rehab Services OP - Hudson | Akron | Hudson Campus | Summa Health Wellness Center | Ground Floor | 2007-10-17 | Low
No | 028703 | Stimulators, Electrical, Neuromuscular | D709 - Solaris - Stim /Us /Light | 796229 | Dynatronics | REHAB YMCA | Akron | Akron City Campus | Kohl Family YMCA at University Park |  | 2010-11-05 | Low
No | 031129 | Stimulators, Electrical, Neuromuscular | D709 - Solaris - Stim /Us /Light | 797067 | Dynatronics | Summa Rehab Hospital | Akron | Akron City Campus | Summa Rehab Hospital |  | 2012-01-06 | Low
No | 036795 | Stimulators, Electrical, Neuromuscular | D709 - Solaris - Stim /Us /Light | 780422 | Dynatronics | Rehab Services OP - SB | Barberton | Barberton Campus | Anna Dean Professional Park | Ground Floor | 2009-04-01 | Low
No | 038285 | Stimulators, Electrical, Neuromuscular | D709 - Solaris - Stim /Us /Light | SP81212023 | Dynatronics | Wadsworth Comm. Ctn. PT | Barberton | Wadsworth Campus | Wadsworth Community Center | 1st Floor | 2013-02-08 | Low
No | 038286 | Stimulators, Electrical, Neuromuscular | D709 - Solaris - Stim /Us /Light | SP81212022 | Dynatronics | Wadsworth Comm. Ctn. PT | Barberton | Wadsworth Campus | Wadsworth Community Center | 1st Floor | 2013-02-08 | Low
No | 013634 | Stimulators, Electrical, Neuromuscular | D951 - Stimulator/Us Therapy | 960807 | Dynatronics | Rehab Services OP - Green | Barberton | Green Campus | Green Family YMCA | Ground Floor | 2002-08-20 | Low
No | 006404 | Stimulators, Electrical, Neuromuscular | EPIX XL - Stimulator, Nerve | 980161 | Empi A Djo Global Co | Summa Rehab Hospital | Akron | Akron City Campus | Summa Rehab Hospital |  | 1999-05-12 | Low
No | 036792 | Stimulators, Electrical, Neuromuscular | INTELECT 900 - Neuromuscular Stimulator | CH0192 | Chattanooga Group / DJO | Rehab Services OP - SB | Barberton | Barberton Campus | Anna Dean Professional Park | Ground Floor | 2009-04-01 | Low
No | 025757 | Stimulators, Electrical, Neuromuscular | PRO 4C - Vectra; Stim/Ultra Combo | CW12009-R | Chattanooga Group / DJO | Tallmadge Rec Center | Akron | Tallmadge Campus | Tallmadge Recreation Center | Ground Floor | 2009-01-22 | Low
No | 035681 | Stimulators, Electrical, Neuromuscular | SELECT 1.5 - Tens Unit | 1966239 | Empi A Djo Global Co | REHAB YMCA | Akron | Akron City Campus | Kohl Family YMCA at University Park |  | 2019-01-09 | Low
No | 028958 | Stimulators, Electrical, Neuromuscular | STM-10 - Stim | 11142577 | The Prometheus Group | REHAB YMCA | Akron | Akron City Campus | Kohl Family YMCA at University Park |  | 2011-10-07 | Low
No | 033075 | Stimulators, Electrical, Neuromuscular, Gait | L300 Plus System - L300 Plus System | BF11470410 | Bioness Inc | Summa Rehab Hospital | Akron | Akron City Campus | Summa Rehab Hospital |  | 2018-03-19 | Low
No | 035679 | Stimulators, Electrical, Peripheral Nerve | 2000 - Arista 2000 TENS Unit | A207538 | Arista | REHAB YMCA | Akron | Akron City Campus | Kohl Family YMCA at University Park |  | 2019-01-09 | Low
No | CE5033 | Stimulators, Electrical, Peripheral Nerve | 7100 - | GH11508 | Compex | Anesthesia - SB | Barberton | Barberton Campus | Summa Barberton Hospital | 2nd Floor | 2009-04-01 | Low
No | CE5034 | Stimulators, Electrical, Peripheral Nerve | 7100 - | GH11147 | Compex | Anesthesia - SB | Barberton | Barberton Campus | Summa Barberton Hospital | 2nd Floor | 2009-04-01 | Low
No | CE5035 | Stimulators, Electrical, Peripheral Nerve | 7100 - | GH11141 | Compex | Anesthesia - SB | Barberton | Barberton Campus | Summa Barberton Hospital | 2nd Floor | 2009-04-01 | Low
No | 009520 | Stimulators, Electrical, Peripheral Nerve | 7200 - Hh Battery Op Nerve Stim | HA70226 | Neuro Technology | Anesthesia | Akron | Akron City Campus | Akron City Hospital | 1st Floor | 1997-11-20 | Low
No | 009524 | Stimulators, Electrical, Peripheral Nerve | 7200 - Hh Battery Op Nerve Stim | HA70222 | Neuro Technology | Anesthesia | Akron | Akron City Campus | Akron City Hospital | 1st Floor | 1997-11-20 | Low
No | 009531 | Stimulators, Electrical, Peripheral Nerve | 7200 - Hh Battery Op Nerve Stim | HA70218 | Neuro Technology | Anesthesia | Akron | Akron City Campus | Akron City Hospital | 1st Floor | 1997-11-20 | Low
No | 010979 | Stimulators, Electrical, Peripheral Nerve | 7200 - Hh Battery Op Nerve Stim | HA10093 | Neuro Technology | Anesthesia | Akron | Akron City Campus | Akron City Hospital | 1st Floor | 2001-11-19 | Low
No | 010980 | Stimulators, Electrical, Peripheral Nerve | 7200 - Hh Battery Op Nerve Stim | HA10094 | Neuro Technology | Anesthesia | Akron | Akron City Campus | Akron City Hospital | 1st Floor | 2001-11-19 | Low
No | 014199 | Stimulators, Electrical, Peripheral Nerve | 7200 - Hh Battery Op Nerve Stim | HA20112 | Neuro Technology | Anesthesia | Akron | Akron City Campus | Akron City Hospital | 1st Floor | 2002-08-23 | Low
No | 021126 | Stimulators, Electrical, Peripheral Nerve | 7200 - Hh Battery Op Nerve Stim | HA30054 | Neuro Technology | Anesthesia | Akron | Akron City Campus | Akron City Hospital | 1st Floor | 2005-07-03 | Low
No | 021127 | Stimulators, Electrical, Peripheral Nerve | 7200 - Hh Battery Op Nerve Stim | HA30056 | Neuro Technology | Anesthesia | Akron | Akron City Campus | Akron City Hospital | 1st Floor | 2005-07-03 | Low
No | 031688 | Stimulators, Electrical, Peripheral Nerve | 8-1053-62 - Sunstim Plus | 20130809431 | Sunmed Llc | Anesthesia | Akron | Akron City Campus | Akron City Hospital | 1st Floor | 2014-01-21 | Low
No | 031689 | Stimulators, Electrical, Peripheral Nerve | 8-1053-62 - Sunstim Plus | 20130809091 | Sunmed Llc | Anesthesia | Akron | Akron City Campus | Akron City Hospital | 1st Floor | 2014-01-21 | Low
No | 031690 | Stimulators, Electrical, Peripheral Nerve | 8-1053-62 - Sunstim Plus | 20130809401 | Sunmed Llc | Anesthesia | Akron | Akron City Campus | Akron City Hospital | 1st Floor | 2014-01-21 | Low
No | 031691 | Stimulators, Electrical, Peripheral Nerve | 8-1053-62 - Sunstim Plus | 20130809323 | Sunmed Llc | Anesthesia | Akron | Akron City Campus | Akron City Hospital | 1st Floor | 2014-01-21 | Low
No | 031695 | Stimulators, Electrical, Peripheral Nerve | 8-1053-62 - Sunstim Plus | 20130809100 | Sunmed Llc | Anesthesia | Akron | Akron City Campus | Akron City Hospital | 1st Floor | 2014-01-21 | Low
No | 031718 | Stimulators, Electrical, Peripheral Nerve | 8-1053-62 - Sunstim Plus | GS110199 | Sunmed Llc | T1 - CTV Intensive Care Unit (CTV-ICU) | Akron | Akron City Campus | Critical Care Tower | 1st Floor | 2014-09-16 | Low
No | 031820 | Stimulators, Electrical, Peripheral Nerve | 8-1053-62 - Sunstim Plus | 20140930504 | Sunmed Llc | Anesthesia | Akron | Akron City Campus | Akron City Hospital | 1st Floor | 2015-01-16 | Low
No | 033356 | Stimulators, Electrical, Peripheral Nerve | 8-1053-62 - Sunstim Plus | 20160224106M | Sunmed Llc | Anesthesia | Akron | Akron City Campus | Akron City Hospital | 1st Floor | 2016-09-12 | Low
No | 035490 | Stimulators, Electrical, Peripheral Nerve | 8-1053-62 - Sunstim Plus | 20160709291M | Sunmed Llc | Anesthesia | Akron | Akron City Campus | Akron City Hospital | 1st Floor | 2016-09-30 | Low
No | 035491 | Stimulators, Electrical, Peripheral Nerve | 8-1053-62 - Sunstim Plus | 20160709296M | Sunmed Llc | Anesthesia | Akron | Akron City Campus | Akron City Hospital | 1st Floor | 2016-09-30 | Low
No | 035492 | Stimulators, Electrical, Peripheral Nerve | 8-1053-62 - Sunstim Plus | 20160709289M | Sunmed Llc | Anesthesia | Akron | Akron City Campus | Akron City Hospital | 1st Floor | 2016-09-30 | Low
No | 038332 | Stimulators, Electrical, Peripheral Nerve | 8-1053-62 - Sunstim Plus | 20190228518M | Sunmed Llc | Operating Room - SB | Barberton | Barberton Campus | Summa Barberton Hospital | 2nd Floor | 2020-01-21 | Low
No | 038333 | Stimulators, Electrical, Peripheral Nerve | 8-1053-62 - Sunstim Plus | 20190228523M | Sunmed Llc | Operating Room - SB | Barberton | Barberton Campus | Summa Barberton Hospital | 2nd Floor | 2020-01-21 | Low
No | 038334 | Stimulators, Electrical, Peripheral Nerve | 8-1053-62 - Sunstim Plus | 20190228532M | Sunmed Llc | Operating Room - SB | Barberton | Barberton Campus | Summa Barberton Hospital | 2nd Floor | 2020-01-21 | Low
No | 038335 | Stimulators, Electrical, Peripheral Nerve | 8-1053-62 - Sunstim Plus | 20190228534M | Sunmed Llc | Operating Room - SB | Barberton | Barberton Campus | Summa Barberton Hospital | 2nd Floor | 2020-01-21 | Low
No | 038336 | Stimulators, Electrical, Peripheral Nerve | 8-1053-62 - Sunstim Plus | 20190228538M | Sunmed Llc | Operating Room - SB | Barberton | Barberton Campus | Summa Barberton Hospital | 2nd Floor | 2020-01-21 | Low
No | 039555 | Stimulators, Electrical, Peripheral Nerve | 8-1053-62 - Sunstim Plus | 20210225426M | Sunmed Llc | Acuity Adaptable Unit (AAU) - SB | Barberton | Barberton Campus | Summa Barberton Hospital | 2nd Floor | 2021-10-14 | Low
No | 039556 | Stimulators, Electrical, Peripheral Nerve | 8-1053-62 - Sunstim Plus | 20210225428M | Sunmed Llc | Acuity Adaptable Unit (AAU) - SB | Barberton | Barberton Campus | Summa Barberton Hospital | 2nd Floor | 2021-10-14 | Low
No | 039557 | Stimulators, Electrical, Peripheral Nerve | 8-1053-62 - Sunstim Plus | 20210225429M | Sunmed Llc | Acuity Adaptable Unit (AAU) - SB | Barberton | Barberton Campus | Summa Barberton Hospital | 2nd Floor | 2021-10-14 | Low
No | 053181 | Stimulators, Electrical, Peripheral Nerve | 8-1053-62 - Sunstim Plus | 20170309001M | Sunmed Llc | Anesthesia | Akron | Akron City Campus | Akron City Hospital | 1st Floor | 2017-11-03 | Low
No | 053182 | Stimulators, Electrical, Peripheral Nerve | 8-1053-62 - Sunstim Plus | 20170309002M | Sunmed Llc | Anesthesia | Akron | Akron City Campus | Akron City Hospital | 1st Floor | 2017-11-03 | Low
No | 053183 | Stimulators, Electrical, Peripheral Nerve | 8-1053-62 - Sunstim Plus | 20170309003M | Sunmed Llc | Anesthesia | Akron | Akron City Campus | Akron City Hospital | 1st Floor | 2017-11-03 | Low
No | 053185 | Stimulators, Electrical, Peripheral Nerve | 8-1053-62 - Sunstim Plus | 20170309005M | Sunmed Llc | Anesthesia | Akron | Akron City Campus | Akron City Hospital | 1st Floor | 2017-11-03 | Low
No | 054913 | Stimulators, Electrical, Peripheral Nerve | 8-1053-62 - Sunstim Plus | C1126435 | Sunmed Llc | Anesthesia | Akron | Akron City Campus | Akron City Hospital | 1st Floor | 2018-11-09 | Low
No | 054914 | Stimulators, Electrical, Peripheral Nerve | 8-1053-62 - Sunstim Plus | C1126651 | Sunmed Llc | Anesthesia | Akron | Akron City Campus | Akron City Hospital | 1st Floor | 2018-11-09 | Low
No | 058609 | Stimulators, Electrical, Peripheral Nerve | 8-1053-62 - Sunstim Plus | 20190523576M | Sunmed Llc | Anesthesia | Akron | Akron City Campus | Akron City Hospital | 1st Floor | 2020-01-08 | Low
No | 058625 | Stimulators, Electrical, Peripheral Nerve | 8-1053-62 - Sunstim Plus | 20181014709M | Sunmed Llc | Anesthesia | Akron | Akron City Campus | Akron City Hospital | 1st Floor | 2020-03-13 | Low
No | 059159 | Stimulators, Electrical, Peripheral Nerve | 8-1053-62 - Sunstim Plus | C1200242 | Sunmed Llc | Anesthesia | Akron | Akron City Campus | Akron City Hospital | 1st Floor | 2020-07-14 | Low
No | 059292 | Stimulators, Electrical, Peripheral Nerve | 8-1053-62 - Sunstim Plus | 20200418399M | Sunmed Llc | Anesthesia | Akron | Akron City Campus | Akron City Hospital | 1st Floor | 2020-09-01 | Low
No | 059293 | Stimulators, Electrical, Peripheral Nerve | 8-1053-62 - Sunstim Plus | 20181014702M | Sunmed Llc | Anesthesia | Akron | Akron City Campus | Akron City Hospital | 1st Floor | 2020-09-01 | Low
No | 059981 | Stimulators, Electrical, Peripheral Nerve | 8-1053-62 - Sunstim Plus | 20200727066M | Sunmed Llc | T1 - CTV Intensive Care Unit (CTV-ICU) | Akron | Akron City Campus | Critical Care Tower | 1st Floor | 2021-01-06 | Low
No | 059982 | Stimulators, Electrical, Peripheral Nerve | 8-1053-62 - Sunstim Plus | 20200727710M | Sunmed Llc | T1 - CTV Intensive Care Unit (CTV-ICU) | Akron | Akron City Campus | Critical Care Tower | 1st Floor | 2021-01-06 | Low
No | 059983 | Stimulators, Electrical, Peripheral Nerve | 8-1053-62 - Sunstim Plus | 20200727711M | Sunmed Llc | T1 - CTV Intensive Care Unit (CTV-ICU) | Akron | Akron City Campus | Critical Care Tower | 1st Floor | 2021-01-06 | Low
No | 059984 | Stimulators, Electrical, Peripheral Nerve | 8-1053-62 - Sunstim Plus | 20200727715M | Sunmed Llc | T1 - CTV Intensive Care Unit (CTV-ICU) | Akron | Akron City Campus | Critical Care Tower | 1st Floor | 2021-01-06 | Low
No | 061585 | Stimulators, Electrical, Peripheral Nerve | 8-1053-62 - Sunstim Plus | 20180319452M | Sunmed Llc | Anesthesia | Akron | Akron City Campus | Akron City Hospital | 1st Floor | 2014-02-21 | Low
No | 063834 | Stimulators, Electrical, Peripheral Nerve | 8-1053-62 - Sunstim Plus | 20210325478M | Sunmed Llc | T2 - STN Intensive Care Unit (STN-ICU) | Akron | Akron City Campus | Akron City Hospital | 2nd Floor | 2024-02-20 07:51 | Low
No | CE7165 | Stimulators, Electrical, Peripheral Nerve | 8-1053-62 - Sunstim Plus | 20131224299 | Sunmed Llc | Acuity Adaptable Unit (AAU) - SB | Barberton | Barberton Campus | Summa Barberton Hospital | 2nd Floor | 2014-05-13 | Low
No | 002627 | Stimulators, Electrical, Peripheral Nerve | DIGISTIM 3 PLUS - Hh Battery Op Nerve Stim | HA80103 | Neuro Technology | Anesthesia | Akron | Akron City Campus | Akron City Hospital | 1st Floor | 1998-09-25 | Low
No | 002628 | Stimulators, Electrical, Peripheral Nerve | DIGISTIM 3 PLUS - Hh Battery Op Nerve Stim | HA80104 | Neuro Technology | Anesthesia | Akron | Akron City Campus | Akron City Hospital | 1st Floor | 1998-09-25 | Low
No | 030345 | Stimulators, Electrical, Peripheral Nerve | DIGISTIM 3 PLUS - Hh Battery Op Nerve Stim | HA070094 | Neuro Technology | Anesthesia | Akron | Akron City Campus | Akron City Hospital | 1st Floor | 2011-09-02 | Low
No | CE4111 | Stimulators, Electrical, Peripheral Nerve | EMS PLUS 2 - | EP213274 | Compex | Physical Therapy - SB | Barberton | Barberton Campus | Summa Barberton Hospital | 1st Floor | 2009-04-01 | Low
No | 052089 | Stimulators, Electrical, Peripheral Nerve | EMS-2C - E-Stim, Handheld | 86207 | Med Labs | Rehab Services OP - Green | Barberton | Green Campus | Green Family YMCA | Ground Floor | 2018-04-26 | Low
No | 037040 | Stimulators, Electrical, Peripheral Nerve | ES-160 - Stim | 201807230003 | Lhasa Oms | Rehab Services OP - SB | Barberton | Barberton Campus | Anna Dean Professional Park | Ground Floor | 2019-06-05 | Low
No | 101-05167 | Stimulators, Electrical, Peripheral Nerve | ES300 - Ez Stim | 02949 | Life-Tech Inc. | Operating Room - SW | Barberton | Wadsworth Campus | Wadsworth-Rittman Medical Center | 1st Floor | 2010-07-24 | Low
No | 037345 | Stimulators, Electrical, Peripheral Nerve | ES400 - Ezstimi Ii | 0H0380014 | Life-Tech Inc. | Operating Room - SW | Barberton | Wadsworth Campus | Wadsworth-Rittman Medical Center | 1st Floor | 2018-12-20 | Low
No | 101-22501 | Stimulators, Electrical, Peripheral Nerve | ES400 - Ezstimi Ii | 0H0380015 | Life-Tech Inc. | Operating Room - SW | Barberton | Wadsworth Campus | Wadsworth-Rittman Medical Center | 1st Floor | 2018-12-20 | Low
No | 053760 | Stimulators, Electrical, Peripheral Nerve | ES500 - Ezstim Iii | 001815 | Halyard Health, Inc. | Operating Room | Akron | Akron City Campus | Akron City Hospital | 1st Floor | 2019-01-17 | Low
No | 054905 | Stimulators, Electrical, Peripheral Nerve | ES500 - Ezstim Iii | 202809597 | Halyard Health, Inc. | Anesthesia - SW | Barberton | Wadsworth Campus | Wadsworth-Rittman Medical Center | 1st Floor | 2018-10-31 | Low
No | 027444 | Stimulators, Electrical, Peripheral Nerve | HNS12 - Stim, Nerve | MD0910 | B Braun Medical | Anesthesia | Akron | Akron City Campus | Akron City Hospital | 1st Floor | 2010-10-01 | Low
No | 028059 | Stimulators, Electrical, Peripheral Nerve | HNS12 - Stim, Nerve | 140927 | B Braun Medical | Anesthesia | Akron | Akron City Campus | Akron City Hospital | 1st Floor | 2011-10-04 | Low
No | 055665 | Stimulators, Electrical, Peripheral Nerve | IF 3WAVE - | I3P01099 | Empi A Djo Global Co | Center for Corp Health - Green | Barberton | Green Campus | Green Medical Center | Ground Floor | 2015-08-13 | Low
No | 035678 | Stimulators, Electrical, Peripheral Nerve | IF-8100 - If-8100 Tens Unit | 29824489 | Zynex Medical | REHAB YMCA | Akron | Akron City Campus | Kohl Family YMCA at University Park |  | 2019-01-09 | Low
No | 000403 | Stimulators, Electrical, Peripheral Nerve | MICROSTIM - Hh Battery Op Nerve Stim | EA2102498 | Neuro Technology | Anesthesia | Akron | Akron City Campus | Akron City Hospital | 1st Floor | 1998-02-01 | Low
No | 000413 | Stimulators, Electrical, Peripheral Nerve | MICROSTIM - Hh Battery Op Nerve Stim | 8668 | Neuro Technology | Anesthesia | Akron | Akron City Campus | Akron City Hospital | 1st Floor | 1992-10-08 | Low
No | 000873 | Stimulators, Electrical, Peripheral Nerve | MICROSTIM - Hh Battery Op Nerve Stim | EB0067580 | Neuro Technology | Anesthesia | Akron | Akron City Campus | Akron City Hospital | 1st Floor | 1997-12-09 | Low
No | 010263 | Stimulators, Electrical, Peripheral Nerve | MICROSTIM - Hh Battery Op Nerve Stim | 8666 | Neuro Technology | Anesthesia | Akron | Akron City Campus | Akron City Hospital | 1st Floor | 1998-02-01 | Low
No | 014886 | Stimulators, Electrical, Peripheral Nerve | MICROSTIM - Hh Battery Op Nerve Stim | EA081467 | Neuro Technology | Anesthesia | Akron | Akron City Campus | Akron City Hospital | 1st Floor | 2008-08-26 | Low
No | 014887 | Stimulators, Electrical, Peripheral Nerve | MICROSTIM - Hh Battery Op Nerve Stim | EA081474 | Neuro Technology | Anesthesia | Akron | Akron City Campus | Akron City Hospital | 1st Floor | 2008-08-26 | Low
No | 014890 | Stimulators, Electrical, Peripheral Nerve | MICROSTIM - Hh Battery Op Nerve Stim | EA081470 | Neuro Technology | Anesthesia | Akron | Akron City Campus | Akron City Hospital | 1st Floor | 2008-08-26 | Low
No | 014892 | Stimulators, Electrical, Peripheral Nerve | MICROSTIM - Hh Battery Op Nerve Stim | EA081471 | Neuro Technology | Anesthesia | Akron | Akron City Campus | Akron City Hospital | 1st Floor | 2008-08-26 | Low
No | 014893 | Stimulators, Electrical, Peripheral Nerve | MICROSTIM - Hh Battery Op Nerve Stim | EA081472 | Neuro Technology | Anesthesia | Akron | Akron City Campus | Akron City Hospital | 1st Floor | 2008-08-26 | Low
No | 015766 | Stimulators, Electrical, Peripheral Nerve | MICROSTIM - Hh Battery Op Nerve Stim | EA041083 | Neuro Technology | T3 - Medical Intensive Care Unit (MICU) | Akron | Akron City Campus | Critical Care Tower | 3rd Floor | 2004-09-24 | Low
No | 015767 | Stimulators, Electrical, Peripheral Nerve | MICROSTIM - Hh Battery Op Nerve Stim | EA041084 | Neuro Technology | T3 - Medical Intensive Care Unit (MICU) | Akron | Akron City Campus | Critical Care Tower | 3rd Floor | 2004-09-24 | Low
No | 021215 | Stimulators, Electrical, Peripheral Nerve | MICROSTIM - Hh Battery Op Nerve Stim | EA050776 | Neuro Technology | T3 - Medical Intensive Care Unit (MICU) | Akron | Akron City Campus | Critical Care Tower | 3rd Floor | 2005-09-20 | Low
No | 022302 | Stimulators, Electrical, Peripheral Nerve | MICROSTIM - Hh Battery Op Nerve Stim | EA060104 | Neuro Technology | T3 - Medical Intensive Care Unit (MICU) | Akron | Akron City Campus | Critical Care Tower | 3rd Floor | 2006-02-16 | Low
No | 022303 | Stimulators, Electrical, Peripheral Nerve | MICROSTIM - Hh Battery Op Nerve Stim | EA060103 | Neuro Technology | T3 - Medical Intensive Care Unit (MICU) | Akron | Akron City Campus | Critical Care Tower | 3rd Floor | 2006-02-16 | Low
No | 026300 | Stimulators, Electrical, Peripheral Nerve | MICROSTIM - Hh Battery Op Nerve Stim | EA101001 | Neuro Technology | Anesthesia | Akron | Akron City Campus | Akron City Hospital | 1st Floor | 2010-06-15 | Low
No | 027411 | Stimulators, Electrical, Peripheral Nerve | MICROSTIM - Hh Battery Op Nerve Stim | EA101006 | Neuro Technology | Anesthesia | Akron | Akron City Campus | Akron City Hospital | 1st Floor | 2010-06-15 | Low
No | 027412 | Stimulators, Electrical, Peripheral Nerve | MICROSTIM - Hh Battery Op Nerve Stim | EA101002 | Neuro Technology | Anesthesia | Akron | Akron City Campus | Akron City Hospital | 1st Floor | 2010-06-15 | Low
No | 027413 | Stimulators, Electrical, Peripheral Nerve | MICROSTIM - Hh Battery Op Nerve Stim | EA100998 | Neuro Technology | Anesthesia | Akron | Akron City Campus | Akron City Hospital | 1st Floor | 2010-06-15 | Low
No | 051599 | Stimulators, Electrical, Peripheral Nerve | MICROSTIM - Hh Battery Op Nerve Stim | EA101003 | Neuro Technology | Anesthesia | Akron | Akron City Campus | Akron City Hospital | 1st Floor | 2010-06-15 | Low
No | 003445 | Stimulators, Electrical, Peripheral Nerve | MICROSTIM PLUS - Hh Battery Op Nerve Stim | GH90613 | Neuro Technology | T2 - STN Intensive Care Unit (STN-ICU) | Akron | Akron City Campus | Critical Care Tower | 2nd Floor | 1999-11-29 | Low
No | 003446 | Stimulators, Electrical, Peripheral Nerve | MICROSTIM PLUS - Hh Battery Op Nerve Stim | GH90612 | Neuro Technology | T2 - STN Intensive Care Unit (STN-ICU) | Akron | Akron City Campus | Critical Care Tower | 2nd Floor | 1999-11-29 | Low
No | 010110 | Stimulators, Electrical, Peripheral Nerve | MICROSTIM PLUS - Hh Battery Op Nerve Stim | GH72123 | Neuro Technology | Anesthesia | Akron | Akron City Campus | Akron City Hospital | 1st Floor | 1998-11-11 | Low
No | 014737 | Stimulators, Electrical, Peripheral Nerve | MICROSTIM PLUS - Hh Battery Op Nerve Stim | GH051413 | Neuro Technology | Anesthesia | Akron | Akron City Campus | Akron City Hospital | 1st Floor | 2007-04-17 | Low
No | 014738 | Stimulators, Electrical, Peripheral Nerve | MICROSTIM PLUS - Hh Battery Op Nerve Stim | GH051405 | Neuro Technology | Anesthesia | Akron | Akron City Campus | Akron City Hospital | 1st Floor | 2007-04-17 | Low
No | 014742 | Stimulators, Electrical, Peripheral Nerve | MICROSTIM PLUS - Hh Battery Op Nerve Stim | GH051416 | Neuro Technology | Anesthesia | Akron | Akron City Campus | Akron City Hospital | 1st Floor | 2007-04-17 | Low
No | 019163 | Stimulators, Electrical, Peripheral Nerve | MICROSTIM PLUS - Hh Battery Op Nerve Stim | GA20293 | Neuro Technology | Anesthesia | Akron | Akron City Campus | Akron City Hospital | 1st Floor | 2002-04-01 | Low
No | 019164 | Stimulators, Electrical, Peripheral Nerve | MICROSTIM PLUS - Hh Battery Op Nerve Stim | GA20292 | Neuro Technology | Anesthesia | Akron | Akron City Campus | Akron City Hospital | 1st Floor | 2002-04-01 | Low
No | 019165 | Stimulators, Electrical, Peripheral Nerve | MICROSTIM PLUS - Hh Battery Op Nerve Stim | GA20294 | Neuro Technology | Anesthesia | Akron | Akron City Campus | Akron City Hospital | 1st Floor | 2002-04-01 | Low
No | 028322 | Stimulators, Electrical, Peripheral Nerve | MICROSTIM PLUS - Hh Battery Op Nerve Stim | GA102445 | Neuro Technology | Anesthesia | Akron | Akron City Campus | Akron City Hospital | 1st Floor | 2010-10-19 | Low
No | 028323 | Stimulators, Electrical, Peripheral Nerve | MICROSTIM PLUS - Hh Battery Op Nerve Stim | GA102443 | Neuro Technology | Anesthesia | Akron | Akron City Campus | Akron City Hospital | 1st Floor | 2010-10-19 | Low
No | 032576 | Stimulators, Electrical, Peripheral Nerve | MICROSTIM PLUS - Hh Battery Op Nerve Stim | GA122627 | Neuro Technology | Anesthesia | Akron | Akron City Campus | Akron City Hospital | 1st Floor | 2012-10-12 | Low
No | 032579 | Stimulators, Electrical, Peripheral Nerve | MICROSTIM PLUS - Hh Battery Op Nerve Stim | GA122629 | Neuro Technology | Anesthesia | Akron | Akron City Campus | Akron City Hospital | 1st Floor | 2012-10-12 | Low
No | 032580 | Stimulators, Electrical, Peripheral Nerve | MICROSTIM PLUS - Hh Battery Op Nerve Stim | GA122628 | Neuro Technology | Anesthesia | Akron | Akron City Campus | Akron City Hospital | 1st Floor | 2012-10-12 | Low
No | 036972 | Stimulators, Electrical, Peripheral Nerve | MICROSTIM PLUS - Hh Battery Op Nerve Stim | GA113377 | Neuro Technology | Intensive Care Unit (ICU) - SB | Barberton | Barberton Campus | Summa Barberton Hospital | 2nd Floor | 2018-06-26 | Low
No | 059382 | Stimulators, Electrical, Peripheral Nerve | MICROSTIM PLUS - Hh Battery Op Nerve Stim | 20181014687M | Neuro Technology | Anesthesia | Akron | Akron City Campus | Akron City Hospital | 1st Floor | 2020-10-01 | Low
No | 060377 | Stimulators, Electrical, Peripheral Nerve | MICROSTIM PLUS - Hh Battery Op Nerve Stim | 20181014681m | Neuro Technology | Anesthesia | Akron | Akron City Campus | Akron City Hospital | 1st Floor | 2021-04-08 | Low
No | 101-21006 | Stimulators, Electrical, Peripheral Nerve | MICROSTIM PLUS - Hh Battery Op Nerve Stim | GA092585 | Neuro Technology | Anesthesia - SW | Barberton | Wadsworth Campus | Wadsworth-Rittman Medical Center | 1st Floor | 2017-01-03 | Low
No | CE4898 | Stimulators, Electrical, Peripheral Nerve | MICROSTIM PLUS - Hh Battery Op Nerve Stim | GH21201 | Neuro Technology | Anesthesia - SB | Barberton | Barberton Campus | Summa Barberton Hospital | 2nd Floor | 2009-04-01 | Low
No | CE5032 | Stimulators, Electrical, Peripheral Nerve | MICROSTIM PLUS - Hh Battery Op Nerve Stim | GH11134 | Neuro Technology | Operating Room - SB | Barberton | Barberton Campus | Summa Barberton Hospital | 2nd Floor | 2010-01-18 | Low
No | CE5372 | Stimulators, Electrical, Peripheral Nerve | MICROSTIM PLUS - Hh Battery Op Nerve Stim | GH041874 | Neuro Technology | Anesthesia - SB | Barberton | Barberton Campus | Summa Barberton Hospital | 2nd Floor | 2009-04-01 | Low
No | CE5373 | Stimulators, Electrical, Peripheral Nerve | MICROSTIM PLUS - Hh Battery Op Nerve Stim | GH041298 | Neuro Technology | Anesthesia - SB | Barberton | Barberton Campus | Summa Barberton Hospital | 2nd Floor | 2009-04-01 | Low
No | CE6143 | Stimulators, Electrical, Peripheral Nerve | MICROSTIM PLUS - Hh Battery Op Nerve Stim | GA101608 | Neuro Technology | Anesthesia - SB | Barberton | Barberton Campus | Summa Barberton Hospital | 2nd Floor | 2009-07-14 | Low
No | CE8678 | Stimulators, Electrical, Peripheral Nerve | MICROSTIM PLUS - Hh Battery Op Nerve Stim | GA120730 | Neuro Technology | Anesthesia - SB | Barberton | Barberton Campus | Summa Barberton Hospital | 2nd Floor | 2009-07-14 | Low
No | 059170 | Stimulators, Electrical, Peripheral Nerve | NS 3 A - | P20825 | Professional Inst Co. | Operating Room | Akron | Akron City Campus | Akron City Hospital | 1st Floor | 2009-04-01 | Low
No | CE0072 | Stimulators, Electrical, Peripheral Nerve | NS 3 A - | P16985 | Professional Inst Co. | Anesthesia - SB | Barberton | Barberton Campus | Summa Barberton Hospital | 2nd Floor | 2009-04-01 | Low
No | CE0091 | Stimulators, Electrical, Peripheral Nerve | NS 3 A - | P16984 | Professional Inst Co. | Anesthesia - SB | Barberton | Barberton Campus | Summa Barberton Hospital | 2nd Floor | 2009-04-01 | Low
No | CE0097 | Stimulators, Electrical, Peripheral Nerve | NS 3 A - | P16991 | Professional Inst Co. | Nursery - SB | Barberton | Barberton Campus | Summa Barberton Hospital | 3rd Floor | 2009-04-01 | Low
No | CE3445 | Stimulators, Electrical, Peripheral Nerve | NS 3 A - | P16986 | Professional Inst Co. | Anesthesia - SB | Barberton | Barberton Campus | Summa Barberton Hospital | 2nd Floor | 2009-04-01 | Low
No | CE3496 | Stimulators, Electrical, Peripheral Nerve | NS 3 A - | P20728 | Professional Inst Co. | Anesthesia - SB | Barberton | Barberton Campus | Summa Barberton Hospital | 2nd Floor | 2009-04-01 | Low
No | CE3856 | Stimulators, Electrical, Peripheral Nerve | NS 3 A - | P21264 | Professional Inst Co. | Anesthesia - SB | Barberton | Barberton Campus | Summa Barberton Hospital | 2nd Floor | 2009-04-01 | Low
No | CE3858 | Stimulators, Electrical, Peripheral Nerve | NS 3 A - | P21266 | Professional Inst Co. | Anesthesia - SB | Barberton | Barberton Campus | Summa Barberton Hospital | 2nd Floor | 2009-04-01 | Low
No | CE3862 | Stimulators, Electrical, Peripheral Nerve | NS 3 A - | P21244 | Professional Inst Co. | Anesthesia - SB | Barberton | Barberton Campus | Summa Barberton Hospital | 2nd Floor | 2009-04-01 | Low
No | CE3863 | Stimulators, Electrical, Peripheral Nerve | NS 3 A - | P21267 | Professional Inst Co. | Anesthesia - SB | Barberton | Barberton Campus | Summa Barberton Hospital | 2nd Floor | 2009-04-01 | Low
No | 000676 | Stimulators, Electrical, Peripheral Nerve | NS252 - Hh Battery Op Nerve Stim | 9325JWD10786 | Fisher & Paykel Healthcare | 1 Central - CV Progressive Care Unit (PCU) | Akron | Akron City Campus | Akron City Hospital | 1st Floor | 1995-08-17 | Low
No | 006555 | Stimulators, Electrical, Peripheral Nerve | NS252 - Hh Battery Op Nerve Stim | 9325JWD10654 | Fisher & Paykel Healthcare | T1 - CTV Intensive Care Unit (CTV-ICU) | Akron | Akron City Campus | Critical Care Tower | 1st Floor | 1995-08-17 | Low
No | 004197 | Stimulators, Electrical, Peripheral Nerve | NS252J - Hh Battery Op Nerve Stim | 9325JWD03979 | Fisher & Paykel Healthcare | T2 - STN Intensive Care Unit (STN-ICU) | Akron | Akron City Campus | Critical Care Tower | 2nd Floor | 1994-10-31 | Low
No | 035680 | Stimulators, Electrical, Peripheral Nerve | Premier TENS Plus - Premier Tens Plus | 16043511 | Medi-Stim | REHAB YMCA | Akron | Akron City Campus | Kohl Family YMCA at University Park |  | 2019-01-09 | Low
No | 038293 | Stimulators, Electrical, Peripheral Nerve | Premier TENS Plus - Premier Tens Plus | 13350630 | Medi-Stim | Wadsworth Comm. Ctn. PT | Barberton | Wadsworth Campus | Wadsworth Community Center | 1st Floor | 2020-01-23 | Low
No | CE6425 | Stimulators, Electrical, Peripheral Nerve | Stimuplex - Dig RC - Stimuplex - Dig Rc | 2643 | B Braun Medical | Anesthesia - SB | Barberton | Barberton Campus | Summa Barberton Hospital | 2nd Floor | 2011-12-12 | Low
No | 037474 | Stimulators, Electrical, Peripheral Nerve | Stimuplex - HNS 12 - Stimuplex - Hns 12 | 34.0424 | B Braun Medical | Operating Room - SW | Barberton | Wadsworth Campus | Wadsworth-Rittman Medical Center | 1st Floor | 2018-12-24 | Low
No | 101-22592 | Stimulators, Electrical, Peripheral Nerve | Stimuplex - HNS 12 - Stimuplex - Hns 12 | 32.0965 | B Braun Medical | Operating Room - SW | Barberton | Wadsworth Campus | Wadsworth-Rittman Medical Center | 1st Floor | 2018-06-22 | Low
No | 101-22700 | Stimulators, Electrical, Peripheral Nerve | Stimuplex - HNS 12 - Stimuplex - Hns 12 | 34.0366 | B Braun Medical | Operating Room - SW | Barberton | Wadsworth Campus | Wadsworth-Rittman Medical Center | 1st Floor | 2018-12-24 | Low
No | CE6992 | Stimulators, Electrical, Peripheral Nerve | Stimuplex - HNS 12 - Stimuplex - Hns 12 | 19.0702 | B Braun Medical | Anesthesia - SB | Barberton | Barberton Campus | Summa Barberton Hospital | 2nd Floor | 2013-05-15 | Low
No | CE8440 | Stimulators, Electrical, Peripheral Nerve | Stimuplex - HNS 12 - Stimuplex - Hns 12 | 32.0967 | B Braun Medical | Operating Room - SB | Barberton | Barberton Campus | Summa Barberton Hospital | 2nd Floor | 2018-06-22 | Low
Yes | 060640 | Stimulators, Electromagnetic, Brain/Spinal Cord | 982A0558 - Nicolet Cortical Stimulator | TB210561M | Natus Medical | EEG Neurology Lab | Akron | Akron City Campus | Akron City Hospital | 3rd Floor | 2021-06-22 | Medium
Yes | 065039 | Stimulators, Electromagnetic, High-Intensity, Brain/Spinal Cord | SYS-104-001 - Deep TMS System | SYS-090125007 | Brainsway USA | Addiction Med IOP - Akron | Akron | Akron City Campus | Juve Family BH Pavillion | 2nd Floor | 2025-02-07 13:06 | Medium
Yes | 065038 | Stimulators, Electromagnetic, High-Intensity, Brain/Spinal Cord | SYS300 - NeuroStar TMS Advanced Therapy | 4022 | Neuronetics | BHP 6 - Adult Dual Diagnosis Unit | Akron | Akron City Campus | Juve Family BH Pavillion | 6th Floor | 2018-06-28 09:03 | Medium
No | 039886 | Stimulators, Photic, Visual | 10440 - Natus Photic Stimulator | 10440r9021 | Natus Medical | EEG Neurology Lab - SB | Barberton | Barberton Campus | Summa Barberton Hospital | 4th Floor | 2022-07-20 | Low
No | 060732 | Stimulators, Photic, Visual | 10440 - Natus Photic Stimulator | 10440R7552 | Natus Medical | EEG Neurology Lab | Akron | Akron City Campus | Akron City Hospital | Ground Floor | 2021-07-30 | Low
No | 060734 | Stimulators, Photic, Visual | 10440 - Natus Photic Stimulator | 10440R7557 | Natus Medical | EEG Neurology Lab | Akron | Akron City Campus | Akron City Hospital | Ground Floor | 2021-07-30 | Low
No | 060741 | Stimulators, Photic, Visual | 10440 - Natus Photic Stimulator | 10440R7560 | Natus Medical | EEG Neurology Lab | Akron | Akron City Campus | Akron City Hospital | Ground Floor | 2021-07-30 | Low
No | 060751 | Stimulators, Photic, Visual | 10440 - Natus Photic Stimulator | 10440R7561 | Natus Medical | EEG Neurology Lab | Akron | Akron City Campus | Akron City Hospital | Ground Floor | 2021-07-30 | Low
No | 060759 | Stimulators, Photic, Visual | 10440 - Natus Photic Stimulator | 10440R7555 | Natus Medical | EEG Neurology Lab | Akron | Akron City Campus | Akron City Hospital | Ground Floor | 2021-07-30 | Low
No | 062063 | Stimulators, Photic, Visual | 10440 - Natus Photic Stimulator | 10440R9313 | Natus Medical | EEG Neurology Lab | Akron | Akron City Campus | Akron City Hospital | Ground Floor | 2022-07-16 | Low
No | 055273 | Stimulators, Photic, Visual | LS-703A - Ls-703A | 89437 | Nihon Kohden | Neurodiagnostics - White Pond | Barberton | White Pond Campus | Summa Health Neuroscience Services | 2nd Floor | 2016-08-01 | Low
No | 026744 | Stimulators, Photic, Visual | NCA-200 - Optical Stimulator | 002084 | Ics Medical | Neurodiagnostics - White Pond | Barberton | White Pond Campus | Summa Health Neuroscience Services | 2nd Floor | 2009-01-05 | Low
No | 033140 | Stimulators, PT, Fluidized Medium | FLU110D - Fluidotherapy Unit | 1532 | Chattanooga Group / DJO | Rehab Services OP - Green | Barberton | Green Campus | Green Family YMCA | Ground Floor | 2006-07-28 | Low
No | 028660 | Stimulators, PT, Fluidized Medium | FLU115D - Fluidotherapy Unit | T1110 | Chattanooga Group / DJO | Park West Therapy | Barberton | White Pond Campus | White Pond Medical Center | 3rd Floor | 2010-11-08 | Low
No | 030514 | Stimulators, PT, Fluidized Medium | FLU115D - Fluidotherapy Unit | T1793 | Chattanooga Group / DJO | REHAB YMCA | Akron | Akron City Campus | Kohl Family YMCA at University Park |  | 2012-05-23 | Low
No | 070450 | Stirrups | CP-YFE500 - Allen Yellofin Elite | None | Steris | Operating Room - SB | Barberton | Barberton Campus | Summa Barberton Hospital | 2nd Floor | 2024-06-20 16:34 | Low
No | 070601 | Stirrups | CP-YFE500 - Allen Yellofin Elite | R910211038L | Steris | Operating Room - SB | Barberton | Barberton Campus | Summa Barberton Hospital | 2nd Floor | 2024-06-18 07:00 | Low
No | 070603 | Stirrups | CP-YFE500 - Allen Yellofin Elite | 125809 | Steris | Operating Room - SB | Barberton | Barberton Campus | Summa Barberton Hospital | 2nd Floor | 2024-06-19 07:00 | Low
No | 070604 | Stirrups | CP-YFE500 - Allen Yellofin Elite | None | Steris | Operating Room - SB | Barberton | Barberton Campus | Summa Barberton Hospital | 2nd Floor | 2024-06-19 07:00 | Low
No | 032149 | Stretchers, Mobile, Hospital | 5E8EYXST SURGI-STRET - Gurney, Electric, 720Lbs | 05058052524192000015 | GF Hausted Products | Operating Room | Akron | Akron City Campus | Akron City Hospital | 1st Floor | 2014-03-27 | Low
No | 032421 | Stretchers, Mobile, Hospital | 5E8EYXST SURGI-STRET - Gurney, Electric, 720Lbs | 08050508052524192036 | GF Hausted Products | Operating Room | Akron | Akron City Campus | Akron City Hospital | 1st Floor | 2014-11-20 | Low
No | 052668 | Stretchers, Mobile, Hospital | 5E8EYXST SURGI-STRET - Gurney, Electric, 720Lbs | 17AI0030 | GF Hausted Products | Operating Room | Akron | Akron City Campus | Akron City Hospital | 1st Floor | 2018-04-16 | Low
No | 052669 | Stretchers, Mobile, Hospital | 5E8EYXST SURGI-STRET - Gurney, Electric, 720Lbs | 18AI0037 | GF Hausted Products | Operating Room | Akron | Akron City Campus | Akron City Hospital | 1st Floor | 2018-04-16 | Low
No | 052670 | Stretchers, Mobile, Hospital | 5E8EYXST SURGI-STRET - Gurney, Electric, 720Lbs | 18AI0038 | GF Hausted Products | Operating Room | Akron | Akron City Campus | Akron City Hospital | 1st Floor | 2018-04-16 | Low
No | 001460 | Surgical Slush Units | 20-12N - Model 20 Saline Slush Freezer | H5107768 | Taylor Usa | Operating Room | Akron | Akron City Campus | Akron City Hospital | 1st Floor | 1986-01-01 | Low
No | 001465 | Surgical Slush Units | 20-12N - Model 20 Saline Slush Freezer | H8111414 | Taylor Usa | Operating Room | Akron | Akron City Campus | Akron City Hospital | 1st Floor | 1989-01-05 | Low
No | 001477 | Surgical Slush Units | 20-12N - Model 20 Saline Slush Freezer | J3112403 | Taylor Usa | Operating Room | Akron | Akron City Campus | Akron City Hospital | 1st Floor | 1993-12-13 | Low
No | 032324 | Surgical Slush Units | 20-12N - Model 20 Saline Slush Freezer | J5032305 | Taylor Usa | Operating Room | Akron | Akron City Campus | Akron City Hospital | 1st Floor | 2014-08-18 | Low
No | 060449 | Surgical Slush Units | 20-12N - Model 20 Saline Slush Freezer | K3092226 | Taylor Usa | Operating Room | Akron | Akron City Campus | Akron City Hospital | 1st Floor | 2009-04-01 | Low
No | 060450 | Surgical Slush Units | 20-12N - Model 20 Saline Slush Freezer | K4036549 | Taylor Usa | Operating Room | Akron | Akron City Campus | Akron City Hospital | 1st Floor | 2009-04-01 | Low
No | 063137 | Syringes, Plunger, Calibration | 703480 | 103305 | Hill-Rom / Welch Allyn | Center for Corporate Health | Akron | Cuyahoga Falls Campus | Cuyahoga Falls Medical Center |  | 2021-06-01 12:36 | Low
No | 060251 | Syringes, Plunger, Calibration | 192808 - 3 Liter Calibration Syringe | 117550 | A-M Systems | SCI - Cardio & Pulm Rehab | Akron | Akron City Campus | 95 Arch | Ground Floor | 2021-03-31 | Low
No | 063946 | Syringes, Plunger, Calibration | 2040 - 3L Precision Syringe | CP45232 | Morgan Scientific | Pulmonary Function Testing - Stow | Akron | Stow-Kent Campus | Stow-Kent Medical Center | 1st Floor | 2024-11-06 13:09 | Low
No | 064287 | Syringes, Plunger, Calibration | 2040 - 3L Precision Syringe | CP44556 | Morgan Scientific | Pulmonary Function Testing | Akron | Akron City Campus | 95 Arch | 1st Floor | 2024-09-19 12:36 | Low
No | 064288 | Syringes, Plunger, Calibration | 2040 - 3L Precision Syringe | CP44554 | Morgan Scientific | Pulmonary Function Testing | Akron | Akron City Campus | 95 Arch | 1st Floor | 2024-09-19 12:35 | Low
No | 064289 | Syringes, Plunger, Calibration | 2040 - 3L Precision Syringe | CP44560 | Morgan Scientific | Pulmonary Function Testing | Akron | Akron City Campus | 95 Arch | 1st Floor | 2024-09-19 12:36 | Low
No | 064557 | Syringes, Plunger, Calibration | 2040 - 3L Precision Syringe | CP44752 | Morgan Scientific | Pulmonary Function Testing | Akron | Akron City Campus | 95 Arch | 1st Floor | 2024-12-16 11:00 | Low
No | 064558 | Syringes, Plunger, Calibration | 2040 - 3L Precision Syringe | CP44764 | Morgan Scientific | Pulmonary Function Testing | Akron | Akron City Campus | 95 Arch | 1st Floor | 2024-12-16 11:00 | Low
No | 064559 | Syringes, Plunger, Calibration | 2040 - 3L Precision Syringe | CP44851 | Morgan Scientific | Pulmonary Function Testing | Akron | Akron City Campus | 95 Arch | 1st Floor | 2024-12-16 11:00 | Low
No | 064560 | Syringes, Plunger, Calibration | 2040 - 3L Precision Syringe | CP44853 | Morgan Scientific | Pulmonary Function Testing | Akron | Akron City Campus | 95 Arch | 1st Floor | 2024-12-16 11:00 | Low
No | 064561 | Syringes, Plunger, Calibration | 2040 - 3L Precision Syringe | CP44850 | Morgan Scientific | Pulmonary Function Testing | Akron | Akron City Campus | 95 Arch | 1st Floor | 2024-12-16 11:00 | Low
No | 064562 | Syringes, Plunger, Calibration | 2040 - 3L Precision Syringe | CP44795 | Morgan Scientific | Pulmonary Function Testing | Akron | Akron City Campus | 95 Arch | 1st Floor | 2024-12-16 11:00 | Low
No | 070772 | Syringes, Plunger, Calibration | 2040 - 3L Precision Syringe | CP45236 | Morgan Scientific | Pulmonary Function Testing - Medina | Barberton | Medina Campus | Medina Medical Center | 2nd Floor | 2024-11-06 13:09 | Low
No | 039451 | Syringes, Plunger, Calibration | 3 Liter Calibration Syringe | 553-49423 | Nspire Health | Pulmonary Function Testing - SB | Barberton | Barberton Campus | Summa Barberton Hospital | Ground Floor | 2018-03-06 | Low
No | 039763 | Syringes, Plunger, Calibration | 3 Liter Calibration Syringe | 553-49425 | Nspire Health | Respiratory Care - SW | Barberton | Wadsworth Campus | Wadsworth-Rittman Medical Center | 1st Floor | 2018-03-06 | Low
No | 043631 | Syringes, Plunger, Calibration | 3 Liter Calibration Syringe | 211SY063 | Nspire Health | Pulmonary Function Testing - Stow | Akron | Stow-Kent Campus | Stow-Kent Medical Center | 1st Floor | 2021-07-19 | Low
No | 061900 | Syringes, Plunger, Calibration | 3 Liter Calibration Syringe | 93272 | Nspire Health | Respiratory Care | Akron | Akron City Campus | Akron City Hospital | 6th Floor | 2022-06-22 | Low
No | 062087 | Syringes, Plunger, Calibration | 3 Liter Calibration Syringe | 553-49471 | Nspire Health | Pulmonary Function Testing | Akron | Akron City Campus | Akron City Hospital | 5th Floor | 2022-06-22 | Low
No | 062088 | Syringes, Plunger, Calibration | 3 Liter Calibration Syringe | 553-49473 | Nspire Health | Pulmonary Function Testing | Akron | Akron City Campus | Akron City Hospital | 5th Floor | 2022-06-22 | Low
No | 062089 | Syringes, Plunger, Calibration | 3 Liter Calibration Syringe | 553-46966 | Nspire Health | Pulmonary Function Testing | Akron | Akron City Campus | Akron City Hospital | 5th Floor | 2022-06-22 | Low
No | 062128 | Syringes, Plunger, Calibration | 3 Liter Calibration Syringe | 553-49470 | Nspire Health | Pulmonary Function Testing - Medina | Barberton | Medina Campus | Medina Medical Center | 2nd Floor | 2024-06-19 08:32 | Low
No | 062129 | Syringes, Plunger, Calibration | 3 Liter Calibration Syringe | 557-65133 | Nspire Health | Center for Corporate Health | Akron | Cuyahoga Falls Campus | Cuyahoga Falls Medical Center | Ground Floor | 2022-06-22 | Low
No | 063221 | Syringes, Plunger, Calibration | 3 Liter Calibration Syringe | 2009SY626 | Nspire Health | Health Tech Mgmt | Akron | Akron City Campus | ACH Admin Building | Ground Floor | 2023-06-01 06:17 | Low
No | 063222 | Syringes, Plunger, Calibration | 3 Liter Calibration Syringe | 553-45362 | Nspire Health | Health Tech Mgmt | Akron | Akron City Campus | ACH Admin Building | Ground Floor | 2023-06-01 06:20 | Low
No | 063223 | Syringes, Plunger, Calibration | 3 Liter Calibration Syringe | 2007SY017 | Nspire Health | Health Tech Mgmt | Akron | Akron City Campus | ACH Admin Building | Ground Floor | 2023-06-01 06:22 | Low
No | 039680 | Syringes, Plunger, Calibration | 3 Liter Syringe | 112255 | SDI Diagnostics | Center for Corporate Health | Akron | Cuyahoga Falls Campus | Cuyahoga Falls Medical Center | Ground Floor | 2022-02-04 | Low
No | 039298 | Syringes, Plunger, Calibration | 5570 - 3 Liter Calibration Syringe | 557-72945 | Hans Rudolph | Center for Corp Health - SB | Barberton | Barberton Campus | Tuscora Park Pavilion | 1st Floor | 2021-05-04 | Low
No | 039616 | Syringes, Plunger, Calibration | 5570 - 3 Liter Calibration Syringe | 557-73867 | Hans Rudolph | Center for Corp Health - SW | Barberton | Wadsworth Campus | Wadsworth Emergency Bldg | Ground Floor | 2021-11-11 | Low
No | 039636 | Syringes, Plunger, Calibration | 5570 - 3 Liter Calibration Syringe | 557-77096 | Hans Rudolph | Center for Corp Health - NEOMED | Akron | Rootstown Campus | Rootstown Medical Center | Ground Floor | 2022-01-20 | Low
No | 039637 | Syringes, Plunger, Calibration | 5570 - 3 Liter Calibration Syringe | 557-77095 | Hans Rudolph | Center for Corporate Health | Akron | Cuyahoga Falls Campus | Cuyahoga Falls Medical Center | Ground Floor | 2022-01-20 | Low
No | 039674 | Syringes, Plunger, Calibration | 5570 - 3 Liter Calibration Syringe | 557-77094 | Hans Rudolph | Center for Corp Health - Green | Barberton | Green Campus | Green Medical Center | Ground Floor | 2022-01-21 | Low
No | 062084 | Syringes, Plunger, Calibration | 5570 - 3 Liter Calibration Syringe | 557-1007 | Hans Rudolph | Respiratory Care | Akron | Akron City Campus | Akron City Hospital | 6th Floor | 2022-06-22 | Low
No | 062085 | Syringes, Plunger, Calibration | 5570 - 3 Liter Calibration Syringe | 557-1071 | Hans Rudolph | Respiratory Care | Akron | Akron City Campus | Akron City Hospital | 6th Floor | 2022-06-22 | Low
No | 027529 | Tables, Examination/Treatment | 5005 | 70109 | UMF Medical | SAMS Clinic | Akron | Akron City Campus | 95 Arch | 1st Floor | 2011-10-03 | Low
No | 039671 | Tables, Examination/Treatment | 100-023 - Ritter 100 | CD096654 | Midmark | Bariatric Care - ACH | Akron | Akron City Campus | 95 Arch | 2nd Floor | 2022-01-21 | Low
No | 058206 | Tables, Examination/Treatment | 100-023 - Ritter 100 | CD040800 | Midmark | Barberton OB/GYN | Barberton | Barberton Campus | Tuscora Park Pavilion | Ground Floor | 2019-10-16 | Low
No | 061729 | Tables, Examination/Treatment | 100-023 - Ritter 100 | 42185 | Midmark | Rootstown Primary Care | Akron | Rootstown Campus | Rootstown Medical Center | Ground Floor | 2022-03-29 | Low
No | 063496 | Tables, Examination/Treatment | 100-023 - Ritter 100 | CD040799 | Midmark | Orthopedics - Medina | Barberton | Medina Campus | Medina Medical Center | 2nd Floor | 2023-11-14 15:07 | Low
No | 063497 | Tables, Examination/Treatment | 100-023 - Ritter 100 | CD040798 | Midmark | Orthopedics - Medina | Barberton | Medina Campus | Medina Medical Center | 2nd Floor | 2023-11-14 15:07 | Low
No | 039631 | Tables, Examination/Treatment | 100-025 - Ritter 104 | BS073085 | Midmark | NEOCS Cardiology - SBH | Barberton | Barberton Campus | Summa Barberton Hospital | 1st Floor | 2022-01-25 | Low
No | 039632 | Tables, Examination/Treatment | 100-025 - Ritter 104 | AE029575 | Midmark | NEOCS Cardiology - SBH | Barberton | Barberton Campus | Summa Barberton Hospital | 1st Floor | 2022-01-25 | Low
No | 039633 | Tables, Examination/Treatment | 100-025 - Ritter 104 | AE029644 | Midmark | NEOCS Cardiology - SBH | Barberton | Barberton Campus | Summa Barberton Hospital | 1st Floor | 2022-01-25 | Low
No | 059489 | Tables, Examination/Treatment | 100-025 - Ritter 104 | Unknown | Midmark | Internal Medicine - Green | Barberton | Green Campus | Green Medical Center | Ground Floor | 2020-10-22 | Low
No | 024029 | Tables, Examination/Treatment | 100-035 - Ritter 104 | KE023033 | Midmark | Internal Medicine - Green | Barberton | Green Campus | Green Medical Center | Ground Floor | 2020-10-22 | Low
No | 024085 | Tables, Examination/Treatment | 100-035 - Ritter 104 | BS5222 | Midmark | Internal Medicine - Green | Barberton | Green Campus | Green Medical Center | Ground Floor | 2020-10-22 | Low
No | 033865 | Tables, Examination/Treatment | 100-035 - Ritter 104 | TGB0008519 | Midmark | Wadsworth Family Practice | Barberton | Wadsworth Campus | Founder's Hall | 3rd Floor | 2020-12-04 | Low
No | 059363 | Tables, Examination/Treatment | 100-035 - Ritter 104 | Unknown | Midmark | Infectious Disease | Akron | Akron City Campus | 75 Arch | 1st Floor | 2020-11-19 | Low
No | 059650 | Tables, Examination/Treatment | 100-035 - Ritter 104 | KE057591 | Midmark | NEOCS Cardiology | Akron | Akron City Campus | 95 Arch | 3rd Floor | 2020-12-10 | Low
No | 059801 | Tables, Examination/Treatment | 100-035 - Ritter 104 | KE0596676 | Midmark | NEOCS Cardiology | Akron | Akron City Campus | 95 Arch | 3rd Floor | 2020-12-10 | Low
No | 059803 | Tables, Examination/Treatment | 100-035 - Ritter 104 | KE058297 | Midmark | NEOCS Cardiology | Akron | Akron City Campus | 95 Arch | 3rd Floor | 2020-12-10 | Low
No | 059804 | Tables, Examination/Treatment | 100-035 - Ritter 104 | KE058341 | Midmark | NEOCS Cardiology | Akron | Akron City Campus | 95 Arch | 3rd Floor | 2020-12-10 | Low
No | 059806 | Tables, Examination/Treatment | 100-035 - Ritter 104 | KE058302 | Midmark | NEOCS Cardiology | Akron | Akron City Campus | 95 Arch | 3rd Floor | 2020-12-10 | Low
No | 059808 | Tables, Examination/Treatment | 100-035 - Ritter 104 | 43336 | Midmark | NEOCS Cardiology | Akron | Akron City Campus | 95 Arch | 3rd Floor | 2020-12-10 | Low
No | 059810 | Tables, Examination/Treatment | 100-035 - Ritter 104 | KE058303 | Midmark | NEOCS Cardiology | Akron | Akron City Campus | 95 Arch | 3rd Floor | 2020-12-10 | Low
No | 059812 | Tables, Examination/Treatment | 100-035 - Ritter 104 | CD45125 | Midmark | NEOCS Cardiology | Akron | Akron City Campus | 95 Arch | 3rd Floor | 2020-12-10 | Low
No | 059815 | Tables, Examination/Treatment | 100-035 - Ritter 104 | CD045661 | Midmark | NEOCS Cardiology | Akron | Akron City Campus | 95 Arch | 3rd Floor | 2020-12-10 | Low
No | 059817 | Tables, Examination/Treatment | 100-035 - Ritter 104 | KE059843 | Midmark | NEOCS Cardiology | Akron | Akron City Campus | 95 Arch | 3rd Floor | 2020-12-10 | Low
No | 059822 | Tables, Examination/Treatment | 100-035 - Ritter 104 | KD006665 | Midmark | NEOCS Cardiology | Akron | Akron City Campus | 95 Arch | 3rd Floor | 2020-12-10 | Low
No | 059827 | Tables, Examination/Treatment | 100-035 - Ritter 104 | Unknown | Midmark | NEOCS Cardiology | Akron | Akron City Campus | 95 Arch | 3rd Floor | 2020-12-10 | Low
No | 059836 | Tables, Examination/Treatment | 100-035 - Ritter 104 | KE058301 | Midmark | NEOCS Cardiology | Akron | Akron City Campus | 95 Arch | 3rd Floor | 2020-12-10 | Low
No | 059840 | Tables, Examination/Treatment | 100-035 - Ritter 104 | Unknown | Midmark | NEOCS Cardiology | Akron | Akron City Campus | 95 Arch | 3rd Floor | 2020-12-10 | Low
No | 059847 | Tables, Examination/Treatment | 100-035 - Ritter 104 | Unknown | Midmark | NEOCS Cardiology | Akron | Akron City Campus | 95 Arch | 3rd Floor | 2020-12-10 | Low
No | 026943 | Tables, Examination/Treatment | 100-038 - Ritter 100 | KF004702 | Midmark | Internal Medicine - Green | Barberton | Green Campus | Green Medical Center | Ground Floor | 2020-10-19 | Low
No | 061732 | Tables, Examination/Treatment | 100-038 - Ritter 100 | Unknown | Midmark | Rootstown Primary Care | Akron | Rootstown Campus | Rootstown Medical Center | Ground Floor | 2022-03-29 | Low
No | 070577 | Tables, Examination/Treatment | 104-036 - Ritter 104 | KD006664 | Midmark | NEOCS Cardiology - White Pond | Barberton | White Pond Campus | White Pond Medical Center | 3rd Floor | 2024-06-04 15:26 | Low
No | 039672 | Tables, Examination/Treatment | 108-001 - Ritter 108 Exam Table | BT005406 | Midmark | Bariatric Care - Green | Barberton | Green Campus | Green Physician Office Building | 1st Floor | 2022-01-20 | Low
No | 039658 | Tables, Examination/Treatment | 119 - Ritter 119 | EM 3459 | Midmark | Orthopedics - Barberton | Barberton | Barberton Campus | Tuscora Park Pavilion | Ground Floor | 2021-01-20 | Low
No | 060106 | Tables, Examination/Treatment | 119 - Ritter 119 | EY007299 | Midmark | SHMG OB/GYN - Park West | Barberton | White Pond Campus | Akron OBGYN | 2nd Floor | 2021-03-05 | Low
No | 022219 | Tables, Examination/Treatment | 1440 - Physical Therapy Table | 6420 | Hausmann Industries | Rehab Services OP - Green | Barberton | Green Campus | Green Family YMCA | Ground Floor | 2006-01-13 | Low
No | 022220 | Tables, Examination/Treatment | 1440 - Physical Therapy Table | 6415 | Hausmann Industries | Rehab Services OP - Green | Barberton | Green Campus | Green Family YMCA | Ground Floor | 2006-01-13 | Low
No | 001691 | Tables, Examination/Treatment | 2K291 | 0090601 | Hamilton | Center for Senior Health | Akron | Akron City Campus | 75 Arch | Ground Floor | 1993-01-01 | Low
No | 001700 | Tables, Examination/Treatment | 2K291 | 0146601 | Hamilton | Center for Senior Health | Akron | Akron City Campus | 75 Arch | Ground Floor | 1993-01-01 | Low
No | 024081 | Tables, Examination/Treatment | 304-001 - Ritter 304 | GJ003055 | Midmark | Internal Medicine - Green | Barberton | Green Campus | Green Medical Center | Ground Floor | 2022-10-07 | Low
No | 030583 | Tables, Examination/Treatment | 304-001 - Ritter 304 | V153321 | Midmark | Dermatology - Park West | Barberton | White Pond Campus | White Pond Medical Center | 2nd Floor | 2012-04-02 | Low
No | 063498 | Tables, Examination/Treatment | 304-001 - Ritter 304 | GJ009406 | Midmark | Orthopedics - Medina | Barberton | Medina Campus | Medina Medical Center | 2nd Floor | 2023-11-14 15:07 | Low
No | 024068 | Tables, Examination/Treatment | 304-003 - Ritter 304 Examination Table | Unknown | Midmark | Rittman Family Practice, Inc. | Barberton | Wadsworth Campus | Rittman Family Medicine | Ground Floor | 2020-11-10 | Low
No | 039537 | Tables, Examination/Treatment | 304-003 - Ritter 304 Examination Table | GK007802 | Midmark | Center for Corp Health - SB | Barberton | Barberton Campus | Tuscora Park Pavilion | 1st Floor | 2021-10-14 | Low
No | 058220 | Tables, Examination/Treatment | 304-003 - Ritter 304 Examination Table | V25644 | Midmark | Barberton OB/GYN | Barberton | Barberton Campus | Tuscora Park Pavilion | Ground Floor | 2019-10-16 | Low
No | 058222 | Tables, Examination/Treatment | 304-003 - Ritter 304 Examination Table | BB006780 | Midmark | Barberton OB/GYN | Barberton | Barberton Campus | Tuscora Park Pavilion | Ground Floor | 2021-10-22 | Low
No | 063899 | Tables, Examination/Treatment | 4000-01-L | BT001080 | The Brewer Company | NEOCS Cardiology - White Pond | Barberton | White Pond Campus | White Pond Medical Center | 3rd Floor | 2024-06-04 15:22 | Low
No | 063895 | Tables, Examination/Treatment | 4000-01-RPH57 | BT007567 | The Brewer Company | NEOCS Cardiology - White Pond | Barberton | White Pond Campus | White Pond Medical Center | 3rd Floor | 2024-06-04 15:19 | Low
No | 025987 | Tables, Examination/Treatment | 405-017 - Ritter 405 | LG001573 | Midmark | Internal Medicine | Akron | Akron City Campus | 55 Arch | 1st Floor | 2010-04-07 | Low
No | 058229 | Tables, Examination/Treatment | 405-017 - Ritter 405 | BB006773 | Midmark | Barberton OB/GYN | Barberton | Barberton Campus | Tuscora Park Pavilion | Ground Floor | 2019-11-11 | Low
No | 059787 | Tables, Examination/Treatment | 405-017 - Ritter 405 | Unknown | Midmark | Urogynecology | Akron | Akron City Campus | 95 Arch | 2nd Floor | 2020-12-02 | Low
No | 060189 | Tables, Examination/Treatment | 405-017 - Ritter 405 | BH001162 | Midmark | SHMG OB/GYN - Park West | Barberton | White Pond Campus | Akron OBGYN | 2nd Floor | 2021-03-05 | Low
No | 063894 | Tables, Examination/Treatment | 5000-01 | ET011726 | The Brewer Company | NEOCS Cardiology - White Pond | Barberton | White Pond Campus | White Pond Medical Center | 3rd Floor | 2024-06-04 15:05 | Low
No | 063897 | Tables, Examination/Treatment | 5000-01 | ET011729 | The Brewer Company | NEOCS Cardiology - White Pond | Barberton | White Pond Campus | White Pond Medical Center | 3rd Floor | 2024-06-04 15:10 | Low
No | 070576 | Tables, Examination/Treatment | 5000-SP | ET008764 | The Brewer Company | NEOCS Cardiology - White Pond | Barberton | White Pond Campus | White Pond Medical Center | 3rd Floor | 2024-06-04 15:17 | Low
No | 024007 | Tables, Examination/Treatment | 5001-01 | unknown | The Brewer Company | Cardiology | Akron | Akron City Campus | 75 Arch | 2nd Floor | 2023-01-02 12:18 | Low
No | 024010 | Tables, Examination/Treatment | 5001-01 | Unknown | The Brewer Company | Cardiology | Akron | Akron City Campus | 75 Arch | 2nd Floor | 2020-11-25 | Low
No | 026922 | Tables, Examination/Treatment | 5001-01 | ET002194 | The Brewer Company | NEOCS Cardiology | Akron | Akron City Campus | 95 Arch | 3rd Floor | 2020-02-17 | Low
No | 059285 | Tables, Examination/Treatment | 5001-01 | ET006915 | The Brewer Company | Bariatric Care - ACH | Akron | Akron City Campus | 95 Arch | 2nd Floor | 2020-08-31 | Low
No | 059286 | Tables, Examination/Treatment | 5001-01 | ET008703 | The Brewer Company | Bariatric Care - ACH | Akron | Akron City Campus | 95 Arch | 2nd Floor | 2020-08-31 | Low
No | 059289 | Tables, Examination/Treatment | 5001-01 | ET006916 | The Brewer Company | Bariatric Care - ACH | Akron | Akron City Campus | 95 Arch | 2nd Floor | 2020-08-31 | Low
No | 059290 | Tables, Examination/Treatment | 5001-01 | ET008521 | The Brewer Company | Bariatric Care - ACH | Akron | Akron City Campus | 95 Arch | 2nd Floor | 2020-08-31 | Low
No | 059291 | Tables, Examination/Treatment | 5001-01 | ET006849 | The Brewer Company | Bariatric Care - ACH | Akron | Akron City Campus | 95 Arch | 2nd Floor | 2020-08-31 | Low
No | 059795 | Tables, Examination/Treatment | 5001-01 | Unknown | The Brewer Company | Urogynecology | Akron | Akron City Campus | 95 Arch | 2nd Floor | 2020-12-02 | Low
No | 059823 | Tables, Examination/Treatment | 5001-01 | Unknown | The Brewer Company | NEOCS Cardiology | Akron | Akron City Campus | 95 Arch | 3rd Floor | 2020-12-10 | Low
No | 070278 | Tables, Examination/Treatment | 5001-01 | ET004767 | The Brewer Company | Neurology Outpatient - Portage Lakes | Barberton | Portage Lakes Campus | Summa Health Portage Lakes Medical Center | Ground Floor | 2023-09-27 15:09 | Low
No | 070280 | Tables, Examination/Treatment | 5001-01 | ET004764 | The Brewer Company | Neurology Outpatient - Portage Lakes | Barberton | Portage Lakes Campus | Summa Health Portage Lakes Medical Center | Ground Floor | 2023-09-27 15:09 | Low
No | 070282 | Tables, Examination/Treatment | 5001-01 | ET00\ | The Brewer Company | Neurology Outpatient - Portage Lakes | Barberton | Portage Lakes Campus | Summa Health Portage Lakes Medical Center | Ground Floor | 2023-09-27 15:09 | Low
No | 070284 | Tables, Examination/Treatment | 5001-01 | ET009529 | The Brewer Company | Neurology Outpatient - Portage Lakes | Barberton | Portage Lakes Campus | Summa Health Portage Lakes Medical Center | Ground Floor | 2023-09-27 15:09 | Low
No | 070286 | Tables, Examination/Treatment | 5001-01 | ET009496 | The Brewer Company | Neurology Outpatient - Portage Lakes | Barberton | Portage Lakes Campus | Summa Health Portage Lakes Medical Center | Ground Floor | 2023-09-27 15:09 | Low
No | 070288 | Tables, Examination/Treatment | 5001-01 | ET009492 | The Brewer Company | Neurology Outpatient - Portage Lakes | Barberton | Portage Lakes Campus | Summa Health Portage Lakes Medical Center | Ground Floor | 2023-09-27 15:09 | Low
No | 063896 | Tables, Examination/Treatment | 5001-02US392 | ET021047 | The Brewer Company | NEOCS Cardiology - White Pond | Barberton | White Pond Campus | White Pond Medical Center | 3rd Floor | 2024-06-04 15:29 | Low
No | 063898 | Tables, Examination/Treatment | 5001-02US392 | ET021045 | The Brewer Company | NEOCS Cardiology - White Pond | Barberton | White Pond Campus | White Pond Medical Center | 3rd Floor | 2024-06-04 15:28 | Low
No | 063900 | Tables, Examination/Treatment | 5001-02US392 | ET008764 | The Brewer Company | NEOCS Cardiology - White Pond | Barberton | White Pond Campus | White Pond Medical Center | 3rd Floor | 2024-06-04 15:13 | Low
No | 026924 | Tables, Examination/Treatment | 5001-SP | ET002466 | The Brewer Company | Medina OB/GYN | Barberton | Medina Campus | Medina Medical Center | 2nd Floor | 2020-02-17 | Low
No | 059824 | Tables, Examination/Treatment | 5001-SP | Unknown | The Brewer Company | NEOCS Cardiology | Akron | Akron City Campus | 95 Arch | 3rd Floor | 2020-12-10 | Low
No | 059835 | Tables, Examination/Treatment | 5001-SP | Unknown | The Brewer Company | NEOCS Cardiology | Akron | Akron City Campus | 95 Arch | 3rd Floor | 2020-12-10 | Low
No | 059842 | Tables, Examination/Treatment | 5001-SP | Unknown | The Brewer Company | NEOCS Cardiology | Akron | Akron City Campus | 95 Arch | 3rd Floor | 2020-12-10 | Low
No | 059849 | Tables, Examination/Treatment | 5001-SP | Unknown | The Brewer Company | NEOCS Cardiology | Akron | Akron City Campus | 95 Arch | 3rd Floor | 2020-12-10 | Low
No | 060119 | Tables, Examination/Treatment | 5001-SP | HL006056 | The Brewer Company | SHMG OB/GYN - Park West | Barberton | White Pond Campus | Akron OBGYN | 2nd Floor | 2021-03-05 | Low
No | 007988 | Tables, Examination/Treatment | 6020E - Table | 9707422 | Midmark | REHAB YMCA | Akron | Akron City Campus | Kohl Family YMCA at University Park |  | 1997-09-22 | Low
No | 025923 | Tables, Examination/Treatment | 604-001 - Ritter 604 | V644175 | Midmark | Medina OB/GYN | Barberton | Medina Campus | Medina Medical Center | 2nd Floor | 2009-12-11 | Low
No | 028112 | Tables, Examination/Treatment | 604-001 - Ritter 604 | V644184 | Midmark | Dermatology - Park West | Barberton | White Pond Campus | White Pond Medical Center | 2nd Floor | 2011-09-14 | Low
No | 031298 | Tables, Examination/Treatment | 604-001 - Ritter 604 | V1279958 | Midmark | Center for Corp Health - Green | Barberton | Green Campus | Green Medical Center | Ground Floor | 2012-09-20 | Low
No | 031299 | Tables, Examination/Treatment | 604-001 - Ritter 604 | V1279915 | Midmark | Center for Corp Health - Green | Barberton | Green Campus | Green Medical Center | Ground Floor | 2012-09-20 | Low
No | 043139 | Tables, Examination/Treatment | 604-001 - Ritter 604 | V439169 | Midmark | Endocrinology - SBH | Barberton | Barberton Campus | Summa Barberton Hospital | 1st Floor | 2023-03-03 10:50 | Low
No | 059029 | Tables, Examination/Treatment | 604-001 - Ritter 604 | V437835 | Midmark | Neurology Outpatient - Portage Lakes | Barberton | Portage Lakes Campus | Summa Health Portage Lakes Medical Center | Ground Floor | 2023-09-27 | Low
No | 056517 | Tables, Examination/Treatment | 640-001 - Midmark 640 Pediatric Table With Scale | Unknown | Midmark | Green Urgent Care | Barberton | Green Campus | Green Urgent Care | Ground Floor | 2019-04-25 | Low
No | 018146 | Tables, Examination/Treatment | 75 - Exam Chair | JX009572 | Midmark | Family Medicine Center | Akron | Akron City Campus | 55 Arch | 3rd Floor | 2003-03-05 | Low
No | 028306 | Tables, Examination/Treatment | 75 - Exam Chair | EY001028 | Midmark | Infectious Disease Research | Akron | Akron City Campus | 75 Arch | 1st Floor | 2010-10-14 | Low
No | 043783 | Tables, Examination/Treatment | 75 - Exam Chair | KK005752 | Midmark | Medina Primary Care | Barberton | Medina Campus | Medina Medical Center | 3rd Floor | 2021-06-25 | Low
No | 059915 | Tables, Examination/Treatment | 75 - Exam Chair | EY008125 | Midmark | SHMG OB/GYN - Green | Barberton | Green Campus | Green Physician Office Building | 2nd Floor | 2021-01-22 | Low
No | 039807 | Tables, Examination/Treatment | 825-100 - 825-100 | 1001193133 | Biodex Medical Systems Inc | Anna Dean Family Practice | Barberton | Barberton Campus | Anna Dean Professional Park | Ground Floor | 2022-09-07 | Low
No | 007120 | Tables, Examination/Treatment | AE-3 - Table | 1428 | Chattanooga Group / DJO | REHAB YMCA | Akron | Akron City Campus | Kohl Family YMCA at University Park |  | 1998-02-01 | Low
No | 007138 | Tables, Examination/Treatment | AE-3 - Table | 2-1102 | Chattanooga Group / DJO | REHAB YMCA | Akron | Akron City Campus | Kohl Family YMCA at University Park |  | 1998-02-01 | Low
No | 001148 | Tables, Examination/Treatment | HLE 820 | 8654 | Tri Wg | Summa Rehab Hospital | Akron | Akron City Campus | Summa Rehab Hospital |  | 1984-11-01 | Low
No | 031102 | Tables, Examination/Treatment | HMT - | HMT000093 | Dynatronics | Summa Rehab Hospital | Akron | Akron City Campus | Summa Rehab Hospital |  | 2012-01-06 | Low
No | 031103 | Tables, Examination/Treatment | HMT - | HMT000091 | Dynatronics | Summa Rehab Hospital | Akron | Akron City Campus | Summa Rehab Hospital |  | 2012-01-06 | Low
No | 031104 | Tables, Examination/Treatment | HMT - | HMT000090 | Dynatronics | Summa Rehab Hospital | Akron | Akron City Campus | Summa Rehab Hospital |  | 2012-01-06 | Low
No | 031105 | Tables, Examination/Treatment | HMT - | HMT000092 | Dynatronics | Summa Rehab Hospital | Akron | Akron City Campus | Summa Rehab Hospital |  | 2012-01-06 | Low
No | 031128 | Tables, Examination/Treatment | HMT - | HMT000086 | Dynatronics | Summa Rehab Hospital | Akron | Akron City Campus | Summa Rehab Hospital |  | 2012-01-06 | Low
No | 024011 | Tables, Examination/Treatment | M215386 - Hamilton 9882 | Unknown | Hamilton | Cardiology | Akron | Akron City Campus | 75 Arch | 2nd Floor | 2020-11-25 | Low
No | 024034 | Tables, Examination/Treatment | Ritter 404 - 404-005 Exam Table | AX057405 | Midmark | Internal Medicine - Green | Barberton | Green Campus | Green Medical Center | Ground Floor | 2020-11-17 | Low
No | 059493 | Tables, Examination/Treatment | Ritter 404 - 404-005 Exam Table | AX057370 | Midmark | Internal Medicine - Green | Barberton | Green Campus | Green Medical Center | Ground Floor | 1996-11-25 | Low
No | 059744 | Tables, Examination/Treatment | Ritter 404 - 404-005 Exam Table | BB002397 | Midmark | Women's Health Center | Akron | Akron City Campus | 75 Arch | Basement | 2020-11-19 | Low
No | 053255 | Tables, Examination/Treatment | table - | Unknown | Joerns Healthcare | Internal Medicine Chapel Hill | Akron | Chapel Hill Campus | Summa Health Chapel Hill | Ground Floor | 2017-04-14 | Low
No | 007124 | Tables, Examination/Treatment | TR-23 - Table | Unknown | Chattanooga Group / DJO | REHAB YMCA | Akron | Akron City Campus | Kohl Family YMCA at University Park |  | 1978-01-01 | Low
No | 038415 | Tables, Examination/Treatment | TRE-24 | 6163 | Chattanooga Group / DJO | Rehab Services OP - SB | Barberton | Barberton Campus | Anna Dean Professional Park | Ground Floor | 2020-01-29 | Low
No | 007122 | Tables, Examination/Treatment | TRE-24 | 00934A | Triton | Center for Corp Health - Green | Barberton | Green Campus | Green Medical Center | Ground Floor | 1998-10-06 | Low
No | 028657 | Tables, Examination/Treatment | TRT-600 - Table | C-I-T1495 | Chattanooga Group / DJO | Rehab Services OP - Green | Barberton | Green Campus | Green Family YMCA | Ground Floor | 2010-11-08 | Low
No | 038884 | Tables, Examination/Treatment, Adjustable | 1011 - HUT Table | 798113 | Medical Positioning | SCI - Noninvasive Cardio Service | Akron | Akron City Campus | 95 Arch | 3rd Floor | 2020-08-07 | Low
No | 021611 | Tables, Examination/Treatment, Adjustable | 104-001 - Ritter 104 | V81116 | Midmark | Family Medicine Center | Akron | Akron City Campus | 55 Arch | 3rd Floor | 2004-12-11 | Low
No | 021612 | Tables, Examination/Treatment, Adjustable | 104-001 - Ritter 104 | V81117 | Midmark | Family Medicine Center | Akron | Akron City Campus | 55 Arch | 3rd Floor | 2004-12-11 | Low
No | 021613 | Tables, Examination/Treatment, Adjustable | 104-001 - Ritter 104 | V81115 | Midmark | Family Medicine Center | Akron | Akron City Campus | 55 Arch | 3rd Floor | 2004-12-11 | Low
No | 021614 | Tables, Examination/Treatment, Adjustable | 104-001 - Ritter 104 | V81193 | Midmark | Family Medicine Center | Akron | Akron City Campus | 55 Arch | 3rd Floor | 2004-12-11 | Low
No | 021615 | Tables, Examination/Treatment, Adjustable | 104-001 - Ritter 104 | V81110 | Midmark | Family Medicine Center | Akron | Akron City Campus | 55 Arch | 3rd Floor | 2004-12-11 | Low
No | 021616 | Tables, Examination/Treatment, Adjustable | 104-001 - Ritter 104 | V81120 | Midmark | Family Medicine Center | Akron | Akron City Campus | 55 Arch | 3rd Floor | 2004-12-11 | Low
No | 021619 | Tables, Examination/Treatment, Adjustable | 104-001 - Ritter 104 | V81195 | Midmark | Family Medicine Center | Akron | Akron City Campus | 55 Arch | 3rd Floor | 2004-12-11 | Low
No | 021620 | Tables, Examination/Treatment, Adjustable | 104-001 - Ritter 104 | V81202 | Midmark | Family Medicine Center | Akron | Akron City Campus | 55 Arch | 3rd Floor | 2004-12-11 | Low
No | 021621 | Tables, Examination/Treatment, Adjustable | 104-001 - Ritter 104 | V81201 | Midmark | Women's Health Center | Akron | Akron City Campus | 75 Arch | Basement | 2004-12-11 | Low
No | 021623 | Tables, Examination/Treatment, Adjustable | 104-001 - Ritter 104 | V81194 | Midmark | Family Medicine Center | Akron | Akron City Campus | 55 Arch | 3rd Floor | 2004-12-11 | Low
No | 021624 | Tables, Examination/Treatment, Adjustable | 104-001 - Ritter 104 | V81111 | Midmark | Family Medicine Center | Akron | Akron City Campus | 55 Arch | 3rd Floor | 2004-12-11 | Low
No | 021626 | Tables, Examination/Treatment, Adjustable | 104-001 - Ritter 104 | V81114 | Midmark | Family Medicine Center | Akron | Akron City Campus | 55 Arch | 3rd Floor | 2004-12-11 | Low
No | 021629 | Tables, Examination/Treatment, Adjustable | 104-001 - Ritter 104 | V81196 | Midmark | Family Medicine Center | Akron | Akron City Campus | 55 Arch | 3rd Floor | 2004-12-11 | Low
No | 021630 | Tables, Examination/Treatment, Adjustable | 104-001 - Ritter 104 | V81124 | Midmark | Family Medicine Center | Akron | Akron City Campus | 55 Arch | 3rd Floor | 2004-12-11 | Low
No | 021631 | Tables, Examination/Treatment, Adjustable | 104-001 - Ritter 104 | V81197 | Midmark | Family Medicine Center | Akron | Akron City Campus | 55 Arch | 3rd Floor | 2004-12-11 | Low
No | 021635 | Tables, Examination/Treatment, Adjustable | 104-001 - Ritter 104 | V81122 | Midmark | Family Medicine Center | Akron | Akron City Campus | 55 Arch | 3rd Floor | 2004-12-11 | Low
No | 021636 | Tables, Examination/Treatment, Adjustable | 104-001 - Ritter 104 | V81108 | Midmark | Family Medicine Center | Akron | Akron City Campus | 55 Arch | 3rd Floor | 2004-12-11 | Low
No | 021637 | Tables, Examination/Treatment, Adjustable | 104-001 - Ritter 104 | V81123 | Midmark | Family Medicine Center | Akron | Akron City Campus | 55 Arch | 3rd Floor | 2004-12-11 | Low
No | 021638 | Tables, Examination/Treatment, Adjustable | 104-001 - Ritter 104 | V81109 | Midmark | Family Medicine Center | Akron | Akron City Campus | 55 Arch | 3rd Floor | 2004-12-11 | Low
No | 021640 | Tables, Examination/Treatment, Adjustable | 104-001 - Ritter 104 | V81198 | Midmark | Family Medicine Center | Akron | Akron City Campus | 55 Arch | 3rd Floor | 2004-12-11 | Low
No | 023314 | Tables, Examination/Treatment, Adjustable | 104-001 - Ritter 104 | V81200 | Midmark | Care Center | Akron | Akron City Campus | 75 Arch | 1st Floor | 2007-08-29 | Low
No | 023315 | Tables, Examination/Treatment, Adjustable | 104-001 - Ritter 104 | V81119 | Midmark | Care Center | Akron | Akron City Campus | 75 Arch | 1st Floor | 2007-08-29 | Low
No | 023316 | Tables, Examination/Treatment, Adjustable | 104-001 - Ritter 104 | V81118 | Midmark | Care Center | Akron | Akron City Campus | 75 Arch | 1st Floor | 2007-08-29 | Low
No | 023317 | Tables, Examination/Treatment, Adjustable | 104-001 - Ritter 104 | V81125 | Midmark | Care Center | Akron | Akron City Campus | 75 Arch | 1st Floor | 2007-08-29 | Low
No | 024013 | Tables, Examination/Treatment, Adjustable | 104-001 - Ritter 104 | Unknown | Midmark | Cardiology | Akron | Akron City Campus | 75 Arch | 2nd Floor | 2020-11-25 | Low
No | 024089 | Tables, Examination/Treatment, Adjustable | 104-001 - Ritter 104 | E022511 | Midmark | Internal Medicine - Green | Barberton | Green Campus | Green Medical Center | Ground Floor | 2020-10-22 | Low
No | 026935 | Tables, Examination/Treatment, Adjustable | 104-001 - Ritter 104 | KE023029 | Midmark | Internal Medicine - Green | Barberton | Green Campus | Green Medical Center | Ground Floor | 2020-10-19 | Low
No | 027533 | Tables, Examination/Treatment, Adjustable | 104-001 - Ritter 104 | Unknown | Midmark | Advanced Laproscopic / Bariatric | Akron | Akron City Campus | 95 Arch | 2nd Floor | 2024-08-15 08:39 | Low
No | 037468 | Tables, Examination/Treatment, Adjustable | 104-001 - Ritter 104 | 16758 | Midmark | Center for Senior Health - SB | Barberton | Barberton Campus | Tuscora Park Pavilion | 1st Floor | 2008-01-10 | Low
No | 037469 | Tables, Examination/Treatment, Adjustable | 104-001 - Ritter 104 | KD006755 | Midmark | Center for Corp Health - SW | Barberton | Wadsworth Campus | Wadsworth Emergency Bldg | Ground Floor | 2008-01-10 | Low
No | 038119 | Tables, Examination/Treatment, Adjustable | 104-001 - Ritter 104 | CD064885 | Midmark | Center for Corp Health - SB | Barberton | Barberton Campus | Tuscora Park Pavilion | 1st Floor | 2017-02-09 | Low
No | 039661 | Tables, Examination/Treatment, Adjustable | 104-001 - Ritter 104 | F003381 | Midmark | Orthopedics - Barberton | Barberton | Barberton Campus | Tuscora Park Pavilion | Ground Floor | 2022-01-20 | Low
No | 043778 | Tables, Examination/Treatment, Adjustable | 104-001 - Ritter 104 | Unknown | Midmark | Medina Primary Care | Barberton | Medina Campus | Medina Medical Center | 3rd Floor | 2021-06-25 | Low
No | 059819 | Tables, Examination/Treatment, Adjustable | 104-001 - Ritter 104 | Unknown | Midmark | NEOCS Cardiology | Akron | Akron City Campus | 95 Arch | 3rd Floor | 2020-12-10 | Low
No | 059821 | Tables, Examination/Treatment, Adjustable | 104-001 - Ritter 104 | Unknown | Midmark | NEOCS Cardiology | Akron | Akron City Campus | 95 Arch | 3rd Floor | 2020-12-10 | Low
No | 059828 | Tables, Examination/Treatment, Adjustable | 104-001 - Ritter 104 | E050646 | Midmark | NEOCS Cardiology | Akron | Akron City Campus | 95 Arch | 3rd Floor | 2020-12-10 | Low
No | 059829 | Tables, Examination/Treatment, Adjustable | 104-001 - Ritter 104 | KE058340 | Midmark | NEOCS Cardiology | Akron | Akron City Campus | 95 Arch | 3rd Floor | 2020-12-10 | Low
No | 059838 | Tables, Examination/Treatment, Adjustable | 104-001 - Ritter 104 | Unknown | Midmark | NEOCS Cardiology | Akron | Akron City Campus | 95 Arch | 3rd Floor | 2020-12-10 | Low
No | 059841 | Tables, Examination/Treatment, Adjustable | 104-001 - Ritter 104 | Unknown | Midmark | NEOCS Cardiology | Akron | Akron City Campus | 95 Arch | 3rd Floor | 2020-12-10 | Low
No | 059843 | Tables, Examination/Treatment, Adjustable | 104-001 - Ritter 104 | Unknown | Midmark | NEOCS Cardiology | Akron | Akron City Campus | 95 Arch | 3rd Floor | 2020-12-10 | Low
No | 059845 | Tables, Examination/Treatment, Adjustable | 104-001 - Ritter 104 | Unknown | Midmark | NEOCS Cardiology | Akron | Akron City Campus | 95 Arch | 3rd Floor | 2020-12-10 | Low
No | 043209 | Tables, Examination/Treatment, Adjustable | 104-038 - Ritter 104 | KF008503 | Midmark | Center for Senior Health - SB | Barberton | Barberton Campus | Tuscora Park Pavilion | 1st Floor | 2023-02-20 15:37 | Low
No | 024052 | Tables, Examination/Treatment, Adjustable | 204-001 - Ritter 204 | V943254 | Midmark | Rittman Family Practice, Inc. | Barberton | Wadsworth Campus | Rittman Family Medicine | Ground Floor | 2020-11-10 | Low
No | 024056 | Tables, Examination/Treatment, Adjustable | 204-001 - Ritter 204 | V805734 | Midmark | Rittman Family Practice, Inc. | Barberton | Wadsworth Campus | Rittman Family Medicine | Ground Floor | 2020-11-10 | Low
No | 024061 | Tables, Examination/Treatment, Adjustable | 204-001 - Ritter 204 | V634690 | Midmark | Rittman Family Practice, Inc. | Barberton | Wadsworth Campus | Rittman Family Medicine | Ground Floor | 2020-11-10 | Low
No | 024071 | Tables, Examination/Treatment, Adjustable | 204-001 - Ritter 204 | V943231 | Midmark | Rittman Family Practice, Inc. | Barberton | Wadsworth Campus | Rittman Family Medicine | Ground Floor | 2020-11-11 | Low
No | 024076 | Tables, Examination/Treatment, Adjustable | 204-001 - Ritter 204 | V1569407 | Midmark | Internal Medicine - Green | Barberton | Green Campus | Green Medical Center | Ground Floor | 2020-10-22 | Low
No | 024473 | Tables, Examination/Treatment, Adjustable | 204-001 - Ritter 204 | V633396 | Midmark | Radiation Therapy - Akron | Akron | Akron City Campus | Cooper Cancer Center |  | 2008-09-24 | Low
No | 024474 | Tables, Examination/Treatment, Adjustable | 204-001 - Ritter 204 | V633385 | Midmark | Radiation Therapy - Akron | Akron | Akron City Campus | Cooper Cancer Center |  | 2008-09-24 | Low
No | 024475 | Tables, Examination/Treatment, Adjustable | 204-001 - Ritter 204 | V633368 | Midmark | Radiation Therapy - Akron | Akron | Akron City Campus | Cooper Cancer Center |  | 2008-09-24 | Low
No | 024476 | Tables, Examination/Treatment, Adjustable | 204-001 - Ritter 204 | V633375 | Midmark | Radiation Therapy - Akron | Akron | Akron City Campus | Cooper Cancer Center |  | 2008-09-24 | Low
No | 026847 | Tables, Examination/Treatment, Adjustable | 204-001 - Ritter 204 | V2140370 | Midmark | Tallmadge Family Medicine | Akron | Tallmadge Campus | Tallmadge Medical Center | 2nd Floor | 2020-03-10 | Low
No | 026887 | Tables, Examination/Treatment, Adjustable | 204-001 - Ritter 204 | V1145434 | Midmark | Tallmadge Family Medicine | Akron | Tallmadge Campus | Tallmadge Medical Center | 2nd Floor | 2020-03-10 | Low
No | 026894 | Tables, Examination/Treatment, Adjustable | 204-001 - Ritter 204 | V1469842 | Midmark | Urgent Care - Fairlawn | Akron | Fairlawn Campus | Fairlawn Urgent Care | Ground Floor | 2020-03-26 | Low
No | 026895 | Tables, Examination/Treatment, Adjustable | 204-001 - Ritter 204 | V1446146 | Midmark | Urgent Care - Fairlawn | Akron | Fairlawn Campus | Fairlawn Urgent Care | Ground Floor | 2020-03-26 | Low
No | 026917 | Tables, Examination/Treatment, Adjustable | 204-001 - Ritter 204 | V376388 | Midmark | Medina OB/GYN | Barberton | Medina Campus | Medina Medical Center | 2nd Floor | 2020-02-17 | Low
No | 026955 | Tables, Examination/Treatment, Adjustable | 204-001 - Ritter 204 | V2334553 | Midmark | Rootstown Urgent Care | Akron | Rootstown Campus | Rootstown Medical Center | Ground Floor | 2021-09-24 | Low
No | 026956 | Tables, Examination/Treatment, Adjustable | 204-001 - Ritter 204 | V2334605 | Midmark | Rootstown Urgent Care | Akron | Rootstown Campus | Rootstown Medical Center | Ground Floor | 2021-09-24 | Low
No | 026957 | Tables, Examination/Treatment, Adjustable | 204-001 - Ritter 204 | V2334529 | Midmark | Rootstown Urgent Care | Akron | Rootstown Campus | Rootstown Medical Center | Ground Floor | 2021-09-24 | Low
No | 026961 | Tables, Examination/Treatment, Adjustable | 204-001 - Ritter 204 | V2333007 | Midmark | Rootstown Urgent Care | Akron | Rootstown Campus | Rootstown Medical Center | Ground Floor | 2021-09-24 | Low
No | 026965 | Tables, Examination/Treatment, Adjustable | 204-001 - Ritter 204 | V2333016 | Midmark | NEOCS Cardiology - Rootstown | Akron | Rootstown Campus | Rootstown Medical Center | Ground Floor | 2021-09-24 | Low
No | 026967 | Tables, Examination/Treatment, Adjustable | 204-001 - Ritter 204 | V2334507 | Midmark | NEOCS Cardiology - Rootstown | Akron | Rootstown Campus | Rootstown Medical Center | Ground Floor | 2021-09-24 | Low
No | 026968 | Tables, Examination/Treatment, Adjustable | 204-001 - Ritter 204 | V2334558 | Midmark | NEOCS Cardiology - Rootstown | Akron | Rootstown Campus | Rootstown Medical Center | Ground Floor | 2021-09-24 | Low
No | 026969 | Tables, Examination/Treatment, Adjustable | 204-001 - Ritter 204 | V2334541 | Midmark | NEOCS Cardiology - Rootstown | Akron | Rootstown Campus | Rootstown Medical Center | Ground Floor | 2021-09-24 | Low
No | 026970 | Tables, Examination/Treatment, Adjustable | 204-001 - Ritter 204 | V2334573 | Midmark | NEOCS Cardiology - Rootstown | Akron | Rootstown Campus | Rootstown Medical Center | Ground Floor | 2021-09-24 | Low
No | 026971 | Tables, Examination/Treatment, Adjustable | 204-001 - Ritter 204 | Unknown | Midmark | NEOCS Cardiology - Rootstown | Akron | Rootstown Campus | Rootstown Medical Center | Ground Floor | 2021-09-24 | Low
No | 026990 | Tables, Examination/Treatment, Adjustable | 204-001 - Ritter 204 | V1534269 | Midmark | Internal Medicine - Green | Barberton | Green Campus | Green Medical Center | Ground Floor | 2020-10-19 | Low
No | 026997 | Tables, Examination/Treatment, Adjustable | 204-001 - Ritter 204 | V1534251 | Midmark | Internal Medicine - Green | Barberton | Green Campus | Green Medical Center | Ground Floor | 2020-10-22 | Low
No | 027528 | Tables, Examination/Treatment, Adjustable | 204-001 - Ritter 204 | V1039966 | Midmark | Advanced Laproscopic / Bariatric | Akron | Akron City Campus | 95 Arch | 2nd Floor | 2024-08-14 13:35 | Low
No | 027531 | Tables, Examination/Treatment, Adjustable | 204-001 - Ritter 204 | V1039962 | Midmark | Advanced Laproscopic / Bariatric | Akron | Akron City Campus | 95 Arch | 2nd Floor | 2024-08-15 08:40 | Low
No | 027534 | Tables, Examination/Treatment, Adjustable | 204-001 - Ritter 204 | V1039964 | Midmark | Advanced Laproscopic / Bariatric | Akron | Akron City Campus | 95 Arch | 2nd Floor | 2024-08-15 08:39 | Low
No | 027536 | Tables, Examination/Treatment, Adjustable | 204-001 - Ritter 204 | V1039960 | Midmark | Advanced Laproscopic / Bariatric | Akron | Akron City Campus | 95 Arch | 2nd Floor | 2024-08-14 13:38 | Low
No | 030576 | Tables, Examination/Treatment, Adjustable | 204-001 - Ritter 204 | V438918 | Midmark | Dermatology - Park West | Barberton | White Pond Campus | White Pond Medical Center | 2nd Floor | 2012-04-02 | Low
No | 030693 | Tables, Examination/Treatment, Adjustable | 204-001 - Ritter 204 | V863849 | Midmark | Neurodiagnostics - White Pond | Barberton | White Pond Campus | White Pond Medical Center | 2nd Floor | 2025-01-23 10:07 | Low
No | 033443 | Tables, Examination/Treatment, Adjustable | 204-001 - Ritter 204 | V1182048 | Midmark | Pelvic Health | Akron | Akron City Campus | 95 Arch | 2nd Floor | 2015-11-09 | Low
No | 033751 | Tables, Examination/Treatment, Adjustable | 204-001 - Ritter 204 | Unknown | Midmark | Internal Medicine - Green | Barberton | Green Campus | Green Medical Center | Ground Floor | 2020-11-16 | Low
No | 033753 | Tables, Examination/Treatment, Adjustable | 204-001 - Ritter 204 | V1537346 | Midmark | Internal Medicine - Green | Barberton | Green Campus | Green Medical Center | Ground Floor | 2020-10-22 | Low
No | 033760 | Tables, Examination/Treatment, Adjustable | 204-001 - Ritter 204 | V1537337 | Midmark | Internal Medicine - Green | Barberton | Green Campus | Green Medical Center | Ground Floor | 2020-10-22 | Low
No | 033764 | Tables, Examination/Treatment, Adjustable | 204-001 - Ritter 204 | V186879 | Midmark | Internal Medicine - Green | Barberton | Green Campus | Green Medical Center | Ground Floor | 2020-10-22 | Low
No | 033782 | Tables, Examination/Treatment, Adjustable | 204-001 - Ritter 204 | V1356511 | Midmark | Medical Center of Rittman | Barberton | Wadsworth Campus | Medical Center of Rittman | Ground Floor | 2020-11-05 | Low
No | 033795 | Tables, Examination/Treatment, Adjustable | 204-001 - Ritter 204 | V397050 | Midmark | Medical Center of Rittman | Barberton | Wadsworth Campus | Medical Center of Rittman | Ground Floor | 2020-11-05 | Low
No | 033819 | Tables, Examination/Treatment, Adjustable | 204-001 - Ritter 204 | V397060 | Midmark | Rittman Family Practice, Inc. | Barberton | Wadsworth Campus | Rittman Family Medicine | Ground Floor | 2020-11-11 | Low
No | 033823 | Tables, Examination/Treatment, Adjustable | 204-001 - Ritter 204 | V1005519 | Midmark | Pride Clinic | Akron | Chapel Hill Campus | Summa Health Chapel Hill | Ground Floor | 2020-11-11 | Low
No | 033828 | Tables, Examination/Treatment, Adjustable | 204-001 - Ritter 204 | V976284 | Midmark | Wadsworth Family Practice | Barberton | Wadsworth Campus | Wadsworth-Rittman Medical Center | 1st Floor | 2020-12-04 | Low
No | 033832 | Tables, Examination/Treatment, Adjustable | 204-001 - Ritter 204 | V976299 | Midmark | Wadsworth Family Practice | Barberton | Wadsworth Campus | Wadsworth-Rittman Medical Center | 1st Floor | 2020-12-03 | Low
No | 033839 | Tables, Examination/Treatment, Adjustable | 204-001 - Ritter 204 | V602874 | Midmark | Wadsworth Family Practice | Barberton | Wadsworth Campus | Wadsworth-Rittman Medical Center | 1st Floor | 2020-12-07 | Low
No | 033843 | Tables, Examination/Treatment, Adjustable | 204-001 - Ritter 204 | V976289 | Midmark | Wadsworth Family Practice | Barberton | Wadsworth Campus | Wadsworth-Rittman Medical Center | 1st Floor | 2020-12-07 | Low
No | 033853 | Tables, Examination/Treatment, Adjustable | 204-001 - Ritter 204 | V976185 | Midmark | Wadsworth Family Practice | Barberton | Wadsworth Campus | Wadsworth-Rittman Medical Center | 1st Floor | 2020-12-04 | Low
No | 033859 | Tables, Examination/Treatment, Adjustable | 204-001 - Ritter 204 | V899294 | Midmark | Wadsworth Family Practice | Barberton | Wadsworth Campus | Wadsworth-Rittman Medical Center | 1st Floor | 2020-12-04 | Low
No | 033864 | Tables, Examination/Treatment, Adjustable | 204-001 - Ritter 204 | V976285 | Midmark | Wadsworth Family Practice | Barberton | Wadsworth Campus | Wadsworth-Rittman Medical Center | 1st Floor | 2020-12-04 | Low
No | 033869 | Tables, Examination/Treatment, Adjustable | 204-001 - Ritter 204 | V976183 | Midmark | Wadsworth Family Practice | Barberton | Wadsworth Campus | Wadsworth-Rittman Medical Center | 1st Floor | 2020-12-07 | Low
No | 033873 | Tables, Examination/Treatment, Adjustable | 204-001 - Ritter 204 | Unknown | Midmark | Wadsworth Family Practice | Barberton | Wadsworth Campus | Wadsworth-Rittman Medical Center | 1st Floor | 2020-12-07 | Low
No | 033889 | Tables, Examination/Treatment, Adjustable | 204-001 - Ritter 204 | V810528 | Midmark | Internal Medicine - White Pond | Barberton | White Pond Campus | White Pond Medical Center | 2nd Floor | 2020-12-17 | Low
No | 033895 | Tables, Examination/Treatment, Adjustable | 204-001 - Ritter 204 | V1725131 | Midmark | Internal Medicine - White Pond | Barberton | White Pond Campus | White Pond Medical Center | 2nd Floor | 2020-12-17 | Low
No | 033901 | Tables, Examination/Treatment, Adjustable | 204-001 - Ritter 204 | V1725115 | Midmark | Internal Medicine - White Pond | Barberton | White Pond Campus | White Pond Medical Center | 2nd Floor | 2020-12-17 | Low
No | 033987 | Tables, Examination/Treatment, Adjustable | 204-001 - Ritter 204 | V969085 | Midmark | Medina Primary Care | Barberton | Medina Campus | Medina Medical Center | 3rd Floor | 2021-06-24 | Low
No | 034175 | Tables, Examination/Treatment, Adjustable | 204-001 - Ritter 204 | V619543 | Midmark | Internal Medicine - White Pond | Barberton | White Pond Campus | White Pond Medical Center | 2nd Floor | 2015-05-06 | Low
No | 034181 | Tables, Examination/Treatment, Adjustable | 204-001 - Ritter 204 | V619545 | Midmark | Dermatology - Park West | Barberton | White Pond Campus | White Pond Medical Center | 2nd Floor | 2015-05-06 | Low
No | 035753 | Tables, Examination/Treatment, Adjustable | 204-001 - Ritter 204 | V619546 | Midmark | Internal Medicine - White Pond | Barberton | White Pond Campus | White Pond Medical Center | 2nd Floor | 2015-05-06 | Low
No | 035757 | Tables, Examination/Treatment, Adjustable | 204-001 - Ritter 204 | V619547 | Midmark | Internal Medicine - White Pond | Barberton | White Pond Campus | White Pond Medical Center | 2nd Floor | 2015-05-06 | Low
No | 035767 | Tables, Examination/Treatment, Adjustable | 204-001 - Ritter 204 | V619549 | Midmark | NEOCS Cardiology | Akron | Akron City Campus | 95 Arch | 3rd Floor | 2015-05-07 | Low
No | 036367 | Tables, Examination/Treatment, Adjustable | 204-001 - Ritter 204 | V803226 | Midmark | Endocrinology | Akron | Chapel Hill Campus | Summa Health Chapel Hill | Ground Floor | 2016-11-14 | Low
No | 036369 | Tables, Examination/Treatment, Adjustable | 204-001 - Ritter 204 | V803215 | Midmark | Endocrinology | Akron | Chapel Hill Campus | Summa Health Chapel Hill | Ground Floor | 2016-11-14 | Low
No | 036372 | Tables, Examination/Treatment, Adjustable | 204-001 - Ritter 204 | V232621 | Midmark | Endocrinology | Akron | Chapel Hill Campus | Summa Health Chapel Hill | Ground Floor | 2016-11-14 | Low
No | 036374 | Tables, Examination/Treatment, Adjustable | 204-001 - Ritter 204 | V758031 | Midmark | Endocrinology | Akron | Chapel Hill Campus | Summa Health Chapel Hill | Ground Floor | 2016-11-14 | Low
No | 036376 | Tables, Examination/Treatment, Adjustable | 204-001 - Ritter 204 | V803230 | Midmark | Endocrinology | Akron | Chapel Hill Campus | Summa Health Chapel Hill | Ground Floor | 2016-11-14 | Low
No | 036379 | Tables, Examination/Treatment, Adjustable | 204-001 - Ritter 204 | V758052 | Midmark | Endocrinology | Akron | Chapel Hill Campus | Summa Health Chapel Hill | Ground Floor | 2016-11-14 | Low
No | 036381 | Tables, Examination/Treatment, Adjustable | 204-001 - Ritter 204 | V758088 | Midmark | Endocrinology | Akron | Chapel Hill Campus | Summa Health Chapel Hill | Ground Floor | 2016-11-14 | Low
No | 036383 | Tables, Examination/Treatment, Adjustable | 204-001 - Ritter 204 | V232636 | Midmark | Endocrinology | Akron | Chapel Hill Campus | Summa Health Chapel Hill | Ground Floor | 2016-11-14 | Low
No | 036385 | Tables, Examination/Treatment, Adjustable | 204-001 - Ritter 204 | V757984 | Midmark | Wadsworth OB/GYN | Barberton | Wadsworth Campus | Founder's Hall | 3rd Floor | 2016-11-14 | Low
No | 036387 | Tables, Examination/Treatment, Adjustable | 204-001 - Ritter 204 | V758040 | Midmark | Endocrinology | Akron | Chapel Hill Campus | Summa Health Chapel Hill | Ground Floor | 2016-11-14 | Low
No | 036389 | Tables, Examination/Treatment, Adjustable | 204-001 - Ritter 204 | V232643 | Midmark | Endocrinology | Akron | Chapel Hill Campus | Summa Health Chapel Hill | Ground Floor | 2016-11-14 | Low
No | 036391 | Tables, Examination/Treatment, Adjustable | 204-001 - Ritter 204 | V232689 | Midmark | Endocrinology | Akron | Chapel Hill Campus | Summa Health Chapel Hill | Ground Floor | 2016-11-14 | Low
No | 036393 | Tables, Examination/Treatment, Adjustable | 204-001 - Ritter 204 | V803218 | Midmark | Endocrinology | Akron | Chapel Hill Campus | Summa Health Chapel Hill | Ground Floor | 2016-11-14 | Low
No | 036404 | Tables, Examination/Treatment, Adjustable | 204-001 - Ritter 204 | V758122 | Midmark | Endocrinology | Akron | Chapel Hill Campus | Summa Health Chapel Hill | Ground Floor | 2016-11-14 | Low
No | 039182 | Tables, Examination/Treatment, Adjustable | 204-001 - Ritter 204 | V1866904 | Midmark | Family Practice Center - SB | Barberton | Barberton Campus | Summa Barberton Hospital | 1st Floor | 2021-02-01 | Low
No | 039184 | Tables, Examination/Treatment, Adjustable | 204-001 - Ritter 204 | V1867046 | Midmark | Family Practice Center - SB | Barberton | Barberton Campus | Summa Barberton Hospital | 1st Floor | 2021-02-01 | Low
No | 039186 | Tables, Examination/Treatment, Adjustable | 204-001 - Ritter 204 | V1867048 | Midmark | Family Practice Center - SB | Barberton | Barberton Campus | Summa Barberton Hospital | 1st Floor | 2021-02-01 | Low
No | 039188 | Tables, Examination/Treatment, Adjustable | 204-001 - Ritter 204 | V1867045 | Midmark | Family Practice Center - SB | Barberton | Barberton Campus | Summa Barberton Hospital | 1st Floor | 2021-02-01 | Low
No | 039252 | Tables, Examination/Treatment, Adjustable | 204-001 - Ritter 204 | V1419893 | Midmark | Family Practice Center - SB | Barberton | Barberton Campus | Summa Barberton Hospital | 1st Floor | 2021-02-01 | Low
No | 039254 | Tables, Examination/Treatment, Adjustable | 204-001 - Ritter 204 | V1867038 | Midmark | Family Practice Center - SB | Barberton | Barberton Campus | Summa Barberton Hospital | 1st Floor | 2021-02-01 | Low
No | 039256 | Tables, Examination/Treatment, Adjustable | 204-001 - Ritter 204 | V1867049 | Midmark | Family Practice Center - SB | Barberton | Barberton Campus | Summa Barberton Hospital | 1st Floor | 2021-02-01 | Low
No | 039258 | Tables, Examination/Treatment, Adjustable | 204-001 - Ritter 204 | V1845570 | Midmark | Family Practice Center - SB | Barberton | Barberton Campus | Summa Barberton Hospital | 1st Floor | 2021-02-01 | Low
No | 039260 | Tables, Examination/Treatment, Adjustable | 204-001 - Ritter 204 | V1866925 | Midmark | Family Practice Center - SB | Barberton | Barberton Campus | Summa Barberton Hospital | 1st Floor | 2021-02-01 | Low
No | 039352 | Tables, Examination/Treatment, Adjustable | 204-001 - Ritter 204 | V863845 | Midmark | Barberton Oncology | Barberton | Barberton Campus | Parkview Pavilion | Ground Floor | 2023-03-24 14:23 | Low
No | 039353 | Tables, Examination/Treatment, Adjustable | 204-001 - Ritter 204 | V802972 | Midmark | LAB Critical Care - SB | Barberton | Barberton Campus | Parkview Pavilion | Ground Floor | 2021-02-01 | Low
No | 039356 | Tables, Examination/Treatment, Adjustable | 204-001 - Ritter 204 | V419893 | Midmark | Hospice/Palliative Care | Barberton | Barberton Campus | Parkview Pavilion | Ground Floor | 2023-03-24 14:24 | Low
No | 039652 | Tables, Examination/Treatment, Adjustable | 204-001 - Ritter 204 | V881919 | Midmark | Nephrology | Barberton | Barberton Campus | Tuscora Park Pavilion | 1st Floor | 2022-01-20 | Low
No | 039654 | Tables, Examination/Treatment, Adjustable | 204-001 - Ritter 204 | V881928 | Midmark | Nephrology | Barberton | Barberton Campus | Tuscora Park Pavilion | 1st Floor | 2022-01-20 | Low
No | 039656 | Tables, Examination/Treatment, Adjustable | 204-001 - Ritter 204 | V881910 | Midmark | Nephrology | Barberton | Barberton Campus | Tuscora Park Pavilion | 1st Floor | 2022-01-20 | Low
No | 043141 | Tables, Examination/Treatment, Adjustable | 204-001 - Ritter 204 | V1341978 | Midmark | Endocrinology - SBH | Barberton | Barberton Campus | Summa Barberton Hospital | 1st Floor | 2023-03-03 10:53 | Low
No | 043255 | Tables, Examination/Treatment, Adjustable | 204-001 - Ritter 204 | V1609684 | Midmark | Medina OB/GYN | Barberton | Medina Campus | Medina Medical Center | 2nd Floor | 2020-12-02 | Low
No | 043262 | Tables, Examination/Treatment, Adjustable | 204-001 - Ritter 204 | V1005515 | Midmark | Medina OB/GYN | Barberton | Medina Campus | Medina Medical Center | 2nd Floor | 2023-08-28 07:59 | Low
No | 043512 | Tables, Examination/Treatment, Adjustable | 204-001 - Ritter 204 | V914006 | Midmark | Medina Primary Care | Barberton | Medina Campus | Medina Medical Center | 3rd Floor | 2021-06-23 | Low
No | 043518 | Tables, Examination/Treatment, Adjustable | 204-001 - Ritter 204 | V969076 | Midmark | Medina Primary Care | Barberton | Medina Campus | Medina Medical Center | 3rd Floor | 2021-06-23 | Low
No | 043531 | Tables, Examination/Treatment, Adjustable | 204-001 - Ritter 204 | V2275845 | Midmark | Center for Corporate Health | Akron | Cuyahoga Falls Campus | Cuyahoga Falls Medical Center | Ground Floor | 2021-09-03 | Low
No | 043568 | Tables, Examination/Treatment, Adjustable | 204-001 - Ritter 204 | V2214765 | Midmark | NEOCS Cardiology - Rootstown | Akron | Rootstown Campus | Rootstown Medical Center | Ground Floor | 2021-09-24 | Low
No | 043757 | Tables, Examination/Treatment, Adjustable | 204-001 - Ritter 204 | V969073 | Midmark | Medina Primary Care | Barberton | Medina Campus | Medina Medical Center | 3rd Floor | 2021-06-28 | Low
No | 043769 | Tables, Examination/Treatment, Adjustable | 204-001 - Ritter 204 | V969081 | Midmark | Medina Primary Care | Barberton | Medina Campus | Medina Medical Center | 3rd Floor | 2021-06-25 | Low
No | 043774 | Tables, Examination/Treatment, Adjustable | 204-001 - Ritter 204 | V96071 | Midmark | Medina Primary Care | Barberton | Medina Campus | Medina Medical Center | 3rd Floor | 2021-06-25 | Low
No | 056351 | Tables, Examination/Treatment, Adjustable | 204-001 - Ritter 204 | V1281484 | Midmark | Medina OB/GYN | Barberton | Medina Campus | Medina Medical Center | 2nd Floor | 2019-04-04 | Low
No | 056476 | Tables, Examination/Treatment, Adjustable | 204-001 - Ritter 204 | V1421429 | Midmark | Medina Primary Care | Barberton | Medina Campus | Medina Medical Center | 3rd Floor | 2019-05-20 | Low
No | 056478 | Tables, Examination/Treatment, Adjustable | 204-001 - Ritter 204 | V1388156 | Midmark | SHMG OB/GYN - Green | Barberton | Green Campus | Green Physician Office Building | 2nd Floor | 2019-05-20 | Low
No | 056552 | Tables, Examination/Treatment, Adjustable | 204-001 - Ritter 204 | V1815859 | Midmark | Center for Corporate Health | Akron | Cuyahoga Falls Campus | Cuyahoga Falls Medical Center | Ground Floor | 2019-05-01 | Low
No | 056553 | Tables, Examination/Treatment, Adjustable | 204-001 - Ritter 204 | V1815869 | Midmark | Center for Corporate Health | Akron | Cuyahoga Falls Campus | Cuyahoga Falls Medical Center | Ground Floor | 2019-05-01 | Low
No | 056740 | Tables, Examination/Treatment, Adjustable | 204-001 - Ritter 204 | V1281483 | Midmark | Internal Medicine - ACH | Akron | Akron City Campus | 75 Arch | 4th Floor | 2019-04-04 | Low
No | 056745 | Tables, Examination/Treatment, Adjustable | 204-001 - Ritter 204 | V1569412 | Midmark | Internal Medicine - ACH | Akron | Akron City Campus | 75 Arch | 4th Floor | 2019-04-04 | Low
No | 056749 | Tables, Examination/Treatment, Adjustable | 204-001 - Ritter 204 | V1327152 | Midmark | NEOCS Cardiology | Akron | Akron City Campus | 95 Arch | 3rd Floor | 2019-04-04 | Low
No | 057954 | Tables, Examination/Treatment, Adjustable | 204-001 - Ritter 204 | 002-0871-232 | Midmark | Urology - SBH | Barberton | Barberton Campus | Tuscora Park Pavilion | Ground Floor | 2019-08-15 | Low
No | 058210 | Tables, Examination/Treatment, Adjustable | 204-001 - Ritter 204 | V396973 | Midmark | Wadsworth OB/GYN | Barberton | Wadsworth Campus | Founder's Hall | 3rd Floor | 2019-10-16 | Low
No | 059254 | Tables, Examination/Treatment, Adjustable | 204-001 - Ritter 204 | Unknown | Midmark | Pelvic Health | Akron | Akron City Campus | 95 Arch | 2nd Floor | 2020-09-02 | Low
No | 059255 | Tables, Examination/Treatment, Adjustable | 204-001 - Ritter 204 | V885689 | Midmark | Pelvic Health | Akron | Akron City Campus | 95 Arch | 2nd Floor | 2020-09-02 | Low
No | 059256 | Tables, Examination/Treatment, Adjustable | 204-001 - Ritter 204 | V885672 | Midmark | Pelvic Health | Akron | Akron City Campus | 95 Arch | 2nd Floor | 2020-09-02 | Low
No | 059257 | Tables, Examination/Treatment, Adjustable | 204-001 - Ritter 204 | V885677 | Midmark | Pelvic Health | Akron | Akron City Campus | 95 Arch | 2nd Floor | 2020-09-02 | Low
No | 059287 | Tables, Examination/Treatment, Adjustable | 204-001 - Ritter 204 | V591557 | Midmark | Bariatric Care - ACH | Akron | Akron City Campus | 95 Arch | 2nd Floor | 2020-08-31 | Low
No | 059361 | Tables, Examination/Treatment, Adjustable | 204-001 - Ritter 204 | V1609690 | Midmark | Infectious Disease | Akron | Akron City Campus | 75 Arch | 1st Floor | 2020-11-19 | Low
No | 059367 | Tables, Examination/Treatment, Adjustable | 204-001 - Ritter 204 | N/A | Midmark | Breast Center - SB | Barberton | Barberton Campus | Parkview Pavilion | Ground Floor | 2020-11-18 | Low
No | 059372 | Tables, Examination/Treatment, Adjustable | 204-001 - Ritter 204 | V1609696 | Midmark | Infectious Disease | Akron | Akron City Campus | 75 Arch | 1st Floor | 2020-11-18 | Low
No | 059477 | Tables, Examination/Treatment, Adjustable | 204-001 - Ritter 204 | V1537296 | Midmark | Internal Medicine - Green | Barberton | Green Campus | Green Medical Center | Ground Floor | 2020-10-22 | Low
No | 059481 | Tables, Examination/Treatment, Adjustable | 204-001 - Ritter 204 | 1537285 | Midmark | Internal Medicine - Green | Barberton | Green Campus | Green Medical Center | Ground Floor | 2020-10-22 | Low
No | 059485 | Tables, Examination/Treatment, Adjustable | 204-001 - Ritter 204 | V1537317 | Midmark | Internal Medicine - Green | Barberton | Green Campus | Green Medical Center | Ground Floor | 2020-10-22 | Low
No | 059497 | Tables, Examination/Treatment, Adjustable | 204-001 - Ritter 204 | V975704 | Midmark | Internal Medicine - Green | Barberton | Green Campus | Green Medical Center | Ground Floor | 2020-10-22 | Low
No | 059619 | Tables, Examination/Treatment, Adjustable | 204-001 - Ritter 204 | V1824360 | Midmark | Urology - ACH | Akron | Akron City Campus | 95 Arch | 1st Floor | 2020-11-14 | Low
No | 059625 | Tables, Examination/Treatment, Adjustable | 204-001 - Ritter 204 | V1824334 | Midmark | Urology - ACH | Akron | Akron City Campus | 95 Arch | 1st Floor | 2020-11-14 | Low
No | 059627 | Tables, Examination/Treatment, Adjustable | 204-001 - Ritter 204 | V1824325 | Midmark | Urology - ACH | Akron | Akron City Campus | 95 Arch | 1st Floor | 2020-11-14 | Low
No | 059634 | Tables, Examination/Treatment, Adjustable | 204-001 - Ritter 204 | V1824415 | Midmark | SHMG OB/GYN - Stow | Akron | Stow-Kent Campus | Stow-Kent Medical Center | 2nd Floor | 2020-11-14 | Low
No | 059635 | Tables, Examination/Treatment, Adjustable | 204-001 - Ritter 204 | Unknown | Midmark | Urology - ACH | Akron | Akron City Campus | 95 Arch | 1st Floor | 2020-11-14 | Low
No | 059657 | Tables, Examination/Treatment, Adjustable | 204-001 - Ritter 204 | V1824354 | Midmark | Urology - ACH | Akron | Akron City Campus | 95 Arch | 1st Floor | 2020-11-10 | Low
No | 059658 | Tables, Examination/Treatment, Adjustable | 204-001 - Ritter 204 | V1824344 | Midmark | Urology - ACH | Akron | Akron City Campus | 95 Arch | 1st Floor | 2020-11-10 | Low
No | 059670 | Tables, Examination/Treatment, Adjustable | 204-001 - Ritter 204 | V1824389 | Midmark | Urology - ACH | Akron | Akron City Campus | 95 Arch | 1st Floor | 2020-11-14 | Low
No | 059693 | Tables, Examination/Treatment, Adjustable | 204-001 - Ritter 204 | V1824309 | Midmark | Urology - ACH | Akron | Akron City Campus | 95 Arch | 1st Floor | 2020-11-07 | Low
No | 059694 | Tables, Examination/Treatment, Adjustable | 204-001 - Ritter 204 | V1824232 | Midmark | Urology - ACH | Akron | Akron City Campus | 95 Arch | 1st Floor | 2020-11-07 | Low
No | 059728 | Tables, Examination/Treatment, Adjustable | 204-001 - Ritter 204 | V15703991 | Midmark | Internal Medicine - ACH | Akron | Akron City Campus | 75 Arch | 4th Floor | 2020-11-18 | Low
No | 059747 | Tables, Examination/Treatment, Adjustable | 204-001 - Ritter 204 | V1834025 | Midmark | Gastroenterology | Akron | Akron City Campus | 75 Arch | 3rd Floor | 2020-11-19 | Low
No | 059751 | Tables, Examination/Treatment, Adjustable | 204-001 - Ritter 204 | VI452391 | Midmark | Gastroenterology | Akron | Akron City Campus | 75 Arch | 3rd Floor | 2020-11-19 | Low
No | 059754 | Tables, Examination/Treatment, Adjustable | 204-001 - Ritter 204 | V1834070 | Midmark | Gastroenterology | Akron | Akron City Campus | 75 Arch | 3rd Floor | 2020-11-19 | Low
No | 059757 | Tables, Examination/Treatment, Adjustable | 204-001 - Ritter 204 | V1834015 | Midmark | Gastroenterology | Akron | Akron City Campus | 75 Arch | 3rd Floor | 2020-11-19 | Low
No | 059760 | Tables, Examination/Treatment, Adjustable | 204-001 - Ritter 204 | V1833985 | Midmark | Gastroenterology | Akron | Akron City Campus | 75 Arch | 3rd Floor | 2020-11-19 | Low
No | 059763 | Tables, Examination/Treatment, Adjustable | 204-001 - Ritter 204 | V1834066 | Midmark | Gastroenterology | Akron | Akron City Campus | 75 Arch | 3rd Floor | 2020-11-19 | Low
No | 059844 | Tables, Examination/Treatment, Adjustable | 204-001 - Ritter 204 | Unknown | Midmark | NEOCS Cardiology | Akron | Akron City Campus | 95 Arch | 3rd Floor | 2020-12-10 | Low
No | 060072 | Tables, Examination/Treatment, Adjustable | 204-001 - Ritter 204 | V2237484 | Midmark | Internal Medicine - ACH | Akron | Akron City Campus | 75 Arch | 4th Floor | 2021-03-25 | Low
No | 060104 | Tables, Examination/Treatment, Adjustable | 204-001 - Ritter 204 | Unknown | Midmark | SHMG OB/GYN - Park West | Barberton | White Pond Campus | Akron OBGYN | 2nd Floor | 2021-03-05 | Low
No | 060108 | Tables, Examination/Treatment, Adjustable | 204-001 - Ritter 204 | Unknown | Midmark | SHMG OB/GYN - Park West | Barberton | White Pond Campus | Akron OBGYN | 2nd Floor | 2021-03-05 | Low
No | 060110 | Tables, Examination/Treatment, Adjustable | 204-001 - Ritter 204 | Unknown | Midmark | SHMG OB/GYN - Park West | Barberton | White Pond Campus | Akron OBGYN | 2nd Floor | 2021-03-05 | Low
No | 060114 | Tables, Examination/Treatment, Adjustable | 204-001 - Ritter 204 | Unknown | Midmark | SHMG OB/GYN - Park West | Barberton | White Pond Campus | Akron OBGYN | 2nd Floor | 2021-03-05 | Low
No | 060115 | Tables, Examination/Treatment, Adjustable | 204-001 - Ritter 204 | Unknown | Midmark | SHMG OB/GYN - Park West | Barberton | White Pond Campus | Akron OBGYN | 2nd Floor | 2021-03-05 | Low
No | 060118 | Tables, Examination/Treatment, Adjustable | 204-001 - Ritter 204 | Unknown | Midmark | SHMG OB/GYN - Park West | Barberton | White Pond Campus | Akron OBGYN | 2nd Floor | 2021-03-05 | Low
No | 060121 | Tables, Examination/Treatment, Adjustable | 204-001 - Ritter 204 | Unknown | Midmark | SHMG OB/GYN - Park West | Barberton | White Pond Campus | Akron OBGYN | 2nd Floor | 2021-03-05 | Low
No | 060124 | Tables, Examination/Treatment, Adjustable | 204-001 - Ritter 204 | Unknown | Midmark | SHMG OB/GYN - Park West | Barberton | White Pond Campus | Akron OBGYN | 2nd Floor | 2021-03-05 | Low
No | 060195 | Tables, Examination/Treatment, Adjustable | 204-001 - Ritter 204 | Unknown | Midmark | SHMG OB/GYN - Park West | Barberton | White Pond Campus | Akron OBGYN | 2nd Floor | 2021-03-05 | Low
No | 060196 | Tables, Examination/Treatment, Adjustable | 204-001 - Ritter 204 | Unknown | Midmark | SHMG OB/GYN - Park West | Barberton | White Pond Campus | Akron OBGYN | 2nd Floor | 2021-03-05 | Low
No | 060197 | Tables, Examination/Treatment, Adjustable | 204-001 - Ritter 204 | Unknown | Midmark | SHMG OB/GYN - Park West | Barberton | White Pond Campus | Akron OBGYN | 2nd Floor | 2021-03-05 | Low
No | 060200 | Tables, Examination/Treatment, Adjustable | 204-001 - Ritter 204 | Unknown | Midmark | SHMG OB/GYN - Park West | Barberton | White Pond Campus | Akron OBGYN | 2nd Floor | 2021-03-05 | Low
No | 061326 | Tables, Examination/Treatment, Adjustable | 204-001 - Ritter 204 | V2358278 | Midmark | Rootstown Urgent Care | Akron | Rootstown Campus | Rootstown Medical Center | Ground Floor | 2022-02-07 | Low
No | 061328 | Tables, Examination/Treatment, Adjustable | 204-001 - Ritter 204 | V2333038 | Midmark | Center for Corp Health - NEOMED | Akron | Rootstown Campus | Rootstown Medical Center | Ground Floor | 2022-02-07 | Low
No | 061334 | Tables, Examination/Treatment, Adjustable | 204-001 - Ritter 204 | V2348457 | Midmark | Center for Corp Health - NEOMED | Akron | Rootstown Campus | Rootstown Medical Center | Ground Floor | 2022-02-07 | Low
No | 061367 | Tables, Examination/Treatment, Adjustable | 204-001 - Ritter 204 | V1424488 | Midmark | Dermatology - Park West | Barberton | White Pond Campus | White Pond Medical Center | 2nd Floor | 2024-02-29 08:11 | Low
No | 061711 | Tables, Examination/Treatment, Adjustable | 204-001 - Ritter 204 | v996361 | Midmark | Rootstown Primary Care | Akron | Rootstown Campus | Rootstown Medical Center | Ground Floor | 2022-03-29 | Low
No | 061731 | Tables, Examination/Treatment, Adjustable | 204-001 - Ritter 204 | v996378 | Midmark | Rootstown Primary Care | Akron | Rootstown Campus | Rootstown Medical Center | Ground Floor | 2022-03-29 | Low
No | 061755 | Tables, Examination/Treatment, Adjustable | 204-001 - Ritter 204 | V1143484 | Midmark | New Seasons | Barberton | Non-Campus Sites - SBH | Equity Center | Ground Floor | 2022-03-07 | Low
No | 061769 | Tables, Examination/Treatment, Adjustable | 204-001 - Ritter 204 | V320509 | Midmark | New Seasons | Barberton | Barberton Campus | Summa Barberton Hospital | 1st Floor | 2021-02-01 | Low
No | 062099 | Tables, Examination/Treatment, Adjustable | 204-001 - Ritter 204 | V1725123 | Midmark | Dermatology - Park West | Barberton | White Pond Campus | White Pond Medical Center | 2nd Floor | 2022-08-04 | Low
No | 062810 | Tables, Examination/Treatment, Adjustable | 204-001 - Ritter 204 | V2474262 | Midmark | SHMG OB/GYN - Cuyahoga Falls | Akron | Cuyahoga Falls Campus | Cuyahoga Falls Medical Center |  | 2023-01-13 12:57 | Low
No | 062818 | Tables, Examination/Treatment, Adjustable | 204-001 - Ritter 204 | V2398151 | Midmark | BHP 6 - Adult Dual Diagnosis Unit | Akron | Akron City Campus | Juve Family BH Pavillion | 6th Floor | 2023-01-16 11:02 | Low
No | 062870 | Tables, Examination/Treatment, Adjustable | 204-001 - Ritter 204 | V758001 | Midmark | Urgent Care - Fairlawn | Akron | Fairlawn Campus | Fairlawn Urgent Care | Ground Floor | 2023-03-21 13:37 | Low
No | 063025 | Tables, Examination/Treatment, Adjustable | 204-001 - Ritter 204 | V1469870 | Midmark | Cuyahoga Falls Primary Care | Akron | Cuyahoga Falls Campus | Cuyahoga Falls Medical Center | Ground Floor | 2023-07-25 07:21 | Low
No | 063064 | Tables, Examination/Treatment, Adjustable | 204-001 - Ritter 204 | V1830507 | Midmark | Rehab Services OP - Spine Inst | Akron | Fairlawn Campus | Spine and Neuroscience Center | Ground Floor | 2023-03-24 12:12 | Low
No | 063241 | Tables, Examination/Treatment, Adjustable | 204-001 - Ritter 204 | V1469847 | Midmark | Cuyahoga Falls Primary Care | Akron | Cuyahoga Falls Campus | Cuyahoga Falls Medical Center | Ground Floor | 2023-07-25 07:21 | Low
No | 063248 | Tables, Examination/Treatment, Adjustable | 204-001 - Ritter 204 | V1469852 | Midmark | Cuyahoga Falls Primary Care | Akron | Cuyahoga Falls Campus | Cuyahoga Falls Medical Center | Ground Floor | 2023-07-25 07:21 | Low
No | 063483 | Tables, Examination/Treatment, Adjustable | 204-001 - Ritter 204 | V1456958 | Midmark | Cardiology | Barberton | Medina Campus | Medina Medical Center | 2nd Floor | 2023-11-15 14:00 | Low
No | 063719 | Tables, Examination/Treatment, Adjustable | 204-001 - Ritter 204 | V1822006 | Midmark | Pulmonary | Akron | Akron City Campus | 75 Arch | 5th Floor | 2024-01-17 12:10 | Low
No | 063720 | Tables, Examination/Treatment, Adjustable | 204-001 - Ritter 204 | V1912071 | Midmark | Pulmonary | Akron | Akron City Campus | 75 Arch | 5th Floor | 2024-01-17 12:10 | Low
No | 063721 | Tables, Examination/Treatment, Adjustable | 204-001 - Ritter 204 | V1465395 | Midmark | Pulmonary | Akron | Akron City Campus | 75 Arch | 5th Floor | 2024-01-17 13:56 | Low
No | 063722 | Tables, Examination/Treatment, Adjustable | 204-001 - Ritter 204 | V591647 | Midmark | Pulmonary | Akron | Akron City Campus | 75 Arch | 5th Floor | 2024-01-17 13:57 | Low
No | 063723 | Tables, Examination/Treatment, Adjustable | 204-001 - Ritter 204 | V1911022 | Midmark | Pulmonary | Akron | Akron City Campus | 75 Arch | 5th Floor | 2024-01-17 13:58 | Low
No | 063725 | Tables, Examination/Treatment, Adjustable | 204-001 - Ritter 204 | V1822001 | Midmark | Pulmonary | Akron | Akron City Campus | 75 Arch | 5th Floor | 2024-01-18 07:26 | Low
No | 063891 | Tables, Examination/Treatment, Adjustable | 204-001 - Ritter 204 | V1734750 | Midmark | NEOCS Cardiology - White Pond | Barberton | White Pond Campus | White Pond Medical Center | 3rd Floor | 2024-06-04 15:46 | Low
No | 063892 | Tables, Examination/Treatment, Adjustable | 204-001 - Ritter 204 | V1734745 | Midmark | NEOCS Cardiology - White Pond | Barberton | White Pond Campus | White Pond Medical Center | 3rd Floor | 2024-06-04 15:47 | Low
No | 063893 | Tables, Examination/Treatment, Adjustable | 204-001 - Ritter 204 | V1734740 | Midmark | NEOCS Cardiology - White Pond | Barberton | White Pond Campus | White Pond Medical Center | 3rd Floor | 2024-06-04 15:44 | Low
No | 065128 | Tables, Examination/Treatment, Adjustable | 204-001 - Ritter 204 | V2346912 | Midmark | Rootstown Primary Care | Akron | Rootstown Campus | Rootstown Medical Center | Ground Floor | 2021-09-24 | Low
No | 070417 | Tables, Examination/Treatment, Adjustable | 204-001 - Ritter 204 | V1602247 | Midmark | Dermatology - Park West | Barberton | White Pond Campus | White Pond Medical Center | 2nd Floor | 2020-05-18 | Low
No | midmark | Tables, Examination/Treatment, Adjustable | 204-001 - Ritter 204 | V2214590 | Midmark | NEOCS Cardiology - Rootstown | Akron | Rootstown Campus | Rootstown Medical Center | Ground Floor | 2021-09-24 | Low
No | 028646 | Tables, Examination/Treatment, Adjustable | 204-002 - Ritter 204 | V966553 | Midmark | Radiation Therapy - Medina | Barberton | Medina Campus | Medina Medical Center | 1st Floor | 2010-11-05 | Low
No | 028647 | Tables, Examination/Treatment, Adjustable | 204-002 - Ritter 204 | V966391 | Midmark | Radiation Therapy - Medina | Barberton | Medina Campus | Medina Medical Center | 1st Floor | 2010-11-05 | Low
No | 028648 | Tables, Examination/Treatment, Adjustable | 204-002 - Ritter 204 | V966618 | Midmark | Radiation Therapy - Medina | Barberton | Medina Campus | Medina Medical Center | 1st Floor | 2010-11-05 | Low
No | 028649 | Tables, Examination/Treatment, Adjustable | 204-002 - Ritter 204 | V966452 | Midmark | Radiation Therapy - Medina | Barberton | Medina Campus | Medina Medical Center | 1st Floor | 2010-11-05 | Low
No | 033892 | Tables, Examination/Treatment, Adjustable | 204-002 - Ritter 204 | V810520 | Midmark | Internal Medicine - White Pond | Barberton | White Pond Campus | White Pond Medical Center | 2nd Floor | 2020-12-17 | Low
No | 033948 | Tables, Examination/Treatment, Adjustable | 204-002 - Ritter 204 | V1099753 | Midmark | SHMG OB/GYN - Cuyahoga Falls | Akron | Cuyahoga Falls Campus | Cuyahoga Falls Medical Center | Ground Floor | 2021-03-25 | Low
No | 034180 | Tables, Examination/Treatment, Adjustable | 204-002 - Ritter 204 | V619544 | Midmark | Internal Medicine - White Pond | Barberton | White Pond Campus | White Pond Medical Center | 2nd Floor | 2015-05-06 | Low
No | 034188 | Tables, Examination/Treatment, Adjustable | 204-002 - Ritter 204 | V619545 | Midmark | Internal Medicine - White Pond | Barberton | White Pond Campus | White Pond Medical Center | 2nd Floor | 2015-05-06 | Low
No | 035760 | Tables, Examination/Treatment, Adjustable | 204-002 - Ritter 204 | V619548 | Midmark | Internal Medicine - White Pond | Barberton | White Pond Campus | White Pond Medical Center | 2nd Floor | 2015-05-07 | Low
No | 035790 | Tables, Examination/Treatment, Adjustable | 204-002 - Ritter 204 | V619535 | Midmark | Dermatology - Park West | Barberton | White Pond Campus | White Pond Medical Center | 2nd Floor | 2015-05-08 | Low
No | 035792 | Tables, Examination/Treatment, Adjustable | 204-002 - Ritter 204 | V619536 | Midmark | Dermatology - Park West | Barberton | White Pond Campus | White Pond Medical Center | 2nd Floor | 2015-05-08 | Low
No | 035794 | Tables, Examination/Treatment, Adjustable | 204-002 - Ritter 204 | V618537 | Midmark | Dermatology - Park West | Barberton | White Pond Campus | White Pond Medical Center | 2nd Floor | 2015-05-08 | Low
No | 039685 | Tables, Examination/Treatment, Adjustable | 204-002 - Ritter 204 | V1045673 | Midmark | Internal Medicine - White Pond | Barberton | White Pond Campus | White Pond Medical Center | 2nd Floor | 2021-03-25 | Low
No | 039686 | Tables, Examination/Treatment, Adjustable | 204-002 - Ritter 204 | V223502 | Midmark | Internal Medicine - White Pond | Barberton | White Pond Campus | White Pond Medical Center | 2nd Floor | 2021-03-25 | Low
No | 039687 | Tables, Examination/Treatment, Adjustable | 204-002 - Ritter 204 | V1045648 | Midmark | Urogynecology | Akron | Akron City Campus | 95 Arch | 2nd Floor | 2021-03-25 | Low
No | 039688 | Tables, Examination/Treatment, Adjustable | 204-002 - Ritter 204 | V1934698 | Midmark | Urogynecology | Akron | Akron City Campus | 95 Arch | 2nd Floor | 2021-03-25 | Low
No | 039691 | Tables, Examination/Treatment, Adjustable | 204-002 - Ritter 204 | V1045657 | Midmark | Internal Medicine - White Pond | Barberton | White Pond Campus | White Pond Medical Center | 2nd Floor | 2021-03-25 | Low
No | 039692 | Tables, Examination/Treatment, Adjustable | 204-002 - Ritter 204 | V1045680 | Midmark | Internal Medicine - White Pond | Barberton | White Pond Campus | White Pond Medical Center | 2nd Floor | 2021-03-25 | Low
No | 043294 | Tables, Examination/Treatment, Adjustable | 204-002 - Ritter 204 | V419900 | Midmark | SHMG Breast Center | Barberton | Barberton Campus | Parkview Pavilion | Ground Floor | 2023-03-17 10:21 | Low
No | 043300 | Tables, Examination/Treatment, Adjustable | 204-002 - Ritter 204 | V419885 | Midmark | Dermatology - Park West | Barberton | White Pond Campus | White Pond Medical Center | 2nd Floor | 2023-03-17 10:17 | Low
No | 058068 | Tables, Examination/Treatment, Adjustable | 204-002 - Ritter 204 | V223516 | Midmark | Wadsworth OB/GYN | Barberton | Wadsworth Campus | Founder's Hall | 3rd Floor | 2019-09-05 | Low
No | 058091 | Tables, Examination/Treatment, Adjustable | 204-002 - Ritter 204 | V223510 | Midmark | Wadsworth OB/GYN | Barberton | Wadsworth Campus | Founder's Hall | 3rd Floor | 2019-09-05 | Low
No | 059366 | Tables, Examination/Treatment, Adjustable | 204-002 - Ritter 204 | V1834197 | Midmark | Breast Center - SB | Barberton | Barberton Campus | Parkview Pavilion | Ground Floor | 2020-11-19 | Low
No | 059906 | Tables, Examination/Treatment, Adjustable | 204-002 - Ritter 204 | V1099789 | Midmark | SHMG OB/GYN - Green | Barberton | Green Campus | Green Physician Office Building | 2nd Floor | 2021-01-22 | Low
No | 059907 | Tables, Examination/Treatment, Adjustable | 204-002 - Ritter 204 | V224146 | Midmark | SHMG OB/GYN - Green | Barberton | Green Campus | Green Physician Office Building | 2nd Floor | 2021-01-22 | Low
No | 059920 | Tables, Examination/Treatment, Adjustable | 204-002 - Ritter 204 | V949570 | Midmark | SHMG OB/GYN - Green | Barberton | Green Campus | Green Physician Office Building | 2nd Floor | 2021-01-22 | Low
No | 059921 | Tables, Examination/Treatment, Adjustable | 204-002 - Ritter 204 | V613787 | Midmark | SHMG OB/GYN - Green | Barberton | Green Campus | Green Physician Office Building | 2nd Floor | 2021-01-22 | Low
No | 060079 | Tables, Examination/Treatment, Adjustable | 204-002 - Ritter 204 | V949573 | Midmark | SHMG OB/GYN - Green | Barberton | Green Campus | Green Physician Office Building | 2nd Floor | 2021-01-22 | Low
No | 060097 | Tables, Examination/Treatment, Adjustable | 204-002 - Ritter 204 | NEEDED | Midmark | SHMG OB/GYN - Cuyahoga Falls | Akron | Cuyahoga Falls Campus | Cuyahoga Falls Medical Center | Ground Floor | 2022-12-09 | Low
No | 060864 | Tables, Examination/Treatment, Adjustable | 204-002 - Ritter 204 | V2223504 | Midmark | Women's Health Center | Akron | Akron City Campus | 75 Arch | Basement | 2021-09-15 | Low
No | 061362 | Tables, Examination/Treatment, Adjustable | 204-002 - Ritter 204 | V810517 | Midmark | Internal Medicine - White Pond | Barberton | White Pond Campus | White Pond Medical Center | 2nd Floor | 2021-03-25 | Low
No | 062806 | Tables, Examination/Treatment, Adjustable | 204-002 - Ritter 204 | V2396869 | Midmark | Addiction Med IOP - Akron | Akron | Akron City Campus | Juve Family BH Pavillion | 2nd Floor | 2023-01-24 07:09 | Low
No | 063094 | Tables, Examination/Treatment, Adjustable | 204-002 - Ritter 204 | V1583967 | Midmark | Rootstown Primary Care | Akron | Rootstown Campus | Rootstown Medical Center | Ground Floor | 2021-06-01 07:03 | Low
No | 063701 | Tables, Examination/Treatment, Adjustable | 204-002 - Ritter 204 | V965079 | Midmark | Center for Corp Health - Medina | Barberton | Medina Campus | Medina Medical Center | 1st Floor | 2023-12-04 08:04 | Low
No | 023611 | Tables, Examination/Treatment, Adjustable | 204-011 - Ritter 204 | V2049756 | Midmark | Internal Medicine - White Pond | Barberton | White Pond Campus | White Pond Medical Center | 2nd Floor | 2021-01-19 | Low
No | 023627 | Tables, Examination/Treatment, Adjustable | 204-011 - Ritter 204 | V2125514 | Midmark | Internal Medicine - White Pond | Barberton | White Pond Campus | White Pond Medical Center | 2nd Floor | 2021-01-19 | Low
No | 023648 | Tables, Examination/Treatment, Adjustable | 204-011 - Ritter 204 | Unknown | Midmark | Internal Medicine - Stow | Akron | Stow-Kent Campus | Stow-Kent Medical Center | 2nd Floor | 2021-07-19 | Low
No | 023659 | Tables, Examination/Treatment, Adjustable | 204-011 - Ritter 204 | V2255328 | Midmark | Family Practice - AES | Akron | Non-Campus Sites | AES Family Medicine | 2nd Floor | 2021-03-31 | Low
No | 023669 | Tables, Examination/Treatment, Adjustable | 204-011 - Ritter 204 | V2257866 | Midmark | Family Practice - AES | Akron | Non-Campus Sites | AES Family Medicine | 2nd Floor | 2021-03-31 | Low
No | 023678 | Tables, Examination/Treatment, Adjustable | 204-011 - Ritter 204 | V2257063 | Midmark | Family Practice - AES | Akron | Non-Campus Sites | AES Family Medicine | 2nd Floor | 2021-03-31 | Low
No | 023681 | Tables, Examination/Treatment, Adjustable | 204-011 - Ritter 204 | V2255265 | Midmark | Family Practice - AES | Akron | Non-Campus Sites | AES Family Medicine | 2nd Floor | 2021-03-31 | Low
No | 023695 | Tables, Examination/Treatment, Adjustable | 204-011 - Ritter 204 | V2257857 | Midmark | Family Practice - AES | Akron | Non-Campus Sites | AES Family Medicine | 2nd Floor | 2021-06-10 | Low
No | 026842 | Tables, Examination/Treatment, Adjustable | 204-011 - Ritter 204 | V2133881 | Midmark | Tallmadge Family Medicine | Akron | Tallmadge Campus | Tallmadge Medical Center | 2nd Floor | 2020-03-10 | Low
No | 026844 | Tables, Examination/Treatment, Adjustable | 204-011 - Ritter 204 | V2133914 | Midmark | Tallmadge Family Medicine | Akron | Tallmadge Campus | Tallmadge Medical Center | 2nd Floor | 2020-03-10 | Low
No | 026977 | Tables, Examination/Treatment, Adjustable | 204-011 - Ritter 204 | Unknown | Midmark | Tallmadge Urgent Care | Akron | Tallmadge Campus | Tallmadge Medical Center | 1st Floor | 2020-09-23 | Low
No | 026980 | Tables, Examination/Treatment, Adjustable | 204-011 - Ritter 204 | V2214610 | Midmark | Tallmadge Urgent Care | Akron | Tallmadge Campus | Tallmadge Medical Center | 1st Floor | 2020-09-23 | Low
No | 026986 | Tables, Examination/Treatment, Adjustable | 204-011 - Ritter 204 | V2214538 | Midmark | Tallmadge Urgent Care | Akron | Tallmadge Campus | Tallmadge Medical Center | 1st Floor | 2020-09-23 | Low
No | 027002 | Tables, Examination/Treatment, Adjustable | 204-011 - Ritter 204 | Unknown | Midmark | Tallmadge Family Medicine | Akron | Tallmadge Campus | Tallmadge Medical Center | 2nd Floor | 2020-09-21 | Low
No | 038346 | Tables, Examination/Treatment, Adjustable | 204-011 - Ritter 204 | V2161947 | Midmark | NEOCS Cardiology - SBH | Barberton | Barberton Campus | Summa Barberton Hospital | 1st Floor | 2020-01-30 | Low
No | 038347 | Tables, Examination/Treatment, Adjustable | 204-011 - Ritter 204 | V2170823 | Midmark | NEOCS Cardiology - SBH | Barberton | Barberton Campus | Summa Barberton Hospital | 1st Floor | 2020-01-30 | Low
No | 038348 | Tables, Examination/Treatment, Adjustable | 204-011 - Ritter 204 | V2166253 | Midmark | NEOCS Cardiology - SBH | Barberton | Barberton Campus | Summa Barberton Hospital | 1st Floor | 2020-01-30 | Low
No | 038349 | Tables, Examination/Treatment, Adjustable | 204-011 - Ritter 204 | V2170181 | Midmark | NEOCS Cardiology - SBH | Barberton | Barberton Campus | Summa Barberton Hospital | 1st Floor | 2020-01-30 | Low
No | 039467 | Tables, Examination/Treatment, Adjustable | 204-011 - Ritter 204 | V2282574 | Midmark | Neurology Outpatient - SB | Barberton | Barberton Campus | Tuscora Park Pavilion | 1st Floor | 2021-07-23 | Low
No | 039470 | Tables, Examination/Treatment, Adjustable | 204-011 - Ritter 204 | V2297047 | Midmark | Neurology Outpatient - SB | Barberton | Barberton Campus | Tuscora Park Pavilion | 1st Floor | 2021-07-23 | Low
No | 039473 | Tables, Examination/Treatment, Adjustable | 204-011 - Ritter 204 | v2283057 | Midmark | Neurology Outpatient - SB | Barberton | Barberton Campus | Tuscora Park Pavilion | 1st Floor | 2021-07-23 | Low
No | 039506 | Tables, Examination/Treatment, Adjustable | 204-011 - Ritter 204 | v2334410 | Midmark | Neurology Outpatient - SB | Barberton | Barberton Campus | Tuscora Park Pavilion | 1st Floor | 2021-07-23 | Low
No | 039509 | Tables, Examination/Treatment, Adjustable | 204-011 - Ritter 204 | v2334684 | Midmark | Neurology Outpatient - SB | Barberton | Barberton Campus | Tuscora Park Pavilion | 1st Floor | 2021-07-23 | Low
No | 039512 | Tables, Examination/Treatment, Adjustable | 204-011 - Ritter 204 | v2334537 | Midmark | Neurology Outpatient - SB | Barberton | Barberton Campus | Tuscora Park Pavilion | 1st Floor | 2021-07-23 | Low
No | 043147 | Tables, Examination/Treatment, Adjustable | 204-011 - Ritter 204 | V2350887 | Midmark | Endocrinology - SBH | Barberton | Barberton Campus | Summa Barberton Hospital | 1st Floor | 2023-03-03 11:05 | Low
No | 043150 | Tables, Examination/Treatment, Adjustable | 204-011 - Ritter 204 | V2350909 | Midmark | Endocrinology - SBH | Barberton | Barberton Campus | Summa Barberton Hospital | 1st Floor | 2023-03-03 11:13 | Low
No | 043278 | Tables, Examination/Treatment, Adjustable | 204-011 - Ritter 204 | V2351068 | Midmark | Endocrinology - SBH | Barberton | Barberton Campus | Summa Barberton Hospital | 1st Floor | 2023-03-03 11:26 | Low
No | 043545 | Tables, Examination/Treatment, Adjustable | 204-011 - Ritter 204 | V2214596 | Midmark | NEOCS Cardiology - Rootstown | Akron | Rootstown Campus | Rootstown Medical Center | Ground Floor | 2021-09-30 | Low
No | 043592 | Tables, Examination/Treatment, Adjustable | 204-011 - Ritter 204 | V2214269 | Midmark | Stow/Kent Urgent Care | Akron | Stow-Kent Campus | Stow-Kent Medical Center | 1st Floor | 2021-07-22 | Low
No | 043652 | Tables, Examination/Treatment, Adjustable | 204-011 - Ritter 204 | V2312964 | Midmark | SHMG OB/GYN - Stow | Akron | Stow-Kent Campus | Stow-Kent Medical Center | 2nd Floor | 2021-07-12 | Low
No | 043653 | Tables, Examination/Treatment, Adjustable | 204-011 - Ritter 204 | V2313194 | Midmark | Internal Medicine - Stow | Akron | Stow-Kent Campus | Stow-Kent Medical Center | 2nd Floor | 2021-07-12 | Low
No | 043654 | Tables, Examination/Treatment, Adjustable | 204-011 - Ritter 204 | C2313869 | Midmark | Internal Medicine - Stow | Akron | Stow-Kent Campus | Stow-Kent Medical Center | 2nd Floor | 2021-07-12 | Low
No | 043655 | Tables, Examination/Treatment, Adjustable | 204-011 - Ritter 204 | V2313861 | Midmark | Internal Medicine - Stow | Akron | Stow-Kent Campus | Stow-Kent Medical Center | 2nd Floor | 2021-07-12 | Low
No | 043656 | Tables, Examination/Treatment, Adjustable | 204-011 - Ritter 204 | V2313948 | Midmark | Internal Medicine - Stow | Akron | Stow-Kent Campus | Stow-Kent Medical Center | 2nd Floor | 2021-07-12 | Low
No | 043658 | Tables, Examination/Treatment, Adjustable | 204-011 - Ritter 204 | VV2313954 | Midmark | Internal Medicine - Stow | Akron | Stow-Kent Campus | Stow-Kent Medical Center | 2nd Floor | 2021-07-12 | Low
No | 043659 | Tables, Examination/Treatment, Adjustable | 204-011 - Ritter 204 | V2313938 | Midmark | Internal Medicine - Stow | Akron | Stow-Kent Campus | Stow-Kent Medical Center | 2nd Floor | 2021-07-12 | Low
No | 043660 | Tables, Examination/Treatment, Adjustable | 204-011 - Ritter 204 | V2313048 | Midmark | Internal Medicine - Stow | Akron | Stow-Kent Campus | Stow-Kent Medical Center | 2nd Floor | 2021-07-12 | Low
No | 043661 | Tables, Examination/Treatment, Adjustable | 204-011 - Ritter 204 | V2316113 | Midmark | SHMG OB/GYN - Stow | Akron | Stow-Kent Campus | Stow-Kent Medical Center | 2nd Floor | 2021-07-12 | Low
No | 043662 | Tables, Examination/Treatment, Adjustable | 204-011 - Ritter 204 | V2313142 | Midmark | NEOCS Cardiology - Stow | Akron | Stow-Kent Campus | Stow-Kent Medical Center | 2nd Floor | 2021-07-12 | Low
No | 043663 | Tables, Examination/Treatment, Adjustable | 204-011 - Ritter 204 | V2313147 | Midmark | NEOCS Cardiology - Stow | Akron | Stow-Kent Campus | Stow-Kent Medical Center | 2nd Floor | 2021-07-12 | Low
No | 043664 | Tables, Examination/Treatment, Adjustable | 204-011 - Ritter 204 | V2313937 | Midmark | NEOCS Cardiology - Stow | Akron | Stow-Kent Campus | Stow-Kent Medical Center | 2nd Floor | 2021-07-12 | Low
No | 043665 | Tables, Examination/Treatment, Adjustable | 204-011 - Ritter 204 | V2313198 | Midmark | NEOCS Cardiology - Stow | Akron | Stow-Kent Campus | Stow-Kent Medical Center | 2nd Floor | 2021-07-12 | Low
No | 043666 | Tables, Examination/Treatment, Adjustable | 204-011 - Ritter 204 | V2313090 | Midmark | NEOCS Cardiology - Stow | Akron | Stow-Kent Campus | Stow-Kent Medical Center | 2nd Floor | 2021-07-12 | Low
No | 043668 | Tables, Examination/Treatment, Adjustable | 204-011 - Ritter 204 | V2313189 | Midmark | Pulmonary - Stow | Akron | Stow-Kent Campus | Stow-Kent Medical Center | 2nd Floor | 2021-06-21 | Low
No | 043669 | Tables, Examination/Treatment, Adjustable | 204-011 - Ritter 204 | V2313835 | Midmark | Pulmonary - Stow | Akron | Stow-Kent Campus | Stow-Kent Medical Center | 2nd Floor | 2021-06-21 | Low
No | 043670 | Tables, Examination/Treatment, Adjustable | 204-011 - Ritter 204 | V2313056 | Midmark | Pulmonary - Stow | Akron | Stow-Kent Campus | Stow-Kent Medical Center | 2nd Floor | 2021-06-21 | Low
No | 043671 | Tables, Examination/Treatment, Adjustable | 204-011 - Ritter 204 | V2313196 | Midmark | Pulmonary - Stow | Akron | Stow-Kent Campus | Stow-Kent Medical Center | 2nd Floor | 2021-06-21 | Low
No | 043674 | Tables, Examination/Treatment, Adjustable | 204-011 - Ritter 204 | V2313183 | Midmark | Neurology Outpatient - Stow | Akron | Stow-Kent Campus | Stow-Kent Medical Center | 2nd Floor | 2021-06-21 | Low
No | 043676 | Tables, Examination/Treatment, Adjustable | 204-011 - Ritter 204 | V2313817 | Midmark | Neurology Outpatient - Stow | Akron | Stow-Kent Campus | Stow-Kent Medical Center | 2nd Floor | 2021-06-21 | Low
No | 043678 | Tables, Examination/Treatment, Adjustable | 204-011 - Ritter 204 | V2313197 | Midmark | Neurology Outpatient - Stow | Akron | Stow-Kent Campus | Stow-Kent Medical Center | 2nd Floor | 2021-06-21 | Low
No | 043681 | Tables, Examination/Treatment, Adjustable | 204-011 - Ritter 204 | V2313810 | Midmark | Urology - Stow | Akron | Stow-Kent Campus | Stow-Kent Medical Center | 2nd Floor | 2021-06-21 | Low
No | 043687 | Tables, Examination/Treatment, Adjustable | 204-011 - Ritter 204 | V2316126 | Midmark | Stow/Kent Urgent Care | Akron | Stow-Kent Campus | Stow-Kent Medical Center | 1st Floor | 2021-07-13 | Low
No | 043689 | Tables, Examination/Treatment, Adjustable | 204-011 - Ritter 204 | V2313950 | Midmark | Internal Medicine - Stow | Akron | Stow-Kent Campus | Stow-Kent Medical Center | 2nd Floor | 2021-07-13 | Low
No | 043690 | Tables, Examination/Treatment, Adjustable | 204-011 - Ritter 204 | V2313956 | Midmark | Internal Medicine - Stow | Akron | Stow-Kent Campus | Stow-Kent Medical Center | 2nd Floor | 2021-07-13 | Low
No | 043691 | Tables, Examination/Treatment, Adjustable | 204-011 - Ritter 204 | V2313858 | Midmark | Stow/Kent Urgent Care | Akron | Stow-Kent Campus | Stow-Kent Medical Center | 1st Floor | 2021-07-13 | Low
No | 043692 | Tables, Examination/Treatment, Adjustable | 204-011 - Ritter 204 | V2313951 | Midmark | Stow/Kent Urgent Care | Akron | Stow-Kent Campus | Stow-Kent Medical Center | 1st Floor | 2021-07-13 | Low
No | 043932 | Tables, Examination/Treatment, Adjustable | 204-011 - Ritter 204 | V2346896 | Midmark | Multi Spec Ctr - Lake Medina Ste 250 | Barberton | Medina Campus | Medina Medical Center | 2nd Floor | 2022-02-15 | Low
No | 043934 | Tables, Examination/Treatment, Adjustable | 204-011 - Ritter 204 | V2346889 | Midmark | Multi Spec Ctr - Lake Medina Ste 250 | Barberton | Medina Campus | Medina Medical Center | 2nd Floor | 2022-02-15 | Low
No | 043936 | Tables, Examination/Treatment, Adjustable | 204-011 - Ritter 204 | V2350889 | Midmark | Multi Spec Ctr - Lake Medina Ste 250 | Barberton | Medina Campus | Medina Medical Center | 2nd Floor | 2022-02-15 | Low
No | 043938 | Tables, Examination/Treatment, Adjustable | 204-011 - Ritter 204 | V2346880 | Midmark | Multi Spec Ctr - Lake Medina Ste 250 | Barberton | Medina Campus | Medina Medical Center | 2nd Floor | 2022-02-15 | Low
No | 043950 | Tables, Examination/Treatment, Adjustable | 204-011 - Ritter 204 | V2346892 | Midmark | Multi Spec Ctr - Lake Medina Ste 250 | Barberton | Medina Campus | Medina Medical Center | 2nd Floor | 2022-02-15 | Low
No | 056526 | Tables, Examination/Treatment, Adjustable | 204-011 - Ritter 204 | V2084045 | Midmark | Rehab Services OP - Spine Inst | Akron | Fairlawn Campus | Spine and Neuroscience Center | Ground Floor | 2019-04-25 | Low
No | 056532 | Tables, Examination/Treatment, Adjustable | 204-011 - Ritter 204 | V2084052 | Midmark | Green Urgent Care | Barberton | Green Campus | Green Urgent Care | Ground Floor | 2019-04-25 | Low
No | 057975 | Tables, Examination/Treatment, Adjustable | 204-011 - Ritter 204 | V2084284 | Midmark | Urology - Green | Barberton | Green Campus | Green Physician Office Building | 1st Floor | 2019-08-31 | Low
No | 057977 | Tables, Examination/Treatment, Adjustable | 204-011 - Ritter 204 | V2084042 | Midmark | Urology - Green | Barberton | Green Campus | Green Physician Office Building | 1st Floor | 2019-08-31 | Low
No | 058124 | Tables, Examination/Treatment, Adjustable | 204-011 - Ritter 204 | V2140118 | Midmark | Tallmadge Family Medicine | Akron | Tallmadge Campus | Tallmadge Medical Center | 2nd Floor | 2019-09-24 | Low
No | 058152 | Tables, Examination/Treatment, Adjustable | 204-011 - Ritter 204 | V2140307 | Midmark | Tallmadge Family Medicine | Akron | Tallmadge Campus | Tallmadge Medical Center | 2nd Floor | 2019-09-24 | Low
No | 058156 | Tables, Examination/Treatment, Adjustable | 204-011 - Ritter 204 | V2140306 | Midmark | Tallmadge Family Medicine | Akron | Tallmadge Campus | Tallmadge Medical Center | 2nd Floor | 2019-09-24 | Low
No | 058159 | Tables, Examination/Treatment, Adjustable | 204-011 - Ritter 204 | V2140121 | Midmark | Tallmadge Family Medicine | Akron | Tallmadge Campus | Tallmadge Medical Center | 2nd Floor | 2019-09-24 | Low
No | 058162 | Tables, Examination/Treatment, Adjustable | 204-011 - Ritter 204 | V2140345 | Midmark | Tallmadge Family Medicine | Akron | Tallmadge Campus | Tallmadge Medical Center | 2nd Floor | 2019-09-24 | Low
No | 058165 | Tables, Examination/Treatment, Adjustable | 204-011 - Ritter 204 | V2138908 | Midmark | Tallmadge Family Medicine | Akron | Tallmadge Campus | Tallmadge Medical Center | 2nd Floor | 2019-09-24 | Low
No | 058168 | Tables, Examination/Treatment, Adjustable | 204-011 - Ritter 204 | V2140253 | Midmark | Tallmadge Family Medicine | Akron | Tallmadge Campus | Tallmadge Medical Center | 2nd Floor | 2019-09-24 | Low
No | 058172 | Tables, Examination/Treatment, Adjustable | 204-011 - Ritter 204 | V2133852 | Midmark | Tallmadge Family Medicine | Akron | Tallmadge Campus | Tallmadge Medical Center | 2nd Floor | 2019-09-24 | Low
No | 058175 | Tables, Examination/Treatment, Adjustable | 204-011 - Ritter 204 | V2138883 | Midmark | Tallmadge Family Medicine | Akron | Tallmadge Campus | Tallmadge Medical Center | 2nd Floor | 2019-09-24 | Low
No | 058178 | Tables, Examination/Treatment, Adjustable | 204-011 - Ritter 204 | V1240358 | Midmark | Tallmadge Family Medicine | Akron | Tallmadge Campus | Tallmadge Medical Center | 2nd Floor | 2019-09-24 | Low
No | 058181 | Tables, Examination/Treatment, Adjustable | 204-011 - Ritter 204 | V1145428 | Midmark | Tallmadge Family Medicine | Akron | Tallmadge Campus | Tallmadge Medical Center | 2nd Floor | 2019-09-24 | Low
No | 058185 | Tables, Examination/Treatment, Adjustable | 204-011 - Ritter 204 | V2133831 | Midmark | Tallmadge Family Medicine | Akron | Tallmadge Campus | Tallmadge Medical Center | 2nd Floor | 2019-09-25 | Low
No | 058188 | Tables, Examination/Treatment, Adjustable | 204-011 - Ritter 204 | V2133893 | Midmark | Tallmadge Family Medicine | Akron | Tallmadge Campus | Tallmadge Medical Center | 2nd Floor | 2019-09-25 | Low
No | 058191 | Tables, Examination/Treatment, Adjustable | 204-011 - Ritter 204 | V2133847 | Midmark | Tallmadge Family Medicine | Akron | Tallmadge Campus | Tallmadge Medical Center | 2nd Floor | 2019-09-25 | Low
No | 058198 | Tables, Examination/Treatment, Adjustable | 204-011 - Ritter 204 | V2140221 | Midmark | Tallmadge Family Medicine | Akron | Tallmadge Campus | Tallmadge Medical Center | 2nd Floor | 2019-10-04 | Low
No | 058450 | Tables, Examination/Treatment, Adjustable | 204-011 - Ritter 204 | V2099216 | Midmark | Pride Clinic | Akron | Chapel Hill Campus | Summa Health Chapel Hill | Ground Floor | 2019-10-30 | Low
No | 058453 | Tables, Examination/Treatment, Adjustable | 204-011 - Ritter 204 | V2108145 | Midmark | Pride Clinic | Akron | Chapel Hill Campus | Summa Health Chapel Hill | Ground Floor | 2019-10-30 | Low
No | 058456 | Tables, Examination/Treatment, Adjustable | 204-011 - Ritter 204 | V2108255 | Midmark | Pride Clinic | Akron | Chapel Hill Campus | Summa Health Chapel Hill | Ground Floor | 2019-10-30 | Low
No | 058459 | Tables, Examination/Treatment, Adjustable | 204-011 - Ritter 204 | V2108142 | Midmark | Internal Medicine Chapel Hill | Akron | Chapel Hill Campus | Summa Health Chapel Hill | Ground Floor | 2019-10-30 | Low
No | 058462 | Tables, Examination/Treatment, Adjustable | 204-011 - Ritter 204 | V2099215 | Midmark | Pride Clinic | Akron | Chapel Hill Campus | Summa Health Chapel Hill | Ground Floor | 2019-10-30 | Low
No | 058958 | Tables, Examination/Treatment, Adjustable | 204-011 - Ritter 204 | V2138722 | Midmark | Tallmadge Family Medicine | Akron | Tallmadge Campus | Tallmadge Medical Center | 2nd Floor | 2020-09-17 | Low
No | 058960 | Tables, Examination/Treatment, Adjustable | 204-011 - Ritter 204 | V213917 | Midmark | Tallmadge Family Medicine | Akron | Tallmadge Campus | Tallmadge Medical Center | 2nd Floor | 2020-09-17 | Low
No | 058963 | Tables, Examination/Treatment, Adjustable | 204-011 - Ritter 204 | V2140067 | Midmark | Tallmadge Family Medicine | Akron | Tallmadge Campus | Tallmadge Medical Center | 2nd Floor | 2020-09-17 | Low
No | 058966 | Tables, Examination/Treatment, Adjustable | 204-011 - Ritter 204 | V2140115 | Midmark | Tallmadge Family Medicine | Akron | Tallmadge Campus | Tallmadge Medical Center | 2nd Floor | 2020-09-17 | Low
No | 058969 | Tables, Examination/Treatment, Adjustable | 204-011 - Ritter 204 | V2138893 | Midmark | Tallmadge Family Medicine | Akron | Tallmadge Campus | Tallmadge Medical Center | 2nd Floor | 2020-09-23 | Low
No | 058975 | Tables, Examination/Treatment, Adjustable | 204-011 - Ritter 204 | V2227896 | Midmark | Tallmadge Urgent Care | Akron | Tallmadge Campus | Tallmadge Medical Center | 1st Floor | 2020-09-23 | Low
No | 059831 | Tables, Examination/Treatment, Adjustable | 204-011 - Ritter 204 | V2084048 | Midmark | NEOCS Cardiology | Akron | Akron City Campus | 95 Arch | 3rd Floor | 2020-12-10 | Low
No | 059832 | Tables, Examination/Treatment, Adjustable | 204-011 - Ritter 204 | V2084041 | Midmark | NEOCS Cardiology | Akron | Akron City Campus | 95 Arch | 3rd Floor | 2020-12-10 | Low
No | 059833 | Tables, Examination/Treatment, Adjustable | 204-011 - Ritter 204 | V2084226 | Midmark | NEOCS Cardiology | Akron | Akron City Campus | 95 Arch | 3rd Floor | 2020-12-10 | Low
No | 060158 | Tables, Examination/Treatment, Adjustable | 204-011 - Ritter 204 | V2312050 | Midmark | Internal Medicine - ACH | Akron | Akron City Campus | 75 Arch | 4th Floor | 2021-03-08 | Low
No | 060163 | Tables, Examination/Treatment, Adjustable | 204-011 - Ritter 204 | V2312040 | Midmark | Internal Medicine - ACH | Akron | Akron City Campus | 75 Arch | 4th Floor | 2021-03-08 | Low
No | 060166 | Tables, Examination/Treatment, Adjustable | 204-011 - Ritter 204 | V2312035 | Midmark | Internal Medicine - ACH | Akron | Akron City Campus | 75 Arch | 4th Floor | 2021-03-08 | Low
No | 061332 | Tables, Examination/Treatment, Adjustable | 204-011 - Ritter 204 | V2334566 | Midmark | Center for Corp Health - NEOMED | Akron | Rootstown Campus | Rootstown Medical Center | Ground Floor | 2022-02-07 | Low
No | 061346 | Tables, Examination/Treatment, Adjustable | 204-011 - Ritter 204 | V350926 | Midmark | Multi Spec Ctr - Lake Medina Ste 250 | Barberton | Medina Campus | Medina Medical Center | 2nd Floor | 2022-02-16 | Low
No | 061349 | Tables, Examination/Treatment, Adjustable | 204-011 - Ritter 204 | V2350924 | Midmark | Multi Spec Ctr - Lake Medina Ste 250 | Barberton | Medina Campus | Medina Medical Center | 2nd Floor | 2022-02-16 | Low
No | 061554 | Tables, Examination/Treatment, Adjustable | 204-011 - Ritter 204 | V2366408 | Midmark | Angiography | Akron | Akron City Campus | Akron City Hospital | 2nd Floor | 2022-01-10 | Low
No | 061701 | Tables, Examination/Treatment, Adjustable | 204-011 - Ritter 204 | v2226454 | Midmark | Rootstown Primary Care | Akron | Rootstown Campus | Rootstown Medical Center | Ground Floor | 2022-03-29 | Low
No | 061702 | Tables, Examination/Treatment, Adjustable | 204-011 - Ritter 204 | v2226346 | Midmark | Rootstown Primary Care | Akron | Rootstown Campus | Rootstown Medical Center | Ground Floor | 2022-03-29 | Low
No | 061706 | Tables, Examination/Treatment, Adjustable | 204-011 - Ritter 204 | v2226357 | Midmark | Rootstown Primary Care | Akron | Rootstown Campus | Rootstown Medical Center | Ground Floor | 2022-03-29 | Low
No | 061713 | Tables, Examination/Treatment, Adjustable | 204-011 - Ritter 204 | v2228600 | Midmark | Rootstown Primary Care | Akron | Rootstown Campus | Rootstown Medical Center | Ground Floor | 2022-03-29 | Low
No | 061717 | Tables, Examination/Treatment, Adjustable | 204-011 - Ritter 204 | v2206870 | Midmark | Rootstown Primary Care | Akron | Rootstown Campus | Rootstown Medical Center | Ground Floor | 2022-03-29 | Low
No | 061721 | Tables, Examination/Treatment, Adjustable | 204-011 - Ritter 204 | v2228619 | Midmark | Rootstown Primary Care | Akron | Rootstown Campus | Rootstown Medical Center | Ground Floor | 2022-03-29 | Low
No | 061725 | Tables, Examination/Treatment, Adjustable | 204-011 - Ritter 204 | v2228669 | Midmark | Rootstown Primary Care | Akron | Rootstown Campus | Rootstown Medical Center | Ground Floor | 2022-03-29 | Low
No | 061747 | Tables, Examination/Treatment, Adjustable | 204-011 - Ritter 204 | V2312044 | Midmark | Orthopedics - White Pond | Barberton | White Pond Campus | White Pond Medical Center | 3rd Floor | 2022-04-28 | Low
No | 061766 | Tables, Examination/Treatment, Adjustable | 204-011 - Ritter 204 | V1143488 | Midmark | New Seasons | Barberton | Non-Campus Sites - SBH | Equity Center | Ground Floor | 2023-05-03 14:02 | Low
No | 061814 | Tables, Examination/Treatment, Adjustable | 204-011 - Ritter 204 | V1141450 | Midmark | New Seasons | Barberton | Non-Campus Sites - SBH | Equity Center | Ground Floor | 2023-05-03 14:02 | Low
No | 061817 | Tables, Examination/Treatment, Adjustable | 204-011 - Ritter 204 | V2049333 | Midmark | New Seasons | Barberton | Non-Campus Sites - SBH | Equity Center | Ground Floor | 2023-05-03 14:03 | Low
No | 061822 | Tables, Examination/Treatment, Adjustable | 204-011 - Ritter 204 | V2049735 | Midmark | New Seasons | Barberton | Non-Campus Sites - SBH | Equity Center | Ground Floor | 2023-05-03 14:03 | Low
No | 061827 | Tables, Examination/Treatment, Adjustable | 204-011 - Ritter 204 | V2049325 | Midmark | New Seasons | Barberton | Non-Campus Sites - SBH | Equity Center | Ground Floor | 2023-05-03 14:04 | Low
No | 061830 | Tables, Examination/Treatment, Adjustable | 204-011 - Ritter 204 | V1612420 | Midmark | New Seasons | Barberton | Non-Campus Sites - SBH | Equity Center | Ground Floor | 2023-05-03 14:04 | Low
No | 061837 | Tables, Examination/Treatment, Adjustable | 204-011 - Ritter 204 | V2049868 | Midmark | New Seasons | Barberton | Non-Campus Sites - SBH | Equity Center | Ground Floor | 2023-05-03 14:05 | Low
No | 061838 | Tables, Examination/Treatment, Adjustable | 204-011 - Ritter 204 | V2059885 | Midmark | New Seasons | Barberton | Non-Campus Sites - SBH | Equity Center | Ground Floor | 2023-05-03 14:05 | Low
No | 061843 | Tables, Examination/Treatment, Adjustable | 204-011 - Ritter 204 | V2049729 | Midmark | New Seasons | Barberton | Non-Campus Sites - SBH | Equity Center | Ground Floor | 2023-05-03 14:00 | Low
No | 061844 | Tables, Examination/Treatment, Adjustable | 204-011 - Ritter 204 | V2049759 | Midmark | New Seasons | Barberton | Non-Campus Sites - SBH | Equity Center | Ground Floor | 2023-05-03 14:06 | Low
No | 061850 | Tables, Examination/Treatment, Adjustable | 204-011 - Ritter 204 | V2049753 | Midmark | New Seasons | Barberton | Non-Campus Sites - SBH | Equity Center | Ground Floor | 2023-05-03 14:02 | Low
No | 061854 | Tables, Examination/Treatment, Adjustable | 204-011 - Ritter 204 | V2049740 | Midmark | New Seasons | Barberton | Non-Campus Sites - SBH | Equity Center | Ground Floor | 2023-05-03 13:56 | Low
No | 062075 | Tables, Examination/Treatment, Adjustable | 204-011 - Ritter 204 | V2396873 | Midmark | Psych IOP - Akron | Akron | Akron City Campus | Juve Family BH Pavillion | Ground Floor | 2023-01-24 07:19 | Low
No | 062740 | Tables, Examination/Treatment, Adjustable | 204-011 - Ritter 204 | V2413657 | Midmark | BHP 7 - Adult Subacute Psychiatric Unit | Akron | Akron City Campus | Juve Family BH Pavillion | 7th Floor | 2023-01-13 15:33 | Low
No | 062746 | Tables, Examination/Treatment, Adjustable | 204-011 - Ritter 204 | V2398270 | Midmark | BHP 5 - Acute Adult Psychiatric Unit | Akron | Akron City Campus | Juve Family BH Pavillion | 5th Floor | 2023-01-16 11:03 | Low
No | 062805 | Tables, Examination/Treatment, Adjustable | 204-011 - Ritter 204 | V2396869 | Midmark | BHP 4 - Geropsych Unit | Akron | Akron City Campus | Juve Family BH Pavillion | 4th Floor | 2023-01-16 11:02 | Low
No | 062859 | Tables, Examination/Treatment, Adjustable | 204-011 - Ritter 204 | V2257376 | Midmark | Family Practice - AES | Akron | Non-Campus Sites | AES Family Medicine | 2nd Floor | 2023-03-08 11:43 | Low
No | 062971 | Tables, Examination/Treatment, Adjustable | 204-011 - Ritter 204 | V2123716 | Midmark | Employee Health Center | Akron | Akron City Campus | Akron City Hospital | Basement | 2023-07-28 08:24 | Low
No | 062972 | Tables, Examination/Treatment, Adjustable | 204-011 - Ritter 204 | V2124519 | Midmark | Employee Health Center | Akron | Akron City Campus | Akron City Hospital | Basement | 2023-07-28 08:24 | Low
No | 063051 | Tables, Examination/Treatment, Adjustable | 204-011 - Ritter 204 | V2429146 | Midmark | Rehab Services OP - Spine Inst | Akron | Fairlawn Campus | Spine and Neuroscience Center | Ground Floor | 2023-03-24 11:02 | Low
No | 063062 | Tables, Examination/Treatment, Adjustable | 204-011 - Ritter 204 | V2379828 | Midmark | Rehab Services OP - Spine Inst | Akron | Fairlawn Campus | Spine and Neuroscience Center | Ground Floor | 2023-03-24 12:33 | Low
No | 063067 | Tables, Examination/Treatment, Adjustable | 204-011 - Ritter 204 | V2351225 | Midmark | Rehab Services OP - Spine Inst | Akron | Fairlawn Campus | Spine and Neuroscience Center | Ground Floor | 2023-03-24 11:43 | Low
No | 063068 | Tables, Examination/Treatment, Adjustable | 204-011 - Ritter 204 | V2379838 | Midmark | Rehab Services OP - Spine Inst | Akron | Fairlawn Campus | Spine and Neuroscience Center | Ground Floor | 2023-03-24 11:32 | Low
No | 063069 | Tables, Examination/Treatment, Adjustable | 204-011 - Ritter 204 | V2379847 | Midmark | Rehab Services OP - Spine Inst | Akron | Fairlawn Campus | Spine and Neuroscience Center | Ground Floor | 2023-03-24 11:16 | Low
No | 063071 | Tables, Examination/Treatment, Adjustable | 204-011 - Ritter 204 | V2379862 | Midmark | Rehab Services OP - Spine Inst | Akron | Fairlawn Campus | Spine and Neuroscience Center | Ground Floor | 2023-03-24 10:44 | Low
No | 063072 | Tables, Examination/Treatment, Adjustable | 204-011 - Ritter 204 | V2379840 | Midmark | Rehab Services OP - Spine Inst | Akron | Fairlawn Campus | Spine and Neuroscience Center | Ground Floor | 2023-03-24 10:34 | Low
No | 063073 | Tables, Examination/Treatment, Adjustable | 204-011 - Ritter 204 | V2379852 | Midmark | Rehab Services OP - Spine Inst | Akron | Fairlawn Campus | Spine and Neuroscience Center | Ground Floor | 2023-03-24 10:22 | Low
No | 063074 | Tables, Examination/Treatment, Adjustable | 204-011 - Ritter 204 | V2379830 | Midmark | Rehab Services OP - Spine Inst | Akron | Fairlawn Campus | Spine and Neuroscience Center | Ground Floor | 2023-03-24 10:10 | Low
No | 063178 | Tables, Examination/Treatment, Adjustable | 204-011 - Ritter 204 | V2123628 | Midmark | Employee Health Center | Akron | Akron City Campus | Akron City Hospital | Basement | 2023-07-28 08:26 | Low
No | 063183 | Tables, Examination/Treatment, Adjustable | 204-011 - Ritter 204 | V2123854 | Midmark | Employee Health Center | Akron | Akron City Campus | Akron City Hospital | Basement | 2023-07-28 08:28 | Low
No | 063186 | Tables, Examination/Treatment, Adjustable | 204-011 - Ritter 204 | V2128470 | Midmark | Employee Health Center | Akron | Akron City Campus | Akron City Hospital | Basement | 2023-07-28 08:29 | Low
No | 063229 | Tables, Examination/Treatment, Adjustable | 204-011 - Ritter 204 | V2529611 | Midmark | SHMG Plastic - AES | Akron | Non-Campus Sites | AES Family Medicine | 1st Floor | 2023-07-13 14:57 | Low
No | 063233 | Tables, Examination/Treatment, Adjustable | 204-011 - Ritter 204 | 2529637 | Midmark | SHMG Plastic - AES | Akron | Non-Campus Sites | AES Family Medicine | 1st Floor | 2023-07-13 14:57 | Low
No | 063234 | Tables, Examination/Treatment, Adjustable | 204-011 - Ritter 204 | V2529502 | Midmark | SHMG Plastic - AES | Akron | Non-Campus Sites | AES Family Medicine | 1st Floor | 2023-07-13 14:57 | Low
No | 063235 | Tables, Examination/Treatment, Adjustable | 204-011 - Ritter 204 | V2529476 | Midmark | SHMG Plastic - AES | Akron | Non-Campus Sites | AES Family Medicine | 1st Floor | 2023-07-13 14:57 | Low
No | 063236 | Tables, Examination/Treatment, Adjustable | 204-011 - Ritter 204 | V2529248 | Midmark | SHMG Plastic - AES | Akron | Non-Campus Sites | AES Family Medicine | 1st Floor | 2023-07-13 14:57 | Low
No | 063237 | Tables, Examination/Treatment, Adjustable | 204-011 - Ritter 204 | V2529225 | Midmark | SHMG Plastic - AES | Akron | Non-Campus Sites | AES Family Medicine | 1st Floor | 2023-07-13 14:57 | Low
No | 063353 | Tables, Examination/Treatment, Adjustable | 204-011 - Ritter 204 | V2560645 | Midmark | Trauma | Akron | Akron City Campus | 75 Arch | 4th Floor | 2023-07-27 15:15 | Low
No | 063359 | Tables, Examination/Treatment, Adjustable | 204-011 - Ritter 204 | V2558454 | Midmark | Trauma | Akron | Akron City Campus | 75 Arch | 4th Floor | 2023-07-27 15:15 | Low
No | 063362 | Tables, Examination/Treatment, Adjustable | 204-011 - Ritter 204 | V2560634 | Midmark | Trauma | Akron | Akron City Campus | 75 Arch | 4th Floor | 2023-07-27 15:15 | Low
No | 063367 | Tables, Examination/Treatment, Adjustable | 204-011 - Ritter 204 | V2313191 | Midmark | Lactation Center | Akron | Akron City Campus | 75 Arch | Basement | 2023-08-14 09:07 | Low
No | 063504 | Tables, Examination/Treatment, Adjustable | 204-011 - Ritter 204 | V1181544 | Midmark | Advanced Laproscopic / Bariatric | Akron | Akron City Campus | 95 Arch | 2nd Floor | 2023-11-08 09:41 | Low
No | 063589 | Tables, Examination/Treatment, Adjustable | 204-011 - Ritter 204 | V2369111 | Midmark | Psychologists | Akron | Akron City Campus | Cooper Cancer Center | 2nd Floor | 2023-12-18 14:09 | Low
No | 063590 | Tables, Examination/Treatment, Adjustable | 204-011 - Ritter 204 | V2379856 | Midmark | Psychologists | Akron | Akron City Campus | Cooper Cancer Center | 2nd Floor | 2023-12-18 14:08 | Low
No | 063591 | Tables, Examination/Treatment, Adjustable | 204-011 - Ritter 204 | V2479374 | Midmark | Psychologists | Akron | Akron City Campus | Cooper Cancer Center | 2nd Floor | 2023-12-18 14:08 | Low
No | 063655 | Tables, Examination/Treatment, Adjustable | 204-011 - Ritter 204 | V2465105 | Midmark | Medina Primary Care | Barberton | Medina Campus | Medina Medical Center | 3rd Floor | 2023-11-20 14:07 | Low
No | 063656 | Tables, Examination/Treatment, Adjustable | 204-011 - Ritter 204 | V2455186 | Midmark | Medina Primary Care | Barberton | Medina Campus | Medina Medical Center | 3rd Floor | 2023-11-20 14:05 | Low
No | 063657 | Tables, Examination/Treatment, Adjustable | 204-011 - Ritter 204 | V2462324 | Midmark | Medina Primary Care | Barberton | Medina Campus | Medina Medical Center | 3rd Floor | 2023-11-20 14:03 | Low
No | 063677 | Tables, Examination/Treatment, Adjustable | 204-011 - Ritter 204 | V2455179 | Midmark | Medina Primary Care | Barberton | Medina Campus | Medina Medical Center | 3rd Floor | 2023-11-21 16:03 | Low
No | 063678 | Tables, Examination/Treatment, Adjustable | 204-011 - Ritter 204 | V2467506 | Midmark | Medina Primary Care | Barberton | Medina Campus | Medina Medical Center | 3rd Floor | 2023-11-21 16:02 | Low
No | 063870 | Tables, Examination/Treatment, Adjustable | 204-011 - Ritter 204 | V2214594 | Midmark | Tallmadge Urgent Care | Akron | Tallmadge Campus | Tallmadge Medical Center | 1st Floor | 2024-06-11 11:41 | Low
No | 063871 | Tables, Examination/Treatment, Adjustable | 204-011 - Ritter 204 | V2214583 | Midmark | Tallmadge Urgent Care | Akron | Tallmadge Campus | Tallmadge Medical Center | 1st Floor | 2024-06-11 11:42 | Low
No | 065057 | Tables, Examination/Treatment, Adjustable | 204-011 - Ritter 204 | V2727151 | Midmark | Pride Clinic | Akron | Chapel Hill Campus | Summa Health Chapel Hill | Ground Floor | 2025-02-28 07:07 | Low
No | 065065 | Tables, Examination/Treatment, Adjustable | 204-011 - Ritter 204 | V2734498 | Midmark | Pride Clinic | Akron | Chapel Hill Campus | Summa Health Chapel Hill | Ground Floor | 2025-02-28 07:07 | Low
No | 065068 | Tables, Examination/Treatment, Adjustable | 204-011 - Ritter 204 | V2734484 | Midmark | Pride Clinic | Akron | Chapel Hill Campus | Summa Health Chapel Hill | Ground Floor | 2025-02-28 07:07 | Low
No | 065071 | Tables, Examination/Treatment, Adjustable | 204-011 - Ritter 204 | V2734483 | Midmark | Pride Clinic | Akron | Chapel Hill Campus | Summa Health Chapel Hill | Ground Floor | 2025-02-28 07:07 | Low
No | 065201 | Tables, Examination/Treatment, Adjustable | 204-011 - Ritter 204 | V2734492 | Midmark | Pride Clinic | Akron | Chapel Hill Campus | Summa Health Chapel Hill | Ground Floor | 2025-02-28 07:07 | Low
No | 065204 | Tables, Examination/Treatment, Adjustable | 204-011 - Ritter 204 | V2735212 | Midmark | Pride Clinic | Akron | Chapel Hill Campus | Summa Health Chapel Hill | Ground Floor | 2025-02-28 07:07 | Low
No | 065207 | Tables, Examination/Treatment, Adjustable | 204-011 - Ritter 204 | V2735172 | Midmark | Pride Clinic | Akron | Chapel Hill Campus | Summa Health Chapel Hill | Ground Floor | 2025-02-28 07:07 | Low
No | 065213 | Tables, Examination/Treatment, Adjustable | 204-011 - Ritter 204 | V2735229 | Midmark | Pride Clinic | Akron | Chapel Hill Campus | Summa Health Chapel Hill | Ground Floor | 2025-02-28 07:07 | Low
No | 065216 | Tables, Examination/Treatment, Adjustable | 204-011 - Ritter 204 | V2734496 | Midmark | Pride Clinic | Akron | Chapel Hill Campus | Summa Health Chapel Hill | Ground Floor | 2025-02-28 07:07 | Low
No | 065219 | Tables, Examination/Treatment, Adjustable | 204-011 - Ritter 204 | V2734490 | Midmark | Pride Clinic | Akron | Chapel Hill Campus | Summa Health Chapel Hill | Ground Floor | 2025-02-28 07:07 | Low
No | 065222 | Tables, Examination/Treatment, Adjustable | 204-011 - Ritter 204 | V2735167 | Midmark | Pride Clinic | Akron | Chapel Hill Campus | Summa Health Chapel Hill | Ground Floor | 2025-02-28 07:07 | Low
No | 070080 | Tables, Examination/Treatment, Adjustable | 204-011 - Ritter 204 | V2551716 | Midmark | Endocrinology - Green | Barberton | Green Campus | 1790 Graybill Road | 2nd Floor | 2023-07-28 08:59 | Low
No | 070083 | Tables, Examination/Treatment, Adjustable | 204-011 - Ritter 204 | V2550056 | Midmark | Endocrinology - Green | Barberton | Green Campus | 1790 Graybill Road | 2nd Floor | 2023-07-28 08:59 | Low
No | 070085 | Tables, Examination/Treatment, Adjustable | 204-011 - Ritter 204 | V2532431 | Midmark | Endocrinology - Green | Barberton | Green Campus | 1790 Graybill Road | 2nd Floor | 2023-07-28 08:59 | Low
No | 070087 | Tables, Examination/Treatment, Adjustable | 204-011 - Ritter 204 | V2550070 | Midmark | Endocrinology - Green | Barberton | Green Campus | 1790 Graybill Road | 2nd Floor | 2023-07-28 08:59 | Low
No | 070090 | Tables, Examination/Treatment, Adjustable | 204-011 - Ritter 204 | V2150045 | Midmark | Endocrinology - Green | Barberton | Green Campus | 1790 Graybill Road | 2nd Floor | 2023-07-28 08:59 | Low
No | 070093 | Tables, Examination/Treatment, Adjustable | 204-011 - Ritter 204 | V2550051 | Midmark | Endocrinology - Green | Barberton | Green Campus | 1790 Graybill Road | 2nd Floor | 2023-07-28 08:59 | Low
No | 070095 | Tables, Examination/Treatment, Adjustable | 204-011 - Ritter 204 | V2550047 | Midmark | Endocrinology - Green | Barberton | Green Campus | 1790 Graybill Road | 2nd Floor | 2023-07-28 08:59 | Low
No | 070097 | Tables, Examination/Treatment, Adjustable | 204-011 - Ritter 204 | V2550059 | Midmark | Endocrinology - Green | Barberton | Green Campus | 1790 Graybill Road | 2nd Floor | 2023-07-28 08:59 | Low
No | 070099 | Tables, Examination/Treatment, Adjustable | 204-011 - Ritter 204 | V2550061 | Midmark | Endocrinology - Green | Barberton | Green Campus | 1790 Graybill Road | 2nd Floor | 2023-07-28 08:59 | Low
No | 070113 | Tables, Examination/Treatment, Adjustable | 204-011 - Ritter 204 | V2551697 | Midmark | Endocrinology - Green | Barberton | Green Campus | 1790 Graybill Road | 2nd Floor | 2023-07-28 08:59 | Low
No | 070211 | Tables, Examination/Treatment, Adjustable | 204-011 - Ritter 204 | V2419812 | Midmark | Sleep Medicine | Barberton | White Pond Campus | White Pond Medical Center | 3rd Floor | 2023-07-28 08:53 | Low
No | 070213 | Tables, Examination/Treatment, Adjustable | 204-011 - Ritter 204 | V2419816 | Midmark | Sleep Medicine | Barberton | White Pond Campus | White Pond Medical Center | 3rd Floor | 2023-07-28 08:53 | Low
No | 070293 | Tables, Examination/Treatment, Adjustable | 204-011 - Ritter 204 | V2346870 | Midmark | Pulmonary - Portage Lakes | Barberton | Portage Lakes Campus | Summa Health Portage Lakes Medical Center | Ground Floor | 2023-10-13 09:35 | Low
No | 070294 | Tables, Examination/Treatment, Adjustable | 204-011 - Ritter 204 | V2437380 | Midmark | Pulmonary - Portage Lakes | Barberton | Portage Lakes Campus | Summa Health Portage Lakes Medical Center | Ground Floor | 2023-10-13 09:35 | Low
No | 070295 | Tables, Examination/Treatment, Adjustable | 204-011 - Ritter 204 | V2419825 | Midmark | Pulmonary - Portage Lakes | Barberton | Portage Lakes Campus | Summa Health Portage Lakes Medical Center | Ground Floor | 2023-10-13 09:35 | Low
No | 070528 | Tables, Examination/Treatment, Adjustable | 204-011 - Ritter 204 | v2049317 | Midmark | Orthopedics - White Pond | Barberton | White Pond Campus | White Pond Medical Center | 3rd Floor | 2022-04-28 | Low
No | 070565 | Tables, Examination/Treatment, Adjustable | 204-011 - Ritter 204 | V2676939 | Midmark | Bariatric Care - Green | Barberton | Green Campus | 7034 Braucher St | Ground Floor | 2024-10-11 14:05 | Low
No | 070566 | Tables, Examination/Treatment, Adjustable | 204-011 - Ritter 204 | V2674400 | Midmark | Bariatric Care - Green | Barberton | Green Campus | 7034 Braucher St | Ground Floor | 2024-10-11 14:05 | Low
No | 070567 | Tables, Examination/Treatment, Adjustable | 204-011 - Ritter 204 | Vs676948 | Midmark | Bariatric Care - Green | Barberton | Green Campus | 7034 Braucher St | Ground Floor | 2024-10-11 14:05 | Low
No | 070568 | Tables, Examination/Treatment, Adjustable | 204-011 - Ritter 204 | V2674398 | Midmark | Bariatric Care - Green | Barberton | Green Campus | 7034 Braucher St | Ground Floor | 2024-10-11 14:05 | Low
No | 070820 | Tables, Examination/Treatment, Adjustable | 204-011 - Ritter 204 | V2680819 | Midmark | Rheumatology - Green | Barberton | Green Campus | 1790 Graybill Road | 1st Floor | 2025-01-24 14:05 | Low
No | 070821 | Tables, Examination/Treatment, Adjustable | 204-011 - Ritter 204 | V2676949 | Midmark | Rheumatology - Green | Barberton | Green Campus | 1790 Graybill Road | 1st Floor | 2025-01-24 14:05 | Low
No | 070822 | Tables, Examination/Treatment, Adjustable | 204-011 - Ritter 204 | V2686370 | Midmark | Rheumatology - Green | Barberton | Green Campus | 1790 Graybill Road | 1st Floor | 2025-01-24 14:05 | Low
No | 070823 | Tables, Examination/Treatment, Adjustable | 204-011 - Ritter 204 | V2676975 | Midmark | Rheumatology - Green | Barberton | Green Campus | 1790 Graybill Road | 1st Floor | 2025-01-24 14:05 | Low
No | 070824 | Tables, Examination/Treatment, Adjustable | 204-011 - Ritter 204 | V2686367 | Midmark | Rheumatology - Green | Barberton | Green Campus | 1790 Graybill Road | 1st Floor | 2025-01-24 14:05 | Low
No | 070825 | Tables, Examination/Treatment, Adjustable | 204-011 - Ritter 204 | V2680817 | Midmark | Rheumatology - Green | Barberton | Green Campus | 1790 Graybill Road | 1st Floor | 2025-01-24 14:05 | Low
No | 070951 | Tables, Examination/Treatment, Adjustable | 204-011 - Ritter 204 | V2686372 | Midmark | Rheumatology - Green | Barberton | Green Campus | 1790 Graybill Road | 1st Floor | 2025-01-24 14:05 | Low
No | 070952 | Tables, Examination/Treatment, Adjustable | 204-011 - Ritter 204 | V2686378 | Midmark | Rheumatology - Green | Barberton | Green Campus | 1790 Graybill Road | 1st Floor | 2025-01-24 14:05 | Low
No | 070953 | Tables, Examination/Treatment, Adjustable | 204-011 - Ritter 204 | V2674605 | Midmark | Rheumatology - Green | Barberton | Green Campus | 1790 Graybill Road | 1st Floor | 2025-01-24 14:05 | Low
No | 025973 | Tables, Examination/Treatment, Adjustable | 204-012 - Ritter 204 | V840641 | Midmark | Women's Health Center | Akron | Akron City Campus | 75 Arch | Basement | 2010-03-17 | Low
No | 025975 | Tables, Examination/Treatment, Adjustable | 204-012 - Ritter 204 | V861530 | Midmark | Women's Health Center | Akron | Akron City Campus | 75 Arch | Basement | 2010-03-17 | Low
No | 025979 | Tables, Examination/Treatment, Adjustable | 204-012 - Ritter 204 | V861539 | Midmark | Women's Health Center | Akron | Akron City Campus | 75 Arch | Basement | 2010-03-17 | Low
No | 025981 | Tables, Examination/Treatment, Adjustable | 204-012 - Ritter 204 | V861524 | Midmark | Women's Health Center | Akron | Akron City Campus | 75 Arch | Basement | 2010-03-17 | Low
No | 025983 | Tables, Examination/Treatment, Adjustable | 204-012 - Ritter 204 | V861544 | Midmark | Women's Health Center | Akron | Akron City Campus | 75 Arch | Basement | 2010-03-17 | Low
No | 028811 | Tables, Examination/Treatment, Adjustable | 204-012 - Ritter 204 | V965247 | Midmark | Center for Corp Health - SW | Barberton | Wadsworth Campus | Wadsworth-Rittman Medical Center | 1st Floor | 2011-05-10 | Low
No | 028820 | Tables, Examination/Treatment, Adjustable | 204-012 - Ritter 204 | V965318 | Midmark | Center for Corp Health - Medina | Barberton | Medina Campus | Medina Medical Center | 1st Floor | 2011-05-10 | Low
No | 030570 | Tables, Examination/Treatment, Adjustable | 204-012 - Ritter 204 | V438925 | Midmark | Dermatology - Park West | Barberton | White Pond Campus | White Pond Medical Center | 2nd Floor | 2012-04-02 | Low
No | 035927 | Tables, Examination/Treatment, Adjustable | 204-012 - Ritter 204 | 035927 | Midmark | Center for Corp Health - NEOMED | Akron | Rootstown Campus | Rootstown Medical Center | Ground Floor | 2017-08-17 | Low
No | 036336 | Tables, Examination/Treatment, Adjustable | 204-012 - Ritter 204 | V803201 | Midmark | Internal Medicine Chapel Hill | Akron | Chapel Hill Campus | Summa Health Chapel Hill | Ground Floor | 2016-10-27 | Low
No | 036338 | Tables, Examination/Treatment, Adjustable | 204-012 - Ritter 204 | V758075 | Midmark | Internal Medicine Chapel Hill | Akron | Chapel Hill Campus | Summa Health Chapel Hill | Ground Floor | 2016-10-27 | Low
No | 036341 | Tables, Examination/Treatment, Adjustable | 204-012 - Ritter 204 | V232664 | Midmark | Internal Medicine Chapel Hill | Akron | Chapel Hill Campus | Summa Health Chapel Hill | Ground Floor | 2016-10-27 | Low
No | 036343 | Tables, Examination/Treatment, Adjustable | 204-012 - Ritter 204 | V232687 | Midmark | Internal Medicine Chapel Hill | Akron | Chapel Hill Campus | Summa Health Chapel Hill | Ground Floor | 2016-10-27 | Low
No | 036346 | Tables, Examination/Treatment, Adjustable | 204-012 - Ritter 204 | V232642 | Midmark | Internal Medicine Chapel Hill | Akron | Chapel Hill Campus | Summa Health Chapel Hill | Ground Floor | 2016-10-27 | Low
No | 036348 | Tables, Examination/Treatment, Adjustable | 204-012 - Ritter 204 | V232641 | Midmark | Internal Medicine Chapel Hill | Akron | Chapel Hill Campus | Summa Health Chapel Hill | Ground Floor | 2016-10-27 | Low
No | 036351 | Tables, Examination/Treatment, Adjustable | 204-012 - Ritter 204 | V758017 | Midmark | Internal Medicine Chapel Hill | Akron | Chapel Hill Campus | Summa Health Chapel Hill | Ground Floor | 2016-10-27 | Low
No | 036354 | Tables, Examination/Treatment, Adjustable | 204-012 - Ritter 204 | V232676 | Midmark | Internal Medicine Chapel Hill | Akron | Chapel Hill Campus | Summa Health Chapel Hill | Ground Floor | 2016-10-27 | Low
No | 036358 | Tables, Examination/Treatment, Adjustable | 204-012 - Ritter 204 | V232691 | Midmark | Internal Medicine Chapel Hill | Akron | Chapel Hill Campus | Summa Health Chapel Hill | Ground Floor | 2016-10-27 | Low
No | 039275 | Tables, Examination/Treatment, Adjustable | 204-012 - Ritter 204 | V419884 | Midmark | Oncology | Barberton | Barberton Campus | Parkview Pavilion | Ground Floor | 2017-09-13 | Low
No | 039351 | Tables, Examination/Treatment, Adjustable | 204-012 - Ritter 204 | V863845 | Midmark | Barberton Oncology | Barberton | Barberton Campus | Parkview Pavilion | Ground Floor | 2017-09-13 | Low
No | 039360 | Tables, Examination/Treatment, Adjustable | 204-012 - Ritter 204 | V419917 | Midmark | Oncology | Barberton | Barberton Campus | Parkview Pavilion | Ground Floor | 2017-09-13 | Low
No | 039363 | Tables, Examination/Treatment, Adjustable | 204-012 - Ritter 204 | V419907 | Midmark | Oncology | Barberton | Barberton Campus | Parkview Pavilion | Ground Floor | 2017-09-13 | Low
No | 053253 | Tables, Examination/Treatment, Adjustable | 204-012 - Ritter 204 | V1303943 | Midmark | Internal Medicine Chapel Hill | Akron | Chapel Hill Campus | Summa Health Chapel Hill | Ground Floor | 2017-04-14 | Low
No | 053336 | Tables, Examination/Treatment, Adjustable | 204-012 - Ritter 204 | Unknown | Midmark | Internal Medicine Chapel Hill | Akron | Chapel Hill Campus | Summa Health Chapel Hill | Ground Floor | 2017-04-14 | Low
No | 053339 | Tables, Examination/Treatment, Adjustable | 204-012 - Ritter 204 | Unknown | Midmark | Internal Medicine Chapel Hill | Akron | Chapel Hill Campus | Summa Health Chapel Hill | Ground Floor | 2017-04-14 | Low
No | 053344 | Tables, Examination/Treatment, Adjustable | 204-012 - Ritter 204 | Unknown | Midmark | Internal Medicine Chapel Hill | Akron | Chapel Hill Campus | Summa Health Chapel Hill | Ground Floor | 2017-04-14 | Low
No | 053349 | Tables, Examination/Treatment, Adjustable | 204-012 - Ritter 204 | Unknown | Midmark | Internal Medicine Chapel Hill | Akron | Chapel Hill Campus | Summa Health Chapel Hill | Ground Floor | 2017-04-14 | Low
No | 053356 | Tables, Examination/Treatment, Adjustable | 204-012 - Ritter 204 | Unknown | Midmark | Internal Medicine Chapel Hill | Akron | Chapel Hill Campus | Summa Health Chapel Hill | Ground Floor | 2017-04-14 | Low
No | 026933 | Tables, Examination/Treatment, Adjustable | 222-015 - Ritter 222 | V1561388 | Midmark | Internal Medicine - Green | Barberton | Green Campus | Green Medical Center | Ground Floor | 2020-10-19 | Low
No | 033771 | Tables, Examination/Treatment, Adjustable | 222-015 - Ritter 222 | V1568922 | Midmark | Internal Medicine - Green | Barberton | Green Campus | Green Medical Center | Ground Floor | 2020-10-22 | Low
No | 033966 | Tables, Examination/Treatment, Adjustable | 222-015 - Ritter 222 | V913948 | Midmark | Medina Primary Care | Barberton | Medina Campus | Medina Medical Center | 3rd Floor | 2021-06-23 | Low
No | 033971 | Tables, Examination/Treatment, Adjustable | 222-015 - Ritter 222 | V969087 | Midmark | Medina Primary Care | Barberton | Medina Campus | Medina Medical Center | 3rd Floor | 2021-06-23 | Low
No | 033974 | Tables, Examination/Treatment, Adjustable | 222-015 - Ritter 222 | V913985 | Midmark | Medina Primary Care | Barberton | Medina Campus | Medina Medical Center | 3rd Floor | 2021-06-23 | Low
No | 033992 | Tables, Examination/Treatment, Adjustable | 222-015 - Ritter 222 | V962637 | Midmark | Medina Primary Care | Barberton | Medina Campus | Medina Medical Center | 3rd Floor | 2021-06-23 | Low
No | 033995 | Tables, Examination/Treatment, Adjustable | 222-015 - Ritter 222 | V962687 | Midmark | Medina Primary Care | Barberton | Medina Campus | Medina Medical Center | 3rd Floor | 2021-06-23 | Low
No | 043506 | Tables, Examination/Treatment, Adjustable | 222-015 - Ritter 222 | V962309 | Midmark | Medina Primary Care | Barberton | Medina Campus | Medina Medical Center | 3rd Floor | 2021-06-23 | Low
No | 043509 | Tables, Examination/Treatment, Adjustable | 222-015 - Ritter 222 | V962278 | Midmark | Medina Primary Care | Barberton | Medina Campus | Medina Medical Center | 3rd Floor | 2021-06-23 | Low
No | 043522 | Tables, Examination/Treatment, Adjustable | 222-015 - Ritter 222 | V840042 | Midmark | Medina Primary Care | Barberton | Medina Campus | Medina Medical Center | 3rd Floor | 2021-06-23 | Low
No | 043765 | Tables, Examination/Treatment, Adjustable | 222-015 - Ritter 222 | V840169 | Midmark | Medina Primary Care | Barberton | Medina Campus | Medina Medical Center | 3rd Floor | 2021-06-28 | Low
No | 057992 | Tables, Examination/Treatment, Adjustable | 222-015 - Ritter 222 | V264001 | Midmark | Urology - Wadsworth | Barberton | Wadsworth Campus | Founder's Hall | 3rd Floor | 2019-09-04 | Low
No | 058060 | Tables, Examination/Treatment, Adjustable | 222-015 - Ritter 222 | V563695 | Midmark | Urology - Wadsworth | Barberton | Wadsworth Campus | Founder's Hall | 3rd Floor | 2019-09-04 | Low
No | 058063 | Tables, Examination/Treatment, Adjustable | 222-015 - Ritter 222 | V563692 | Midmark | Wadsworth OB/GYN | Barberton | Wadsworth Campus | Founder's Hall | 3rd Floor | 2019-09-04 | Low
No | 058075 | Tables, Examination/Treatment, Adjustable | 222-015 - Ritter 222 | V563667 | Midmark | Wadsworth OB/GYN | Barberton | Wadsworth Campus | Founder's Hall | 3rd Floor | 2019-09-04 | Low
No | 058077 | Tables, Examination/Treatment, Adjustable | 222-015 - Ritter 222 | V264000 | Midmark | Wadsworth OB/GYN | Barberton | Wadsworth Campus | Founder's Hall | 3rd Floor | 2019-09-05 | Low
No | 058080 | Tables, Examination/Treatment, Adjustable | 222-015 - Ritter 222 | V560827 | Midmark | Wadsworth OB/GYN | Barberton | Wadsworth Campus | Founder's Hall | 3rd Floor | 2019-09-05 | Low
No | 058081 | Tables, Examination/Treatment, Adjustable | 222-015 - Ritter 222 | V563700 | Midmark | Wadsworth OB/GYN | Barberton | Wadsworth Campus | Founder's Hall | 3rd Floor | 2019-09-05 | Low
No | 058087 | Tables, Examination/Treatment, Adjustable | 222-015 - Ritter 222 | V563739 | Midmark | Wadsworth OB/GYN | Barberton | Wadsworth Campus | Founder's Hall | 3rd Floor | 2019-09-05 | Low
No | 059488 | Tables, Examination/Treatment, Adjustable | 222-015 - Ritter 222 | RK005084 | Midmark | Internal Medicine - Green | Barberton | Green Campus | Green Medical Center | Ground Floor | 2020-10-01 | Low
No | 059605 | Tables, Examination/Treatment, Adjustable | 222-015 - Ritter 222 | Unknown | Midmark | Urology - ACH | Akron | Akron City Campus | 95 Arch | 1st Floor | 2020-11-14 | Low
No | 059790 | Tables, Examination/Treatment, Adjustable | 222-015 - Ritter 222 | Unknown | Midmark | Urogynecology | Akron | Akron City Campus | 95 Arch | 2nd Floor | 2020-12-02 | Low
No | 059800 | Tables, Examination/Treatment, Adjustable | 222-015 - Ritter 222 | Unknown | Midmark | Urogynecology | Akron | Akron City Campus | 95 Arch | 2nd Floor | 2020-12-02 | Low
No | 059910 | Tables, Examination/Treatment, Adjustable | 222-015 - Ritter 222 | V962340 | Midmark | SHMG OB/GYN - Green | Barberton | Green Campus | Green Physician Office Building | 2nd Floor | 2021-01-22 | Low
No | 061801 | Tables, Examination/Treatment, Adjustable | 222-015 - Ritter 222 | V305694 | Midmark | New Seasons | Barberton | Non-Campus Sites - SBH | Equity Center | Ground Floor | 2023-05-04 12:16 | Low
No | 061806 | Tables, Examination/Treatment, Adjustable | 222-015 - Ritter 222 | V309953 | Midmark | New Seasons | Barberton | Non-Campus Sites - SBH | Equity Center | Ground Floor | 2023-05-04 12:15 | Low
No | 063047 | Tables, Examination/Treatment, Adjustable | 222-015 - Ritter 222 | V1865445 | Midmark | New Seasons | Barberton | Non-Campus Sites - SBH | Equity Center | Ground Floor | 2023-05-04 12:17 | Low
No | 063482 | Tables, Examination/Treatment, Adjustable | 222-015 - Ritter 222 | V912984 | Midmark | Cardiology | Barberton | Medina Campus | Medina Medical Center | 2nd Floor | 2023-11-15 14:00 | Low
No | 063499 | Tables, Examination/Treatment, Adjustable | 222-015 - Ritter 222 | V913576 | Midmark | Orthopedics - Medina | Barberton | Medina Campus | Medina Medical Center | 2nd Floor | 2023-11-14 15:07 | Low
No | 070434 | Tables, Examination/Treatment, Adjustable | 222-015 - Ritter 222 | V1012745 | Midmark | Pulmonary - Barberton | Barberton | Barberton Campus | Pulmonary Medicine | Ground Floor | 2024-06-12 | Low
No | 070436 | Tables, Examination/Treatment, Adjustable | 222-015 - Ritter 222 | V996658 | Midmark | Pulmonary - Barberton | Barberton | Barberton Campus | Pulmonary Medicine | Ground Floor | 2024-06-12 | Low
No | 070446 | Tables, Examination/Treatment, Adjustable | 222-015 - Ritter 222 | V996543 | Midmark | Pulmonary - Barberton | Barberton | Barberton Campus | Pulmonary Medicine | Ground Floor | 2024-06-12 | Low
No | 070448 | Tables, Examination/Treatment, Adjustable | 222-015 - Ritter 222 | V1012626 | Midmark | Pulmonary - Barberton | Barberton | Barberton Campus | Pulmonary Medicine | Ground Floor | 2024-06-12 | Low
No | 021029 | Tables, Examination/Treatment, Adjustable | 222-016 - Ritter 222 | V99932 | Midmark | Internal Medicine | Akron | Akron City Campus | 55 Arch | 1st Floor | 2005-03-08 | Low
No | 021030 | Tables, Examination/Treatment, Adjustable | 222-016 - Ritter 222 | V100553 | Midmark | Internal Medicine | Akron | Akron City Campus | 55 Arch | 1st Floor | 2005-03-08 | Low
No | 021032 | Tables, Examination/Treatment, Adjustable | 222-016 - Ritter 222 | V97563 | Midmark | Internal Medicine | Akron | Akron City Campus | 55 Arch | 1st Floor | 2005-03-08 | Low
No | 021034 | Tables, Examination/Treatment, Adjustable | 222-016 - Ritter 222 | V97767 | Midmark | Internal Medicine | Akron | Akron City Campus | 55 Arch | 1st Floor | 2005-03-08 | Low
No | 021035 | Tables, Examination/Treatment, Adjustable | 222-016 - Ritter 222 | V97764 | Midmark | Internal Medicine | Akron | Akron City Campus | 55 Arch | 1st Floor | 2005-03-08 | Low
No | 021036 | Tables, Examination/Treatment, Adjustable | 222-016 - Ritter 222 | V97766 | Midmark | Internal Medicine | Akron | Akron City Campus | 55 Arch | 1st Floor | 2005-03-08 | Low
No | 021037 | Tables, Examination/Treatment, Adjustable | 222-016 - Ritter 222 | V97562 | Midmark | Internal Medicine | Akron | Akron City Campus | 55 Arch | 1st Floor | 2005-03-08 | Low
No | 021038 | Tables, Examination/Treatment, Adjustable | 222-016 - Ritter 222 | V97763 | Midmark | Internal Medicine | Akron | Akron City Campus | 55 Arch | 1st Floor | 2005-03-08 | Low
No | 021039 | Tables, Examination/Treatment, Adjustable | 222-016 - Ritter 222 | V97559 | Midmark | Internal Medicine | Akron | Akron City Campus | 55 Arch | 1st Floor | 2005-03-08 | Low
No | 021040 | Tables, Examination/Treatment, Adjustable | 222-016 - Ritter 222 | V97560 | Midmark | Internal Medicine | Akron | Akron City Campus | 55 Arch | 1st Floor | 2005-03-08 | Low
No | 021041 | Tables, Examination/Treatment, Adjustable | 222-016 - Ritter 222 | V100715 | Midmark | Internal Medicine | Akron | Akron City Campus | 55 Arch | 1st Floor | 2005-03-08 | Low
No | 021042 | Tables, Examination/Treatment, Adjustable | 222-016 - Ritter 222 | V100716 | Midmark | Internal Medicine | Akron | Akron City Campus | 55 Arch | 1st Floor | 2005-03-08 | Low
No | 021043 | Tables, Examination/Treatment, Adjustable | 222-016 - Ritter 222 | V100552 | Midmark | Internal Medicine | Akron | Akron City Campus | 55 Arch | 1st Floor | 2005-03-08 | Low
No | 021044 | Tables, Examination/Treatment, Adjustable | 222-016 - Ritter 222 | V100714 | Midmark | Internal Medicine | Akron | Akron City Campus | 55 Arch | 1st Floor | 2005-03-08 | Low
No | 021045 | Tables, Examination/Treatment, Adjustable | 222-016 - Ritter 222 | V99934 | Midmark | Internal Medicine | Akron | Akron City Campus | 55 Arch | 1st Floor | 2005-03-08 | Low
No | 021046 | Tables, Examination/Treatment, Adjustable | 222-016 - Ritter 222 | V100555 | Midmark | Internal Medicine | Akron | Akron City Campus | 55 Arch | 1st Floor | 2005-03-08 | Low
No | 021048 | Tables, Examination/Treatment, Adjustable | 222-016 - Ritter 222 | V100713 | Midmark | Internal Medicine | Akron | Akron City Campus | 55 Arch | 1st Floor | 2005-03-08 | Low
No | 021049 | Tables, Examination/Treatment, Adjustable | 222-016 - Ritter 222 | V100712 | Midmark | Internal Medicine | Akron | Akron City Campus | 55 Arch | 1st Floor | 2005-03-08 | Low
No | 021050 | Tables, Examination/Treatment, Adjustable | 222-016 - Ritter 222 | V100554 | Midmark | Internal Medicine | Akron | Akron City Campus | 55 Arch | 1st Floor | 2005-03-08 | Low
No | 021052 | Tables, Examination/Treatment, Adjustable | 222-016 - Ritter 222 | V99931 | Midmark | Internal Medicine | Akron | Akron City Campus | 55 Arch | 1st Floor | 2005-03-08 | Low
No | 021053 | Tables, Examination/Treatment, Adjustable | 222-016 - Ritter 222 | V97765 | Midmark | Internal Medicine | Akron | Akron City Campus | 55 Arch | 1st Floor | 2005-03-08 | Low
No | 024031 | Tables, Examination/Treatment, Adjustable | 222-016 - Ritter 222 | V1770748 | Midmark | Internal Medicine - Green | Barberton | Green Campus | Green Medical Center | Ground Floor | 2020-11-17 | Low
No | 024477 | Tables, Examination/Treatment, Adjustable | 222-016 - Ritter 222 | V643687 | Midmark | Radiation Therapy - Akron | Akron | Akron City Campus | Cooper Cancer Center |  | 2008-09-24 | Low
No | 025769 | Tables, Examination/Treatment, Adjustable | 222-016 - Ritter 222 | V637352 | Midmark | Oncology | Akron | Akron City Campus | Cooper Cancer Center | 1st Floor | 2009-02-25 | Low
No | 025770 | Tables, Examination/Treatment, Adjustable | 222-016 - Ritter 222 | V643695 | Midmark | Oncology | Akron | Akron City Campus | Cooper Cancer Center | 1st Floor | 2009-02-25 | Low
No | 025783 | Tables, Examination/Treatment, Adjustable | 222-016 - Ritter 222 | V643732 | Midmark | Oncology | Akron | Akron City Campus | Cooper Cancer Center | 1st Floor | 2009-02-25 | Low
No | 025866 | Tables, Examination/Treatment, Adjustable | 222-016 - Ritter 222 | V692723 | Midmark | Medina OB/GYN | Barberton | Medina Campus | Medina Medical Center | 2nd Floor | 2009-09-18 | Low
No | 025925 | Tables, Examination/Treatment, Adjustable | 222-016 - Ritter 222 | V806488 | Midmark | GYN Oncology | Akron | Akron City Campus | Cooper Cancer Center | 2nd Floor | 2009-12-11 | Low
No | 025965 | Tables, Examination/Treatment, Adjustable | 222-016 - Ritter 222 | V840546 | Midmark | Women's Health Center | Akron | Akron City Campus | 75 Arch | Basement | 2010-03-17 | Low
No | 025967 | Tables, Examination/Treatment, Adjustable | 222-016 - Ritter 222 | V840727 | Midmark | Women's Health Center | Akron | Akron City Campus | 75 Arch | Basement | 2010-03-17 | Low
No | 025969 | Tables, Examination/Treatment, Adjustable | 222-016 - Ritter 222 | V80670 | Midmark | Women's Health Center | Akron | Akron City Campus | 75 Arch | Basement | 2010-03-17 | Low
No | 025971 | Tables, Examination/Treatment, Adjustable | 222-016 - Ritter 222 | V80623 | Midmark | Women's Health Center | Akron | Akron City Campus | 75 Arch | Basement | 2010-03-17 | Low
No | 025977 | Tables, Examination/Treatment, Adjustable | 222-016 - Ritter 222 | V840576 | Midmark | Women's Health Center | Akron | Akron City Campus | 75 Arch | Basement | 2010-03-17 | Low
No | 026942 | Tables, Examination/Treatment, Adjustable | 222-016 - Ritter 222 | V1568901 | Midmark | Internal Medicine - Green | Barberton | Green Campus | Green Medical Center | Ground Floor | 2020-10-19 | Low
No | 026994 | Tables, Examination/Treatment, Adjustable | 222-016 - Ritter 222 | V1568412 | Midmark | Internal Medicine - Green | Barberton | Green Campus | Green Medical Center | Ground Floor | 2020-10-19 | Low
No | 033265 | Tables, Examination/Treatment, Adjustable | 222-016 - Ritter 222 | V1568332 | Midmark | Cardiology | Barberton | Medina Campus | Medina Medical Center | 2nd Floor | 2016-03-11 | Low
No | 033271 | Tables, Examination/Treatment, Adjustable | 222-016 - Ritter 222 | V1568450 | Midmark | Multi Spec Ctr - Lake Medina Ste 250 | Barberton | Medina Campus | Medina Medical Center | 2nd Floor | 2016-03-11 | Low
No | 033274 | Tables, Examination/Treatment, Adjustable | 222-016 - Ritter 222 | V1542131 | Midmark | Multi Spec Ctr - Lake Medina Ste 250 | Barberton | Medina Campus | Medina Medical Center | 2nd Floor | 2016-03-11 | Low
No | 033280 | Tables, Examination/Treatment, Adjustable | 222-016 - Ritter 222 | V1542106 | Midmark | Multi Spec Ctr - Lake Medina Ste 250 | Barberton | Medina Campus | Medina Medical Center | 2nd Floor | 2016-03-11 | Low
No | 052082 | Tables, Examination/Treatment, Adjustable | 222-016 - Ritter 222 | V1926222 | Midmark | GYN Oncology | Akron | Akron City Campus | Cooper Cancer Center | 2nd Floor | 2017-12-20 | Low
No | 056555 | Tables, Examination/Treatment, Adjustable | 222-016 - Ritter 222 | V1827364 | Midmark | Center for Corporate Health | Akron | Cuyahoga Falls Campus | Cuyahoga Falls Medical Center | Ground Floor | 2019-05-01 | Low
No | 057955 | Tables, Examination/Treatment, Adjustable | 222-016 - Ritter 222 | V1823712 | Midmark | Urology - SBH | Barberton | Barberton Campus | Tuscora Park Pavilion | Ground Floor | 2019-08-15 | Low
No | 057957 | Tables, Examination/Treatment, Adjustable | 222-016 - Ritter 222 | Unknown | Midmark | Urology - SBH | Barberton | Barberton Campus | Tuscora Park Pavilion | Ground Floor | 2019-08-15 | Low
No | 059630 | Tables, Examination/Treatment, Adjustable | 222-016 - Ritter 222 | Unknown | Midmark | Urology - ACH | Akron | Akron City Campus | 95 Arch | 1st Floor | 2020-11-14 | Low
No | 059636 | Tables, Examination/Treatment, Adjustable | 222-016 - Ritter 222 | V1823726 | Midmark | Urology - ACH | Akron | Akron City Campus | 95 Arch | 1st Floor | 2020-11-14 | Low
No | 059660 | Tables, Examination/Treatment, Adjustable | 222-016 - Ritter 222 | V1823776 | Midmark | Urology - ACH | Akron | Akron City Campus | 95 Arch | 1st Floor | 2020-11-10 | Low
No | 063889 | Tables, Examination/Treatment, Adjustable | 222-016 - Ritter 222 | V1723799 | Midmark | NEOCS Cardiology - White Pond | Barberton | White Pond Campus | White Pond Medical Center | 3rd Floor | 2024-06-04 15:50 | Low
No | 063890 | Tables, Examination/Treatment, Adjustable | 222-016 - Ritter 222 | V1742383 | Midmark | NEOCS Cardiology - White Pond | Barberton | White Pond Campus | White Pond Medical Center | 3rd Floor | 2024-06-04 15:41 | Low
No | 023650 | Tables, Examination/Treatment, Adjustable | 224-002 - Ritter 224 | Unknown | Midmark | SHMG OB/GYN - Stow | Akron | Stow-Kent Campus | Stow-Kent Medical Center | 2nd Floor | 2021-07-19 | Low
No | 023676 | Tables, Examination/Treatment, Adjustable | 224-002 - Ritter 224 | V2271471 | Midmark | Family Practice - AES | Akron | Non-Campus Sites | AES Family Medicine | 2nd Floor | 2021-03-31 | Low
No | 023693 | Tables, Examination/Treatment, Adjustable | 224-002 - Ritter 224 | V2271669 | Midmark | Family Practice - AES | Akron | Non-Campus Sites | AES Family Medicine | 2nd Floor | 2021-06-10 | Low
No | 026983 | Tables, Examination/Treatment, Adjustable | 224-002 - Ritter 224 | V2223168 | Midmark | Tallmadge Urgent Care | Akron | Tallmadge Campus | Tallmadge Medical Center | 1st Floor | 2020-09-23 | Low
No | 039503 | Tables, Examination/Treatment, Adjustable | 224-002 - Ritter 224 | v2333899 | Midmark | Neurology Outpatient - SB | Barberton | Barberton Campus | Tuscora Park Pavilion | 1st Floor | 2021-07-23 | Low
No | 043591 | Tables, Examination/Treatment, Adjustable | 224-002 - Ritter 224 | Unknown | Midmark | Stow/Kent Urgent Care | Akron | Stow-Kent Campus | Stow-Kent Medical Center | 1st Floor | 2021-07-22 | Low
No | 043603 | Tables, Examination/Treatment, Adjustable | 224-002 - Ritter 224 | Unknown | Midmark | Urology - Stow | Akron | Stow-Kent Campus | Stow-Kent Medical Center | 2nd Floor | 2021-07-19 | Low
No | 043604 | Tables, Examination/Treatment, Adjustable | 224-002 - Ritter 224 | Unknown | Midmark | SHMG OB/GYN - Stow | Akron | Stow-Kent Campus | Stow-Kent Medical Center | 2nd Floor | 2021-07-19 | Low
No | 043605 | Tables, Examination/Treatment, Adjustable | 224-002 - Ritter 224 | Unknown | Midmark | SHMG OB/GYN - Stow | Akron | Stow-Kent Campus | Stow-Kent Medical Center | 2nd Floor | 2021-07-22 | Low
No | 043606 | Tables, Examination/Treatment, Adjustable | 224-002 - Ritter 224 | Unknown | Midmark | SHMG OB/GYN - Stow | Akron | Stow-Kent Campus | Stow-Kent Medical Center | 2nd Floor | 2021-06-21 | Low
No | 043607 | Tables, Examination/Treatment, Adjustable | 224-002 - Ritter 224 | Unknown | Midmark | SHMG OB/GYN - Stow | Akron | Stow-Kent Campus | Stow-Kent Medical Center | 2nd Floor | 2021-06-21 | Low
No | 043608 | Tables, Examination/Treatment, Adjustable | 224-002 - Ritter 224 | V2316135 | Midmark | SHMG OB/GYN - Stow | Akron | Stow-Kent Campus | Stow-Kent Medical Center | 2nd Floor | 2021-06-21 | Low
No | 043609 | Tables, Examination/Treatment, Adjustable | 224-002 - Ritter 224 | Unknown | Midmark | SHMG OB/GYN - Stow | Akron | Stow-Kent Campus | Stow-Kent Medical Center | 2nd Floor | 2021-06-21 | Low
No | 043610 | Tables, Examination/Treatment, Adjustable | 224-002 - Ritter 224 | V2315636 | Midmark | Internal Medicine - Stow | Akron | Stow-Kent Campus | Stow-Kent Medical Center | 2nd Floor | 2021-06-21 | Low
No | 043623 | Tables, Examination/Treatment, Adjustable | 224-002 - Ritter 224 | V2315951 | Midmark | Urology - Stow | Akron | Stow-Kent Campus | Stow-Kent Medical Center | 2nd Floor | 2021-07-22 | Low
No | 043651 | Tables, Examination/Treatment, Adjustable | 224-002 - Ritter 224 | V2315699 | Midmark | Internal Medicine - Stow | Akron | Stow-Kent Campus | Stow-Kent Medical Center | 2nd Floor | 2021-07-12 | Low
No | 043672 | Tables, Examination/Treatment, Adjustable | 224-002 - Ritter 224 | V2316099 | Midmark | Pulmonary - Stow | Akron | Stow-Kent Campus | Stow-Kent Medical Center | 2nd Floor | 2021-06-21 | Low
No | 043673 | Tables, Examination/Treatment, Adjustable | 224-002 - Ritter 224 | V2315623 | Midmark | Neurology Outpatient - Stow | Akron | Stow-Kent Campus | Stow-Kent Medical Center | 2nd Floor | 2021-06-21 | Low
No | 043675 | Tables, Examination/Treatment, Adjustable | 224-002 - Ritter 224 | V2315745 | Midmark | Neurology Outpatient - Stow | Akron | Stow-Kent Campus | Stow-Kent Medical Center | 2nd Floor | 2021-06-21 | Low
No | 043677 | Tables, Examination/Treatment, Adjustable | 224-002 - Ritter 224 | V2316151 | Midmark | Neurology Outpatient - Stow | Akron | Stow-Kent Campus | Stow-Kent Medical Center | 2nd Floor | 2021-06-21 | Low
No | 043680 | Tables, Examination/Treatment, Adjustable | 224-002 - Ritter 224 | V2315759 | Midmark | Urology - Stow | Akron | Stow-Kent Campus | Stow-Kent Medical Center | 2nd Floor | 2021-06-21 | Low
No | 043682 | Tables, Examination/Treatment, Adjustable | 224-002 - Ritter 224 | V2316180 | Midmark | Urology - Stow | Akron | Stow-Kent Campus | Stow-Kent Medical Center | 2nd Floor | 2021-06-21 | Low
No | 043683 | Tables, Examination/Treatment, Adjustable | 224-002 - Ritter 224 | V23116158 | Midmark | SHMG OB/GYN - Stow | Akron | Stow-Kent Campus | Stow-Kent Medical Center | 2nd Floor | 2021-06-21 | Low
No | 043684 | Tables, Examination/Treatment, Adjustable | 224-002 - Ritter 224 | V2315714 | Midmark | Urology - Stow | Akron | Stow-Kent Campus | Stow-Kent Medical Center | 2nd Floor | 2021-06-21 | Low
No | 043686 | Tables, Examination/Treatment, Adjustable | 224-002 - Ritter 224 | V2316171 | Midmark | SHMG OB/GYN - Stow | Akron | Stow-Kent Campus | Stow-Kent Medical Center | 2nd Floor | 2021-06-21 | Low
No | 056523 | Tables, Examination/Treatment, Adjustable | 224-002 - Ritter 224 | V2081995 | Midmark | Green Urgent Care | Barberton | Green Campus | Green Urgent Care | Ground Floor | 2019-04-25 | Low
No | 056529 | Tables, Examination/Treatment, Adjustable | 224-002 - Ritter 224 | V2081999 | Midmark | Green Urgent Care | Barberton | Green Campus | Green Urgent Care | Ground Floor | 2019-04-25 | Low
No | 057970 | Tables, Examination/Treatment, Adjustable | 224-002 - Ritter 224 | V2081504 | Midmark | Urology - Green | Barberton | Green Campus | Green Physician Office Building | 1st Floor | 2019-08-31 | Low
No | 057974 | Tables, Examination/Treatment, Adjustable | 224-002 - Ritter 224 | V2081527 | Midmark | Urology - Green | Barberton | Green Campus | Green Physician Office Building | 1st Floor | 2019-08-31 | Low
No | 058465 | Tables, Examination/Treatment, Adjustable | 224-002 - Ritter 224 | V2102546 | Midmark | Pride Clinic | Akron | Chapel Hill Campus | Summa Health Chapel Hill | Ground Floor | 2019-10-30 | Low
No | 058468 | Tables, Examination/Treatment, Adjustable | 224-002 - Ritter 224 | V2109022 | Midmark | Pride Clinic | Akron | Chapel Hill Campus | Summa Health Chapel Hill | Ground Floor | 2019-10-30 | Low
No | 059268 | Tables, Examination/Treatment, Adjustable | 224-002 - Ritter 224 | V2228827 | Midmark | Pelvic Health | Akron | Akron City Campus | 95 Arch | 2nd Floor | 2020-09-09 | Low
No | 059614 | Tables, Examination/Treatment, Adjustable | 224-002 - Ritter 224 | V2088822 | Midmark | Urology - ACH | Akron | Akron City Campus | 95 Arch | 1st Floor | 2020-12-14 | Low
No | 059615 | Tables, Examination/Treatment, Adjustable | 224-002 - Ritter 224 | V2088801 | Midmark | Urology - ACH | Akron | Akron City Campus | 95 Arch | 1st Floor | 2020-11-14 | Low
No | 059621 | Tables, Examination/Treatment, Adjustable | 224-002 - Ritter 224 | V2088747 | Midmark | Urology - ACH | Akron | Akron City Campus | 95 Arch | 1st Floor | 2020-11-14 | Low
No | 059628 | Tables, Examination/Treatment, Adjustable | 224-002 - Ritter 224 | V2160873 | Midmark | Urology - ACH | Akron | Akron City Campus | 95 Arch | 1st Floor | 2020-11-14 | Low
No | 059668 | Tables, Examination/Treatment, Adjustable | 224-002 - Ritter 224 | V2109099 | Midmark | Urology - ACH | Akron | Akron City Campus | 95 Arch | 1st Floor | 2020-11-10 | Low
No | 059699 | Tables, Examination/Treatment, Adjustable | 224-002 - Ritter 224 | V2103618 | Midmark | Urology - ACH | Akron | Akron City Campus | 95 Arch | 1st Floor | 2020-12-10 | Low
No | 059731 | Tables, Examination/Treatment, Adjustable | 224-002 - Ritter 224 | V2238536 | Midmark | Cardiothoracic Surgery | Akron | Akron City Campus | 75 Arch | 3rd Floor | 2020-11-18 | Low
No | 059734 | Tables, Examination/Treatment, Adjustable | 224-002 - Ritter 224 | V2238479 | Midmark | Cardiothoracic Surgery | Akron | Akron City Campus | 75 Arch | 3rd Floor | 2020-11-18 | Low
No | 061256 | Tables, Examination/Treatment, Adjustable | 224-002 - Ritter 224 | V2229239 | Midmark | Urology - ACH | Akron | Akron City Campus | 95 Arch | 1st Floor | 2020-12-14 | Low
No | 061259 | Tables, Examination/Treatment, Adjustable | 224-002 - Ritter 224 | V2358906 | Midmark | Urology - ACH | Akron | Akron City Campus | 95 Arch | 1st Floor | 2020-12-14 | Low
No | 061260 | Tables, Examination/Treatment, Adjustable | 224-002 - Ritter 224 | V2359276 | Midmark | Urology - ACH | Akron | Akron City Campus | 95 Arch | 1st Floor | 2020-12-14 | Low
No | 062747 | Tables, Examination/Treatment, Adjustable | 224-002 - Ritter 224 | V2404825 | Midmark | SHMG OB/GYN - Cuyahoga Falls | Akron | Cuyahoga Falls Campus | Cuyahoga Falls Medical Center |  | 2023-01-13 11:40 | Low
No | 062808 | Tables, Examination/Treatment, Adjustable | 224-002 - Ritter 224 | V2466725 | Midmark | SHMG OB/GYN - Cuyahoga Falls | Akron | Cuyahoga Falls Campus | Cuyahoga Falls Medical Center |  | 2023-01-13 12:56 | Low
No | 063037 | Tables, Examination/Treatment, Adjustable | 224-002 - Ritter 224 | V2240224 | Midmark | Internal Medicine - ACH | Akron | Akron City Campus | 75 Arch | 4th Floor | 2023-03-22 09:20 | Low
No | 063040 | Tables, Examination/Treatment, Adjustable | 224-002 - Ritter 224 | V2207074 | Midmark | Internal Medicine - ACH | Akron | Akron City Campus | 75 Arch | 4th Floor | 2023-03-27 13:18 | Low
No | 063048 | Tables, Examination/Treatment, Adjustable | 224-002 - Ritter 224 | NA | Midmark | New Seasons | Barberton | Non-Campus Sites - SBH | Equity Center | Ground Floor | 2023-05-04 12:15 | Low
No | 063065 | Tables, Examination/Treatment, Adjustable | 224-002 - Ritter 224 | V2361872 | Midmark | Rehab Services OP - Spine Inst | Akron | Fairlawn Campus | Spine and Neuroscience Center | Ground Floor | 2023-03-24 12:03 | Low
No | 063066 | Tables, Examination/Treatment, Adjustable | 224-002 - Ritter 224 | V2411267 | Midmark | Rehab Services OP - Spine Inst | Akron | Fairlawn Campus | Spine and Neuroscience Center | Ground Floor | 2023-03-24 11:54 | Low
No | 063095 | Tables, Examination/Treatment, Adjustable | 224-002 - Ritter 224 | V2560170 | Midmark | GYN Oncology | Akron | Akron City Campus | Cooper Cancer Center | 2nd Floor | 2023-04-06 06:21 | Low
No | 063096 | Tables, Examination/Treatment, Adjustable | 224-002 - Ritter 224 | V2545075 | Midmark | GYN Oncology | Akron | Akron City Campus | Cooper Cancer Center | 2nd Floor | 2023-04-06 06:22 | Low
No | 063098 | Tables, Examination/Treatment, Adjustable | 224-002 - Ritter 224 | V254069 | Midmark | GYN Oncology | Akron | Akron City Campus | Cooper Cancer Center | 2nd Floor | 2023-04-06 06:21 | Low
No | 063103 | Tables, Examination/Treatment, Adjustable | 224-002 - Ritter 224 | V2545078 | Midmark | GYN Oncology | Akron | Akron City Campus | Cooper Cancer Center | 2nd Floor | 2023-04-06 06:20 | Low
No | 063104 | Tables, Examination/Treatment, Adjustable | 224-002 - Ritter 224 | V2545184 | Midmark | GYN Oncology | Akron | Akron City Campus | Cooper Cancer Center | 2nd Floor | 2023-04-06 06:21 | Low
No | 063105 | Tables, Examination/Treatment, Adjustable | 224-002 - Ritter 224 | V2545081 | Midmark | GYN Oncology | Akron | Akron City Campus | Cooper Cancer Center | 2nd Floor | 2023-04-06 06:21 | Low
No | 063106 | Tables, Examination/Treatment, Adjustable | 224-002 - Ritter 224 | V2545101 | Midmark | GYN Oncology | Akron | Akron City Campus | Cooper Cancer Center | 2nd Floor | 2023-04-06 06:20 | Low
No | 063107 | Tables, Examination/Treatment, Adjustable | 224-002 - Ritter 224 | V2435309 | Midmark | GYN Oncology | Akron | Akron City Campus | Cooper Cancer Center | 2nd Floor | 2023-04-06 06:19 | Low
No | 063108 | Tables, Examination/Treatment, Adjustable | 224-002 - Ritter 224 | V2544140 | Midmark | GYN Oncology | Akron | Akron City Campus | Cooper Cancer Center | 2nd Floor | 2023-04-06 06:20 | Low
No | 063270 | Tables, Examination/Treatment, Adjustable | 224-002 - Ritter 224 | V2315653 | Midmark | SHMG BH Stow/Kent | Akron | Stow-Kent Campus | Stow-Kent Medical Center | 1st Floor | 2023-06-20 07:38 | Low
No | 063356 | Tables, Examination/Treatment, Adjustable | 224-002 - Ritter 224 | V2598645 | Midmark | Trauma | Akron | Akron City Campus | 75 Arch | 4th Floor | 2023-07-27 15:15 | Low
No | 063658 | Tables, Examination/Treatment, Adjustable | 224-002 - Ritter 224 | V2411197 | Midmark | Medina Primary Care | Barberton | Medina Campus | Medina Medical Center | 3rd Floor | 2023-11-20 14:09 | Low
No | 063659 | Tables, Examination/Treatment, Adjustable | 224-002 - Ritter 224 | V2425878 | Midmark | Medina Primary Care | Barberton | Medina Campus | Medina Medical Center | 3rd Floor | 2023-11-20 14:08 | Low
No | 063681 | Tables, Examination/Treatment, Adjustable | 224-002 - Ritter 224 | V2361802 | Midmark | Medina Primary Care | Barberton | Medina Campus | Medina Medical Center | 3rd Floor | 2023-11-21 16:04 | Low
No | 065054 | Tables, Examination/Treatment, Adjustable | 224-002 - Ritter 224 | V2553274 | Midmark | Pride Clinic | Akron | Chapel Hill Campus | Summa Health Chapel Hill | Ground Floor | 2025-02-28 06:46 | Low
No | 065061 | Tables, Examination/Treatment, Adjustable | 224-002 - Ritter 224 | V2727151 | Midmark | Pride Clinic | Akron | Chapel Hill Campus | Summa Health Chapel Hill | Ground Floor | 2025-02-28 06:46 | Low
No | 065210 | Tables, Examination/Treatment, Adjustable | 224-002 - Ritter 224 | V2727116 | Midmark | Pride Clinic | Akron | Chapel Hill Campus | Summa Health Chapel Hill | Ground Floor | 2025-02-28 06:46 | Low
No | 065227 | Tables, Examination/Treatment, Adjustable | 224-002 - Ritter 224 | V2432664 | Midmark | Pride Clinic | Akron | Chapel Hill Campus | Summa Health Chapel Hill | Ground Floor | 2025-02-28 06:46 | Low
No | 070026 | Tables, Examination/Treatment, Adjustable | 224-002 - Ritter 224 | V2410843 | Midmark | Breast Center - SB | Barberton | Barberton Campus | Parkview Pavilion |  | 2023-03-24 14:40 | Low
No | 070296 | Tables, Examination/Treatment, Adjustable | 224-002 - Ritter 224 | V2426060 | Midmark | Pulmonary - Portage Lakes | Barberton | Portage Lakes Campus | Summa Health Portage Lakes Medical Center | Ground Floor | 2023-10-13 09:35 | Low
No | 039190 | Tables, Examination/Treatment, Adjustable | 225-002 - Ritter 225 | V2251829 | Midmark | Family Practice Center - SB | Barberton | Barberton Campus | Summa Barberton Hospital | 1st Floor | 2021-02-18 | Low
No | 060503 | Tables, Examination/Treatment, Adjustable | 225-002 - Ritter 225 | V2285610 | Midmark | Internal Medicine | Akron | Akron City Campus | 55 Arch | 1st Floor | 2021-07-19 | Low
No | 063013 | Tables, Examination/Treatment, Adjustable | 225-002 - Ritter 225 | V1743435 | Midmark | Urogynecology | Akron | Akron City Campus | 95 Arch | 2nd Floor | 2023-06-28 13:47 | Low
No | 057276 | Tables, Examination/Treatment, Adjustable | 244-01 - Ritter 244 | 181201297 | Midmark | Preadmission Testing | Akron | Akron City Campus | H Tower | Ground Floor | 2019-05-10 | Low
No | 057277 | Tables, Examination/Treatment, Adjustable | 244-01 - Ritter 244 | 181200151 | Midmark | Preadmission Testing | Akron | Akron City Campus | H Tower | Ground Floor | 2019-05-10 | Low
No | 057278 | Tables, Examination/Treatment, Adjustable | 244-01 - Ritter 244 | 182301408 | Midmark | Preadmission Testing | Akron | Akron City Campus | H Tower | Ground Floor | 2019-05-10 | Low
No | 057279 | Tables, Examination/Treatment, Adjustable | 244-01 - Ritter 244 | 182401416 | Midmark | Preadmission Testing | Akron | Akron City Campus | H Tower | Ground Floor | 2019-05-10 | Low
No | 057280 | Tables, Examination/Treatment, Adjustable | 244-01 - Ritter 244 | 182301407 | Midmark | Preadmission Testing | Akron | Akron City Campus | H Tower | Ground Floor | 2019-05-10 | Low
No | 057281 | Tables, Examination/Treatment, Adjustable | 244-01 - Ritter 244 | 182301406 | Midmark | Preadmission Testing | Akron | Akron City Campus | H Tower | Ground Floor | 2019-05-10 | Low
No | 057282 | Tables, Examination/Treatment, Adjustable | 244-01 - Ritter 244 | 182301403 | Midmark | Preadmission Testing | Akron | Akron City Campus | H Tower | Ground Floor | 2019-05-10 | Low
No | 057283 | Tables, Examination/Treatment, Adjustable | 244-01 - Ritter 244 | 181200152 | Midmark | Preadmission Testing | Akron | Akron City Campus | H Tower | Ground Floor | 2019-05-10 | Low
No | 057284 | Tables, Examination/Treatment, Adjustable | 244-01 - Ritter 244 | 182301404 | Midmark | Preadmission Testing | Akron | Akron City Campus | H Tower | Ground Floor | 2019-05-10 | Low
No | 057285 | Tables, Examination/Treatment, Adjustable | 244-01 - Ritter 244 | 182401420 | Midmark | Preadmission Testing | Akron | Akron City Campus | H Tower | Ground Floor | 2019-05-10 | Low
No | 057286 | Tables, Examination/Treatment, Adjustable | 244-01 - Ritter 244 | 181801287 | Midmark | Preadmission Testing | Akron | Akron City Campus | H Tower | Ground Floor | 2019-05-10 | Low
No | 057287 | Tables, Examination/Treatment, Adjustable | 244-01 - Ritter 244 | 182301405 | Midmark | Preadmission Testing | Akron | Akron City Campus | H Tower | Ground Floor | 2019-05-10 | Low
No | 061849 | Tables, Examination/Treatment, Adjustable | 244-01 - Ritter 244 | NA | Midmark | New Seasons | Barberton | Non-Campus Sites - SBH | Equity Center | Ground Floor | 2023-05-04 12:15 | Low
No | 063230 | Tables, Examination/Treatment, Adjustable | 244-01 - Ritter 244 | 2233903437 | Midmark | SHMG Plastic - AES | Akron | Non-Campus Sites | AES Family Medicine | 1st Floor | 2023-07-13 14:57 | Low
No | 070313 | Tables, Examination/Treatment, Adjustable | 244-01 - Ritter 244 | 181801286 | Midmark | Preadmission Testing - SB | Barberton | Barberton Campus | Summa Barberton Hospital | Ground Floor | 2023-09-18 | Low
No | 070317 | Tables, Examination/Treatment, Adjustable | 244-01 - Ritter 244 | 181801285 | Midmark | Preadmission Testing - SB | Barberton | Barberton Campus | Summa Barberton Hospital | Ground Floor | 2023-09-18 | Low
No | 070319 | Tables, Examination/Treatment, Adjustable | 244-01 - Ritter 244 | 181200153 | Midmark | Preadmission Testing - SB | Barberton | Barberton Campus | Summa Barberton Hospital | Ground Floor | 2023-09-18 | Low
No | 070812 | Tables, Examination/Treatment, Adjustable | 244-01 - Ritter 244 | 241401614 | Midmark | Orthopedics - Green | Barberton | Green Campus | 1790 Graybill Road | 1st Floor | 2025-01-24 14:05 | Low
No | 070813 | Tables, Examination/Treatment, Adjustable | 244-01 - Ritter 244 | 241401613 | Midmark | Orthopedics - Green | Barberton | Green Campus | 1790 Graybill Road | 1st Floor | 2025-01-24 14:05 | Low
No | 039634 | Tables, Examination/Treatment, Adjustable | 4000-07-LSR106 | BT008797 | The Brewer Company | NEOCS Cardiology - SBH | Barberton | Barberton Campus | Summa Barberton Hospital | 1st Floor | 2022-01-25 | Low
No | 039635 | Tables, Examination/Treatment, Adjustable | 4000-07-LSR106 | BT006572 | The Brewer Company | NEOCS Cardiology - SBH | Barberton | Barberton Campus | Summa Barberton Hospital | 1st Floor | 2022-01-25 | Low
No | 030610 | Tables, Examination/Treatment, Adjustable | 404-001 - Ritter 404 | AV008315 | Midmark | Dermatology - Park West | Barberton | White Pond Campus | White Pond Medical Center | 2nd Floor | 2012-04-16 | Low
No | 024005 | Tables, Examination/Treatment, Adjustable | 4040-650-100 - 4040 Power Back Exam Table | 124335-0001 | UMF Medical | Neurology Outpatient | Akron | Akron City Campus | 75 Arch | 2nd Floor | 2024-11-12 08:22 | Low
No | 021618 | Tables, Examination/Treatment, Adjustable | 4070-650-100 - Power Exam Table | 78513C | UMF Medical | Family Medicine Center | Akron | Akron City Campus | 55 Arch | 3rd Floor | 2006-05-02 | Low
No | 021627 | Tables, Examination/Treatment, Adjustable | 4070-650-100 - Power Exam Table | 78513E | UMF Medical | Family Medicine Center | Akron | Akron City Campus | 55 Arch | 3rd Floor | 2006-05-02 | Low
No | 021634 | Tables, Examination/Treatment, Adjustable | 4070-650-100 - Power Exam Table | 78513D | UMF Medical | Family Medicine Center | Akron | Akron City Campus | 55 Arch | 3rd Floor | 2006-05-02 | Low
No | 026603 | Tables, Examination/Treatment, Adjustable | 4070-650-100 - Power Exam Table | 86788D | UMF Medical | Center for Senior Health | Akron | Akron City Campus | 75 Arch | Ground Floor | 2008-06-09 | Low
No | 026604 | Tables, Examination/Treatment, Adjustable | 4070-650-100 - Power Exam Table | 86788C | UMF Medical | Center for Senior Health | Akron | Akron City Campus | 75 Arch | Ground Floor | 2008-06-09 | Low
No | 026607 | Tables, Examination/Treatment, Adjustable | 4070-650-100 - Power Exam Table | 86788A | UMF Medical | Center for Senior Health | Akron | Akron City Campus | 75 Arch | Ground Floor | 2008-06-09 | Low
No | 028170 | Tables, Examination/Treatment, Adjustable | 4070-650-100 - Power Exam Table | 86788B | UMF Medical | Center for Senior Health | Akron | Akron City Campus | 75 Arch | Ground Floor | 2012-04-09 | Low
No | 056743 | Tables, Examination/Treatment, Adjustable | 4070-650-100 - Power Exam Table | 137673-0001 | UMF Medical | Internal Medicine - ACH | Akron | Akron City Campus | 75 Arch | 4th Floor | 2019-04-04 | Low
No | 061369 | Tables, Examination/Treatment, Adjustable | 4070-650-100 - Power Exam Table | 126069-0001 | UMF Medical | Dermatology - Park West | Barberton | White Pond Campus | White Pond Medical Center | 2nd Floor | 2024-02-29 08:01 | Low
No | 057460 | Tables, Examination/Treatment, Adjustable | 460PS - High/Low Power Table | 0000000000111 | Intensa | Breast Center | Akron | Akron City Campus | H Tower | Ground Floor | 2019-05-28 | Low
No | 057472 | Tables, Examination/Treatment, Adjustable | 460PS - High/Low Power Table | 12480 | Intensa | Breast Center | Akron | Akron City Campus | H Tower | Ground Floor | 2019-05-28 | Low
No | 057473 | Tables, Examination/Treatment, Adjustable | 460PS - High/Low Power Table | 12482 | Intensa | Breast Center | Akron | Akron City Campus | H Tower | Ground Floor | 2019-05-28 | Low
No | 057474 | Tables, Examination/Treatment, Adjustable | 460PS - High/Low Power Table | 12483 | Intensa | Breast Center | Akron | Akron City Campus | H Tower | Ground Floor | 2019-05-28 | Low
No | 059519 | Tables, Examination/Treatment, Adjustable | 460PS - High/Low Power Table | 6240982 | Intensa | Breast Center | Akron | Akron City Campus | H Tower | Ground Floor | 2021-05-07 | Low
No | 059520 | Tables, Examination/Treatment, Adjustable | 460PS - High/Low Power Table | 6241893 | Intensa | Breast Center | Akron | Akron City Campus | H Tower | Ground Floor | 2021-05-07 | Low
No | 059521 | Tables, Examination/Treatment, Adjustable | 460PS - High/Low Power Table | unknown 1 | Intensa | Breast Center | Akron | Akron City Campus | H Tower | Ground Floor | 2021-05-07 | Low
No | 059522 | Tables, Examination/Treatment, Adjustable | 460PS - High/Low Power Table | UNKNOWN 3 | Intensa | Breast Center | Akron | Akron City Campus | H Tower | Ground Floor | 2021-05-07 | Low
No | 059523 | Tables, Examination/Treatment, Adjustable | 460PS - High/Low Power Table | UNKNOWN 4 | Intensa | Breast Center | Akron | Akron City Campus | H Tower | Ground Floor | 2021-05-07 | Low
No | 059524 | Tables, Examination/Treatment, Adjustable | 460PS - High/Low Power Table | UNKNOWN 5 | Intensa | Breast Center | Akron | Akron City Campus | H Tower | Ground Floor | 2021-05-07 | Low
No | 063832 | Tables, Examination/Treatment, Adjustable | 460PS - High/Low Power Table | INT233175547 | Intensa | Medina OB/GYN | Barberton | Medina Campus | Medina Medical Center | 2nd Floor | 2024-02-08 07:02 | Low
No | 026893 | Tables, Examination/Treatment, Adjustable | 625-001 - Ritter 625 | V928393 | Midmark | Urgent Care - Fairlawn | Akron | Fairlawn Campus | Fairlawn Urgent Care | Ground Floor | 2020-03-26 | Low
No | 033257 | Tables, Examination/Treatment, Adjustable | 625-001 - Ritter 625 | V1718216 | Midmark | Family Medicine Center | Akron | Akron City Campus | 55 Arch | 3rd Floor | 2016-03-04 | Low
No | 034983 | Tables, Examination/Treatment, Adjustable | 625-001 - Ritter 625 | V1691668 | Midmark | Internal Medicine | Akron | Akron City Campus | 55 Arch | 1st Floor | 2021-07-19 | Low
No | 039177 | Tables, Examination/Treatment, Adjustable | 625-001 - Ritter 625 | V1667543 | Midmark | Family Practice Center - SB | Barberton | Barberton Campus | Summa Barberton Hospital | 1st Floor | 2015-10-29 | Low
No | 050462 | Tables, Examination/Treatment, Adjustable | 625-001 - Ritter 625 | V1811761 | Midmark | Maternal Fetal Medicine | Akron | Akron City Campus | 75 Arch | 1st Floor | 2017-03-29 | Low
No | 059651 | Tables, Examination/Treatment, Adjustable | 625-001 - Ritter 625 | V1761673 | Midmark | Urology - ACH | Akron | Akron City Campus | 95 Arch | 1st Floor | 2020-11-10 | Low
No | 035008 | Tables, Examination/Treatment, Adjustable | 85300 - Power Table/Couch | C-2712 | Clinton Industries, Inc. | Breast Center | Akron | Akron City Campus | H Tower | Ground Floor | 2017-08-01 | Low
No | 035011 | Tables, Examination/Treatment, Adjustable | 85300 - Power Table/Couch | C-0689 | Clinton Industries, Inc. | Breast Center | Akron | Akron City Campus | H Tower | Ground Floor | 2017-08-01 | Low
No | 055617 | Tables, Examination/Treatment, Adjustable | 85300 - Power Table/Couch | UNKNOWN | Clinton Industries, Inc. | Breast Center | Akron | Akron City Campus | H Tower | Ground Floor | 2021-05-18 | Low
No | 056435 | Tables, Examination/Treatment, Adjustable | 85300 - Power Table/Couch | C-2714 | Clinton Industries, Inc. | Breast Center | Akron | Akron City Campus | H Tower | Ground Floor | 2019-08-01 | Low
No | 056436 | Tables, Examination/Treatment, Adjustable | 85300 - Power Table/Couch | C-2715 | Clinton Industries, Inc. | Breast Center | Akron | Akron City Campus | H Tower | Ground Floor | 2019-08-01 | Low
No | 043799 | Tables, Examination/Treatment, Adjustable | 9259-86 - Extra Wide Exam Table | 1826 | Sammons Preston | Rehab Services OP - NEOMED | Akron | Rootstown Campus | Summa Health Therapy at Rootstown | Ground Floor | 2021-07-19 | Low
No | 035514 | Tables, Examination/Treatment, Adjustable | 961204C - Metron Elite Aster 3-Section Table With Roll | MT2015010313 | Performance Health | REHAB YMCA | Akron | Akron City Campus | Kohl Family YMCA at University Park |  | 2016-01-26 | Low
No | 061866 | Tables, Examination/Treatment, Adjustable | 961204C - Metron Elite Aster 3-Section Table With Roll | 553742 | Performance Health | Rehab Services OP - Hudson | Akron | Hudson Campus | Summa Health Wellness Center | Ground Floor | 2022-04-13 | Low
No | 036571 | Tables, Examination/Treatment, Adjustable | 9615031B - Metron Plus 3-Section Bariatric Table | MT2018010181 | Performance Health | REHAB YMCA | Akron | Akron City Campus | Kohl Family YMCA at University Park |  | 2018-10-31 | Low
No | 026117 | Tables, Examination/Treatment, Adjustable | AM-234 - Bariatric | 27166 | Armedica | Family Medicine Center | Akron | Akron City Campus | 55 Arch | 3rd Floor | 2010-03-30 | Low
No | 026118 | Tables, Examination/Treatment, Adjustable | AM-234 - Bariatric | 27165 | Armedica | Family Medicine Center | Akron | Akron City Campus | 55 Arch | 3rd Floor | 2010-03-30 | Low
No | 026124 | Tables, Examination/Treatment, Adjustable | AM-234 - Bariatric | 27167 | Armedica | Family Medicine Center | Akron | Akron City Campus | 55 Arch | 3rd Floor | 2010-03-30 | Low
No | 036799 | Tables, Examination/Treatment, Adjustable | AM-300 | 116942 | Armedica | Rehab Services OP - SB | Barberton | Barberton Campus | Anna Dean Professional Park | Ground Floor | 2025-02-11 08:28 | Low
No | 024472 | Tables, Examination/Treatment, Adjustable | AM-334 - Bariatric 3 Section | 22967 | Armedica | REHAB YMCA | Akron | Akron City Campus | Kohl Family YMCA at University Park |  | 2008-09-08 | Low
No | 035512 | Tables, Examination/Treatment, Adjustable | AM-334 - Bariatric 3 Section | 51910 | Armedica | REHAB YMCA | Akron | Akron City Campus | Kohl Family YMCA at University Park |  | 2015-11-16 | Low
No | 063063 | Tables, Examination/Treatment, Adjustable | AM-340 | 93813 | Armedica | Rehab Services OP - Spine Inst | Akron | Fairlawn Campus | Spine and Neuroscience Center | Ground Floor | 2023-03-27 12:59 | Low
No | 063210 | Tables, Examination/Treatment, Adjustable | AM-340 | 105751 | Armedica | Center for Senior Health | Akron | Akron City Campus | 75 Arch | Ground Floor | 2023-09-11 10:17 | Low
No | 063333 | Tables, Examination/Treatment, Adjustable | AM-340 | 94979 | Armedica | Urgent Care - Fairlawn | Akron | Fairlawn Campus | Fairlawn Urgent Care | Ground Floor | 2023-07-27 12:59 | Low
No | 031864 | Tables, Examination/Treatment, Adjustable | AM-650 | 49617 | Armedica | REHAB YMCA | Akron | Akron City Campus | Kohl Family YMCA at University Park |  | 2015-06-02 | Low
No | 039729 | Tables, Examination/Treatment, Adjustable | AM-BA 350 | 93812 | Armedica | Rehab Services OP - Green | Barberton | Green Campus | Green Family YMCA | Ground Floor | 2022-03-24 | Low
No | 056226 | Tables, Examination/Treatment, Adjustable | AM-BA 350 | 41413 | Armedica | Rehab Services OP - Spine Inst | Akron | Fairlawn Campus | Spine and Neuroscience Center | Ground Floor | 2019-04-04 | Low
No | 056228 | Tables, Examination/Treatment, Adjustable | AM-BA 350 | 41414 | Armedica | Rehab Services OP - Spine Inst | Akron | Fairlawn Campus | Spine and Neuroscience Center | Ground Floor | 2019-04-04 | Low
No | 058108 | Tables, Examination/Treatment, Adjustable | AM-BA 350 | 75956 | Armedica | Orthopedics - Tallmadge | Akron | Tallmadge Campus | Tallmadge Medical Center | 2nd Floor | 2019-10-15 | Low
No | 063076 | Tables, Examination/Treatment, Adjustable | AM-BA 350 | 93814 | Armedica | Rehab Services OP - NEOMED | Akron | Rootstown Campus | Summa Health Therapy at Rootstown |  | 2025-03-19 06:20 | Low
No | 056227 | Tables, Examination/Treatment, Adjustable | AM-BA 400 | 41415 | Armedica | Rehab Services OP - Spine Inst | Akron | Fairlawn Campus | Spine and Neuroscience Center | Ground Floor | 2019-04-04 | Low
No | 063718 | Tables, Examination/Treatment, Adjustable | Elite MD-100 | 090715464 | Silhouet-Tone USA | Pulmonary | Akron | Akron City Campus | 75 Arch | 5th Floor | 2024-01-18 07:29 | Low
No | 038417 | Tables, Examination/Treatment, Adjustable | T8718W - Elite Aster 70Cm Wide | 807871848 | Performance Health | Rehab Services OP - SB | Barberton | Barberton Campus | Anna Dean Professional Park | Ground Floor | 2020-01-30 | Low
No | 036613 | Tables, Examination/Treatment, Adjustable | T8720 - Metron Elite 7-Section Table With Roll | 807872058 | Performance Health | Tallmadge Rec Center | Akron | Tallmadge Campus | Tallmadge Recreation Center | Ground Floor | 2019-01-22 | Low
No | 063375 | Tables, Examination/Treatment, Adjustable | T8720 - Metron Elite 7-Section Table With Roll | Unknown | Performance Health | Tallmadge Rec Center | Akron | Tallmadge Campus | Tallmadge Recreation Center | Ground Floor | 2023-09-15 09:02 | Low
No | 036573 | Tables, Examination/Treatment, Adjustable | T88B35WBL - Metron Plus 3-Section Bariatric Table | MT2017080161 | Performance Health | Tallmadge Rec Center | Akron | Tallmadge Campus | Tallmadge Recreation Center | Ground Floor | 2019-01-22 | Low
No | 055666 | Tables, Examination/Treatment, Adjustable | T88B35WBL - Metron Plus 3-Section Bariatric Table | MTR2016100225 | Performance Health | Rehab Services OP - Green | Barberton | Green Campus | Green Family YMCA | Ground Floor | 2019-03-22 | Low
No | 061896 | Tables, Examination/Treatment, Adjustable | T88B35WBL - Metron Plus 3-Section Bariatric Table | 75957 | Performance Health | Orthopedics - Rootstown | Akron | Rootstown Campus | Rootstown Medical Center | Ground Floor | 2022-06-17 | Low
No | 064760 | Tables, Examination/Treatment, Adjustable, Urological | Relax+ Endo | 0106 | Dornier MedTech America | Operating Room | Akron | Akron City Campus | Akron City Hospital | 1st Floor | 2024-11-06 09:40 | Low
No | 008778 | Tables, Examination/Treatment, Hi-Lo | 2226A | 41759 | Midland Mfg. | Rehab Services OP - Spine Inst | Akron | Fairlawn Campus | Spine and Neuroscience Center | Ground Floor | 1998-02-01 | Low
No | 059919 | Tables, Examination/Treatment, Hi-Lo | 460-FS-GR | INT233175548 | Intensa | SHMG OB/GYN - Green | Barberton | Green Campus | Green Physician Office Building | 2nd Floor | 2024-01-26 14:50 | Low
No | 064811 | Tables, Examination/Treatment, Hi-Lo | 460-FS-GR | INT233175545 | Intensa | SHMG OB/GYN - Cuyahoga Falls | Akron | Cuyahoga Falls Campus | Cuyahoga Falls Medical Center |  | 2024-12-20 10:38 | Low
No | 064812 | Tables, Examination/Treatment, Hi-Lo | 460-FS-GR | INT233175543 | Intensa | SHMG OB/GYN - Cuyahoga Falls | Akron | Cuyahoga Falls Campus | Cuyahoga Falls Medical Center |  | 2024-12-20 10:39 | Low
No | 070944 | Tables, Examination/Treatment, Hi-Lo | 460-FS-GR | INT233175542 | Intensa | SHMG OB/GYN - Park West | Barberton | White Pond Campus | Akron OBGYN | 2nd Floor | 2025-03-05 06:45 | Low
No | 070945 | Tables, Examination/Treatment, Hi-Lo | 460-FS-GR | INT23375546 | Intensa | SHMG OB/GYN - Park West | Barberton | White Pond Campus | Akron OBGYN | 2nd Floor | 2025-03-05 06:47 | Low
No | 043295 | Tables, Examination/Treatment, Hi-Lo | 9620 Professional Mat Table | Unknown | Bailey Manufacturing | Rehab Services OP - Medina | Barberton | Medina Campus | Medina Medical Center | 3rd Floor | 2023-03-17 14:51 | Low
No | 036800 | Tables, Examination/Treatment, Hi-Lo | AM-368 | 52284 | Armedica | Rehab Services OP - SB | Barberton | Barberton Campus | Anna Dean Professional Park | Ground Floor | 2015-12-03 | Low
No | 039808 | Tables, Examination/Treatment, Hi-Lo | AM-368 | 93811 | Armedica | Rehab Services OP - SB | Barberton | Barberton Campus | Anna Dean Professional Park | Ground Floor | 2022-09-07 | Low
No | 061744 | Tables, Examination/Treatment, Hi-Lo | AM-368 | 57327 | Armedica | Orthopedics - White Pond | Barberton | White Pond Campus | White Pond Medical Center | 3rd Floor | 2023-10-20 | Low
No | 070322 | Tables, Examination/Treatment, Hi-Lo | AM-368 | 106008 | Armedica | Rehab Services OP - SB | Barberton | Barberton Campus | Anna Dean Professional Park | Ground Floor | 2023-10-20 | Low
No | 070431 | Tables, Examination/Treatment, Hi-Lo | AM-368 | 70886 | Armedica | Orthopedics - White Pond | Barberton | White Pond Campus | White Pond Medical Center | 3rd Floor | 2023-10-20 | Low
No | 063481 | Tables, Examination/Treatment, Hi-Lo | AM-640 | 106009 | Armedica | Rehab Services OP - Medina | Barberton | Medina Campus | Medina Medical Center | 3rd Floor | 2023-11-14 10:02 | Low
No | 043208 | Tables, Examination/Treatment, Hi-Lo | AM-BA 350 | 38742 | Armedica | Rehab Services OP - Green | Barberton | Green Campus | Green Family YMCA | Ground Floor | 2025-02-18 13:59 | Low
No | 065189 | Tables, Examination/Treatment, Hi-Lo | AM-BA 350 | 116984 | Armedica | Rehab Services OP - NEOMED | Akron | Rootstown Campus | Summa Health Therapy at Rootstown | Ground Floor | 2025-03-19 06:20 | Low
No | 034825 | Tables, Examination/Treatment, Hi-Lo | AM-BA 450 | 56712 | Armedica | REHAB YMCA | Akron | Akron City Campus | Kohl Family YMCA at University Park |  | 2016-09-28 | Low
No | 020277 | Tables, Examination/Treatment, Hi-Lo | HLT3 - 3 Section Hi-Lo Treatment | A4B00648 | Dynatronics | Rehab Services OP - Spine Inst | Akron | Fairlawn Campus | Spine and Neuroscience Center | Ground Floor | 2005-02-08 | Low
No | 020278 | Tables, Examination/Treatment, Hi-Lo | HLT3 - 3 Section Hi-Lo Treatment | A4B00635 | Dynatronics | Rehab Services OP - Medina | Barberton | Medina Campus | Medina Medical Center | 1st Floor | 2005-02-08 | Low
No | 020279 | Tables, Examination/Treatment, Hi-Lo | HLT3 - 3 Section Hi-Lo Treatment | A4B00703 | Dynatronics | Rehab Services OP - Hudson | Akron | Hudson Campus | Summa Health Wellness Center | Ground Floor | 2005-02-08 | Low
No | 020281 | Tables, Examination/Treatment, Hi-Lo | HLT3 - 3 Section Hi-Lo Treatment | T001364 | Dynatronics | Rehab Services OP - NEOMED | Akron | Rootstown Campus | Summa Health Therapy at Rootstown | Ground Floor | 2005-02-08 | Low
No | 020282 | Tables, Examination/Treatment, Hi-Lo | HLT3 - 3 Section Hi-Lo Treatment | A4B00634 | Dynatronics | Rehab Services OP - Medina | Barberton | Medina Campus | Medina Medical Center | 3rd Floor | 2005-02-08 | Low
No | 020283 | Tables, Examination/Treatment, Hi-Lo | HLT3 - 3 Section Hi-Lo Treatment | A4B00650 | Dynatronics | Rehab Services OP - Spine Inst | Akron | Fairlawn Campus | Spine and Neuroscience Center | Ground Floor | 2005-02-08 | Low
No | 020284 | Tables, Examination/Treatment, Hi-Lo | HLT3 - 3 Section Hi-Lo Treatment | A4B00671 | Dynatronics | Rehab Services OP - Medina | Barberton | Medina Campus | Medina Medical Center | 3rd Floor | 2005-02-08 | Low
No | 020285 | Tables, Examination/Treatment, Hi-Lo | HLT3 - 3 Section Hi-Lo Treatment | T001362 | Dynatronics | Rehab Services OP - NEOMED | Akron | Rootstown Campus | Summa Health Therapy at Rootstown | Ground Floor | 2005-02-08 | Low
No | 020411 | Tables, Examination/Treatment, Hi-Lo | HLT3 - 3 Section Hi-Lo Treatment | T001854 | Dynatronics | Rehab Services OP - Hudson | Akron | Hudson Campus | Summa Health Wellness Center | Ground Floor | 2005-10-06 | Low
No | 020412 | Tables, Examination/Treatment, Hi-Lo | HLT3 - 3 Section Hi-Lo Treatment | T001853 | Dynatronics | Rehab Services OP - Hudson | Akron | Hudson Campus | Summa Health Wellness Center | Ground Floor | 2005-10-06 | Low
No | 034199 | Tables, Examination/Treatment, Hi-Lo | HLT3 - 3 Section Hi-Lo Treatment | HLT3000217 | Dynatronics | IMG Fishcreek/Stow | Akron | Stow-Kent Campus | Stow-Kent Medical Center | 1st Floor | 2024-12-10 14:02 | Low
No | 039878 | Tables, Examination/Treatment, Hi-Lo | HLT3 - 3 Section Hi-Lo Treatment | C0B1149 | Dynatronics | Wadsworth Comm. Ctn. PT | Barberton | Wadsworth Campus | Wadsworth Community Center | 1st Floor | 2022-09-22 | Low
No | 024471 | Tables, Examination/Treatment, Hi-Lo | MEDC730369 | E003163 | MedCraft | Wadsworth Comm. Ctn. PT | Barberton | Wadsworth Campus | Wadsworth Community Center | 1st Floor | 2008-09-25 | Low
No | 063426 | Tables, Examination/Treatment, Hi-Lo | Performa Treatment Table | 93751 | Performance Health | Tallmadge Rec Center | Akron | Tallmadge Campus | Tallmadge Recreation Center | Ground Floor | 2023-09-14 10:06 | Low
No | 070814 | Tables, Examination/Treatment, Hi-Lo | Performa Treatment Table | 112995 | Performance Health | Orthopedics - Green | Barberton | Green Campus | 1790 Graybill Road | 1st Floor | 2025-01-24 14:05 | Low
No | 070828 | Tables, Examination/Treatment, Hi-Lo | Performa Treatment Table | 081502335 | Performance Health | Wadsworth Comm. Ctn. PT | Barberton | Wadsworth Campus | Wadsworth Community Center |  | 2024-12-10 12:28 | Low
No | 037843 | Tables, Imaging | 8000HLT | 825 | Durabuilt Medical | Endoscopy - SB | Barberton | Barberton Campus | Summa Barberton Hospital | 2nd Floor | 2017-09-30 | Medium
No | 060542 | Tables, Imaging | 8000HLT | 3507 | Durabuilt Medical | Endoscopy | Akron | Akron City Campus | Akron City Hospital | Ground Floor | 2021-06-03 | Medium
No | 037898 | Tables, Imaging | 8000HLTE | 1603 | Durabuilt Medical | Operating Room - SB | Barberton | Barberton Campus | Summa Barberton Hospital | 2nd Floor | 2017-09-30 | Medium
No | 038641 | Tables, Imaging | 8000HLTE | 0826 | Durabuilt Medical | Endoscopy - SB | Barberton | Barberton Campus | Summa Barberton Hospital | 2nd Floor | 2020-03-20 | Medium
No | 070599 | Tables, Imaging, Ultrasound | 2272 - EchoTable | 804761 | Medical Positioning | SCI - Echo Services - SB | Barberton | Barberton Campus | Summa Barberton Hospital | Ground Floor | 2024-08-22 06:07 | Medium
No | 032486 | Tables, Imaging, Ultrasound | 65258 - Echocardiography Table | USE686363 | Oakworks Medical, Inc. | SCI - Noninvasive Cardio Service | Barberton | White Pond Campus | White Pond Medical Center | 3rd Floor | 2017-01-23 | Medium
No | 033446 | Tables, Imaging, Ultrasound | 65258 - Echocardiography Table | USE644805 | Oakworks Medical, Inc. | SCI - Noninvasive Cardio Service | Akron | Akron City Campus | 95 Arch | 3rd Floor | 2015-11-05 | Medium
No | 033447 | Tables, Imaging, Ultrasound | 65258 - Echocardiography Table | USE644806 | Oakworks Medical, Inc. | SCI - Noninvasive Cardio Service | Akron | Akron City Campus | 95 Arch | 3rd Floor | 2015-11-05 | Medium
No | 033448 | Tables, Imaging, Ultrasound | 65258 - Echocardiography Table | USE644804 | Oakworks Medical, Inc. | SCI - Noninvasive Cardio Service | Akron | Akron City Campus | 95 Arch | 3rd Floor | 2015-11-05 | Medium
No | 033449 | Tables, Imaging, Ultrasound | 65258 - Echocardiography Table | USE644801 | Oakworks Medical, Inc. | SCI - Noninvasive Cardio Service | Akron | Akron City Campus | Akron City Hospital | Ground Floor | 2015-11-05 | Medium
No | 034385 | Tables, Imaging, Ultrasound | 65258 - Echocardiography Table | USE644802 | Oakworks Medical, Inc. | IMG Medina Imaging | Barberton | Medina Campus | Medina Medical Center | 2nd Floor | 2015-12-10 | Medium
No | 043551 | Tables, Imaging, Ultrasound | 65258 - Echocardiography Table | USE785367 | Oakworks Medical, Inc. | SCI-CV Testing Center - Stow | Akron | Stow-Kent Campus | Stow-Kent Medical Center | 1st Floor | 2021-07-20 | Medium
No | 043646 | Tables, Imaging, Ultrasound | 65258 - Echocardiography Table | USE785368 | Oakworks Medical, Inc. | SCI-CV Testing Center - Stow | Akron | Stow-Kent Campus | Stow-Kent Medical Center | 1st Floor | 2021-07-20 | Medium
No | 058570 | Tables, Imaging, Ultrasound | 65258 - Echocardiography Table | USE735712 | Oakworks Medical, Inc. | SCI - Noninvasive Cardio Service | Akron | Akron City Campus | 95 Arch | 3rd Floor | 2020-01-07 | Medium
No | 058571 | Tables, Imaging, Ultrasound | 65258 - Echocardiography Table | USE735715 | Oakworks Medical, Inc. | SCI - Noninvasive Cardio Service | Akron | Akron City Campus | 95 Arch | 3rd Floor | 2020-01-07 | Medium
No | 058572 | Tables, Imaging, Ultrasound | 65258 - Echocardiography Table | USE735709 | Oakworks Medical, Inc. | SCI - Noninvasive Cardio Service | Akron | Akron City Campus | Akron City Hospital | Ground Floor | 2020-01-07 | Medium
No | 058573 | Tables, Imaging, Ultrasound | 65258 - Echocardiography Table | USE735710 | Oakworks Medical, Inc. | SCI - Noninvasive Cardio Service | Akron | Akron City Campus | Akron City Hospital | Ground Floor | 2020-01-07 | Medium
No | 058574 | Tables, Imaging, Ultrasound | 65258 - Echocardiography Table | USE735714 | Oakworks Medical, Inc. | SCI - Echo Services - SB | Barberton | Barberton Campus | Summa Barberton Hospital | Ground Floor | 2020-01-07 | Medium
No | 058575 | Tables, Imaging, Ultrasound | 65258 - Echocardiography Table | USE735716 | Oakworks Medical, Inc. | SCI - Noninvasive Cardio Service | Akron | Akron City Campus | Akron City Hospital | Ground Floor | 2020-01-07 | Medium
No | 058651 | Tables, Imaging, Ultrasound | 65258 - Echocardiography Table | USE735713 | Oakworks Medical, Inc. | SCI - Noninvasive Cardio Service | Akron | Akron City Campus | Akron City Hospital | Ground Floor | 2020-01-07 | Medium
No | 052792 | Tables, Operating | 1133.22F5 - Alphamaxx Bariatric Operating Table | 00224 | Getinge / Maquet | Operating Room | Akron | Akron City Campus | Akron City Hospital | 1st Floor | 2015-02-25 | Medium
No | 031655 | Tables, Operating | 1604788 - Trusystem 7000 U | 103189218 | Trumpf Medical Systems | Operating Room | Akron | Akron City Campus | Akron City Hospital | 1st Floor | 2017-05-30 | Medium
No | 037899 | Tables, Operating | 1604788 - Trusystem 7000 U | 107691830 | Trumpf Medical Systems | Operating Room - SB | Barberton | Barberton Campus | Summa Barberton Hospital | 2nd Floor | 2019-08-28 | Medium
No | 057071 | Tables, Operating | 1604788 - Trusystem 7000 U | 107557119 | Trumpf Medical Systems | Operating Room | Akron | Akron City Campus | Akron City Hospital | 1st Floor | 2019-05-28 | Medium
No | 062965 | Tables, Operating | 1604788 - Trusystem 7000 U | 109049605 | Trumpf Medical Systems | Operating Room | Akron | Akron City Campus | Akron City Hospital | 1st Floor | 2025-02-17 08:10 | Medium
No | 034766 | Tables, Operating | 1723633 - Trusystem 7000 U (dV) | 102792485 | Trumpf Medical Systems | Operating Room | Akron | Akron City Campus | Akron City Hospital | 1st Floor | 2016-06-28 | Medium
No | 039068 | Tables, Operating | 1723633 - Trusystem 7000 U (dV) | 108306705 | Trumpf Medical Systems | Operating Room - SB | Barberton | Barberton Campus | Summa Barberton Hospital | 2nd Floor | 2021-01-08 | Medium
No | 052686 | Tables, Operating | 1723633 - Trusystem 7000 U (dV) | 103362787 | Trumpf Medical Systems | Operating Room | Akron | Akron City Campus | Akron City Hospital | 1st Floor | 2018-05-17 | Medium
No | 058345 | Tables, Operating | 1723633 - Trusystem 7000 U (dV) | 107880679 | Trumpf Medical Systems | Operating Room | Akron | Akron City Campus | Akron City Hospital | 1st Floor | 2019-12-12 | Medium
No | 058346 | Tables, Operating | 1723633 - Trusystem 7000 U (dV) | 107895419 | Trumpf Medical Systems | Operating Room | Akron | Akron City Campus | Akron City Hospital | 1st Floor | 2019-12-12 | Medium
No | 024884 | Tables, Operating | 6701 - Hercules | 01191 | Skytron LLC | Operating Room | Akron | Akron City Campus | Akron City Hospital | 1st Floor | 2010-02-26 | Medium
No | 033955 | Tables, Operating | C-Max 4085 | 0419019013 | Steris | Medina ASC | Barberton | Medina Campus | Medina Medical Center | 1st Floor | 2021-04-14 | Medium
No | 037349 | Tables, Operating | C-Max 4085 | 0409909001 | Steris | Operating Room - SW | Barberton | Wadsworth Campus | Wadsworth-Rittman Medical Center | 1st Floor | 2019-03-08 | Medium
No | 037969 | Tables, Operating | C-Max 4085 | 0436410006 | Steris | Operating Room - SB | Barberton | Barberton Campus | Summa Barberton Hospital | 2nd Floor | 2018-08-12 | Medium
No | 038045 | Tables, Operating | C-Max 4085 | 0436410007 | Steris | Operating Room - SB | Barberton | Barberton Campus | Summa Barberton Hospital | 2nd Floor | 2018-08-12 | Medium
No | 052672 | Tables, Operating | C-Max 4085 | 0402518015 | Steris | Operating Room | Akron | Akron City Campus | Akron City Hospital | 1st Floor | 2018-05-09 | Medium
No | 057038 | Tables, Operating | C-Max 4085 | 0431118068 | Steris | H2 - Labor and Delivery Unit (L&D) | Akron | Akron City Campus | H Tower | 2nd Floor | 2019-06-17 | Medium
No | 057057 | Tables, Operating | C-Max 4085 | 0431118065 | Steris | Operating Room | Akron | Akron City Campus | Akron City Hospital | 1st Floor | 2019-05-28 | Medium
No | 057060 | Tables, Operating | C-Max 4085 | 0431118066 | Steris | Operating Room | Akron | Akron City Campus | Akron City Hospital | 1st Floor | 2019-05-28 | Medium
No | 057063 | Tables, Operating | C-Max 4085 | 0431118067 | Steris | Operating Room | Akron | Akron City Campus | Akron City Hospital | 1st Floor | 2019-05-28 | Medium
No | 057074 | Tables, Operating | C-Max 4085 | 0430618052 | Steris | H2 - Labor and Delivery Unit (L&D) | Akron | Akron City Campus | H Tower | 2nd Floor | 2019-06-18 | Medium
No | 057075 | Tables, Operating | C-Max 4085 | 0433118152 | Steris | H2 - Labor and Delivery Unit (L&D) | Akron | Akron City Campus | H Tower | 2nd Floor | 2019-06-26 | Medium
No | 043122 | Tables, Operating | PST 500 Precision Surgical Table | 109126204 | Hill-Rom | Operating Room - SB | Barberton | Barberton Campus | Summa Barberton Hospital | 2nd Floor | 2023-05-19 14:25 | Medium
No | 037555 | Tables, Operating | Quantum 3080RC | B407995040 | Steris | Operating Room - SW | Barberton | Wadsworth Campus | Wadsworth-Rittman Medical Center | 1st Floor | 2005-06-01 | Medium
No | 058729 | Tables, Operating | Quantum 3080RC | 0423589023 | Steris | Operating Room | Akron | Akron City Campus | Akron City Hospital | 1st Floor | 2007-12-17 | Medium
No | 002829 | Tables, Operating | Quantum 3085SP | B434397089 | Steris | Operating Room | Akron | Akron City Campus | Akron City Hospital | 1st Floor | 1997-12-08 | Medium
No | 002974 | Tables, Operating | Quantum 3085SP | B434497013 | Steris | Virtual Care Simulation Lab | Akron | Akron City Campus | Akron City Hospital | 1st Floor | 1998-12-08 | Medium
No | 006069 | Tables, Operating | Quantum 3085SP | B431897057 | Steris | Operating Room | Akron | Akron City Campus | Akron City Hospital | 1st Floor | 1997-12-08 | Medium
No | 006093 | Tables, Operating | Quantum 3085SP | B419294041 | Steris | Operating Room | Akron | Akron City Campus | Akron City Hospital | 1st Floor | 1994-09-01 | Medium
No | 006270 | Tables, Operating | Quantum 3085SP | B420796107 | Steris | Operating Room | Akron | Akron City Campus | Akron City Hospital | 1st Floor | 1998-12-16 | Medium
No | 006428 | Tables, Operating | Quantum 3085SP | B414599027 | Steris | Operating Room | Akron | Akron City Campus | Akron City Hospital | 1st Floor | 1999-06-08 | Medium
No | 006930 | Tables, Operating | Quantum 3085SP | B407301075 | Steris | Operating Room | Akron | Akron City Campus | Akron City Hospital | 1st Floor | 2001-04-16 | Medium
No | 017076 | Tables, Operating | Quantum 3085SP | B425000001 | Steris | Operating Room | Akron | Akron City Campus | Akron City Hospital | 1st Floor | 2002-03-27 | Medium
No | 017077 | Tables, Operating | Quantum 3085SP | B425500002 | Steris | Operating Room | Akron | Akron City Campus | Akron City Hospital | 1st Floor | 2002-03-27 | Medium
No | 028558 | Tables, Operating | Quantum 3085SP | 0422110113 | Steris | Medina ASC | Barberton | Medina Campus | Medina Medical Center | 1st Floor | 2010-10-26 | Medium
No | 032624 | Tables, Operating | Quantum 3085SP | B407305004 | Steris | Operating Room | Akron | Akron City Campus | Akron City Hospital | 1st Floor | 2013-01-17 | Medium
No | 033445 | Tables, Operating | Quantum 3085SP | B407005117 | Steris | Operating Room | Akron | Akron City Campus | Akron City Hospital | 1st Floor | 2015-11-04 | Medium
No | 035422 | Tables, Operating | Quantum 3085SP | B431502034 | Steris | Operating Room | Akron | Akron City Campus | Akron City Hospital | 1st Floor | 2003-06-23 | Medium
No | 036772 | Tables, Operating | Quantum 3085SP | B416299075 | Steris | Operating Room - SB | Barberton | Barberton Campus | Summa Barberton Hospital | 2nd Floor | 2005-06-01 | Medium
No | 036773 | Tables, Operating | Quantum 3085SP | B424400049 | Steris | Operating Room - SB | Barberton | Barberton Campus | Summa Barberton Hospital | 2nd Floor | 2005-06-01 | Medium
No | 036777 | Tables, Operating | Quantum 3085SP | B407904031 | Steris | Operating Room - SB | Barberton | Barberton Campus | Summa Barberton Hospital | 2nd Floor | 2005-06-01 | Medium
No | 037288 | Tables, Operating | Quantum 3085SP | B405803089 | Steris | Operating Room - SW | Barberton | Wadsworth Campus | Wadsworth-Rittman Medical Center | 1st Floor | 2005-06-01 | Medium
No | 037347 | Tables, Operating | Quantum 3085SP | B417205066 | Steris | Operating Room - SW | Barberton | Wadsworth Campus | Wadsworth-Rittman Medical Center | 1st Floor | 2005-06-01 | Medium
No | 037984 | Tables, Operating | Quantum 3085SP | B407904027 | Steris | Operating Room - SB | Barberton | Barberton Campus | Summa Barberton Hospital | 2nd Floor | 2018-08-12 | Medium
No | 038472 | Tables, Operating | Quantum 3085SP | 0433311005 | Steris | Operating Room - SB | Barberton | Barberton Campus | Summa Barberton Hospital | 2nd Floor | 2005-06-01 | Medium
No | 038838 | Tables, Operating | Quantum 3085SP | B407904014 | Steris | Operating Room | Akron | Akron City Campus | Akron City Hospital | 1st Floor | 2018-08-12 | Medium
No | 037495 | Tables, Operating | Steris 4095 | 0431221011 | Steris | Operating Room - SW | Barberton | Wadsworth Campus | Wadsworth-Rittman Medical Center | 1st Floor | 2022-01-04 | Medium
No | 064226 | Tables, Operating | Steris 4095 | 0416424004 | Steris | Operating Room | Akron | Akron City Campus | Akron City Hospital | 1st Floor | 2024-08-08 08:45 | Medium
No | 064227 | Tables, Operating | Steris 4095 | 0416424010 | Steris | Operating Room | Akron | Akron City Campus | Akron City Hospital | 1st Floor | 2024-08-08 08:45 | Medium
No | 064228 | Tables, Operating | Steris 4095 | 0412924022 | Steris | Operating Room | Akron | Akron City Campus | Akron City Hospital | 1st Floor | 2024-08-08 08:45 | Medium
No | 070005 | Tables, Operating | Steris 4095 | 0402323180 | Steris | Medina ASC | Barberton | Medina Campus | Medina Medical Center | 1st Floor | 2010-10-26 | Medium
No | 070711 | Tables, Operating | Steris 4095 | 0427424012 | Steris | Operating Room - SW | Barberton | Wadsworth Campus | Wadsworth-Rittman Medical Center | 1st Floor | 2024-11-19 | Medium
No | 053522 | Tables, Operating, Orthopedic, Fracture/Trauma | 6875 - Hana Hip And Knee Arthroplasty Table | 2018-2096 | Mizuho OSI | Operating Room | Akron | Akron City Campus | Akron City Hospital | 1st Floor | 2018-01-26 | Medium
No | 070033 | Tables, Operating, Orthopedic, Fracture/Trauma | 6875 - Hana Hip And Knee Arthroplasty Table | 2023-4431 | Mizuho OSI | Operating Room - SB | Barberton | Barberton Campus | Summa Barberton Hospital | 2nd Floor | 2023-04-26 15:10 | Medium
No | 024721 | Tables, Operating, Orthopedic, Spinal | 5803 - Advanced Control I-Base | 5777 | Mizuho OSI | Operating Room | Akron | Akron City Campus | Akron City Hospital | 1st Floor | 2008-08-28 | Medium
No | 038888 | Tables, Operating, Orthopedic, Spinal | 5803 - Advanced Control I-Base | 5642 | Mizuho OSI | Operating Room | Akron | Akron City Campus | Akron City Hospital | 1st Floor | 2020-08-19 | Medium
No | 052713 | Tables, Operating, Orthopedic, Spinal | 7803 - Trios Spine Table Base - 650 Lb Limit | 1232 | Mizuho OSI | Operating Room | Akron | Akron City Campus | Akron City Hospital | 1st Floor | 2018-09-17 | Medium
No | 060300 | Tables, Operating, Orthopedic, Spinal | 7803 - Trios Spine Table Base - 650 Lb Limit | 2531 | Mizuho OSI | Operating Room | Akron | Akron City Campus | Akron City Hospital | 1st Floor | 2021-11-01 | Medium
No | 063189 | Tables, Operating, Orthopedic, Spinal | 7803 - Trios Spine Table Base - 650 Lb Limit | 3570 | Mizuho OSI | Operating Room | Akron | Akron City Campus | H Tower | 1st Floor | 2023-09-07 13:41 | Medium
No | 064229 | Tables, Operating, Orthopedic, Spinal | 7803 - Trios Spine Table Base - 650 Lb Limit | 4070 | Mizuho OSI | Operating Room | Akron | Akron City Campus | Akron City Hospital | 1st Floor | 2024-08-14 16:36 | Medium
No | 016094 | Tabulators, Differential Cell Counting | DiffCount III | 309733 | Modulus Data Systems | LAB Critical Care | Akron | Akron City Campus | Akron City Hospital | Ground Floor | 1985-03-01 | Low
No | 070830 | Tabulators, Differential Cell Counting | DiffCount III | 346321 | Modulus Data Systems | LAB Critical Care - SB | Barberton | Barberton Campus | Summa Barberton Hospital | 6th Floor | 2024-12-18 12:40 | Low
No | 070832 | Tabulators, Differential Cell Counting | DiffCount III | 319408 | Modulus Data Systems | LAB Critical Care - SB | Barberton | Barberton Campus | Summa Barberton Hospital | 6th Floor | 2024-12-19 06:58 | Low
No | 070833 | Tabulators, Differential Cell Counting | DiffCount III | 318471 | Modulus Data Systems | LAB Critical Care - SB | Barberton | Barberton Campus | Summa Barberton Hospital | 6th Floor | 2024-12-19 07:10 | Low
No | 070838 | Tabulators, Differential Cell Counting | DiffCount III | 328162 | Modulus Data Systems | LAB Critical Care - SB | Barberton | Barberton Campus | Summa Barberton Hospital | 6th Floor | 2025-01-08 09:01 | Low
No | 070077 | Telemanipulation Systems, Surgical | 451570100 - Velys | BAS1139 | Depuy Synthes | Operating Room - SB | Barberton | Barberton Campus | Summa Barberton Hospital | 2nd Floor | 2021-11-01 15:26 | High
No | 070078 | Telemanipulation Systems, Surgical | 451570103 - Velys Satellite Station | SAT1139 | Depuy Synthes | Operating Room - SB | Barberton | Barberton Campus | Summa Barberton Hospital | 2nd Floor | 2021-11-02 10:36 | High
Yes | 060297 | Telemanipulation Systems, Surgical | AB2000 - Aquabeam System | 21C00848 | Procept Biorobotics | Operating Room | Akron | Akron City Campus | Akron City Hospital | 1st Floor | 2021-08-31 | High
Yes | 024853 | Telemanipulation Systems, Surgical, Min Invasive | PS3000 - Davinci Si Hd 3 Arm Robot | SH0245 | Intuitive Surgical | Operating Room - SB | Barberton | Barberton Campus | Summa Barberton Hospital | 2nd Floor | 2010-01-11 | High
Yes | 035416 | Telemanipulation Systems, Surgical, Min Invasive | PS4000 380652-33 - Davinci Xi Robot, 4 Arm | 424500 | Intuitive Surgical | Operating Room | Akron | Akron City Campus | Akron City Hospital | 1st Floor | 2016-04-04 | High
Yes | 058138 | Telemanipulation Systems, Surgical, Min Invasive | PS4000 380652-46 - Ps Cart, Is4000, 4-Arm, P8E, 4Th Ed | 751615 | Intuitive Surgical | Operating Room | Akron | Akron City Campus | Akron City Hospital | 1st Floor | 2019-11-05 | High
Yes | 058145 | Telemanipulation Systems, Surgical, Min Invasive | PS4000 380652-47 - Ps Cart, Is4000, 4-Arm, P9 | 760538 | Intuitive Surgical | Operating Room | Akron | Akron City Campus | Akron City Hospital | 1st Floor | 2019-11-05 | High
Yes | 039752 | Telemanipulation Systems, Surgical, Min Invasive | SS4000 380677-23 - Surgeon'S Console, Is4000, P9 | 913955 | Intuitive Surgical | Operating Room - SB | Barberton | Barberton Campus | Summa Barberton Hospital | 2nd Floor | 2020-12-25 | High
No | 034991 | TEST EQUIPMENT | 741-00 - Arctic Sun Calibration Unit | 7662 | Medivance | Health Tech Mgmt - SB | Barberton | Barberton Campus | Summa Barberton Hospital | 5th Floor | 2017-05-25 | Low
No | 053201 | TEST EQUIPMENT | 741-00 - Arctic Sun Calibration Unit | DYBZ029 | Medivance | Health Tech Mgmt | Akron | Akron City Campus | ACH Admin Building | Ground Floor | 2017-11-03 | Low
No | 039561 | Tester/Reconditioners, Battery | RC-300 - Handheld Sla And Standby Battery Tester | 91631 | Autometer | Health Tech Mgmt - SB | Barberton | Barberton Campus | Summa Barberton Hospital | 5th Floor | 2021-11-24 | Low
No | 060522 | Tester/Reconditioners, Battery | RC-300 - Handheld Sla And Standby Battery Tester | 91692 | Autometer | Health Tech Mgmt | Akron | Akron City Campus | ACH Admin Building | Ground Floor | 2022-04-26 | Low
No | 043041 | Testers, Defibrillator | 412A910 - Unipulse 400 | 42L-0316 | Rigel Medical | Health Tech Mgmt | Akron | Akron City Campus | ACH Admin Building | Ground Floor | 2020-07-07 | Low
No | 043042 | Testers, Defibrillator | 412A910 - Unipulse 400 | 42L-0311 | Rigel Medical | Health Tech Mgmt - SB | Barberton | Barberton Campus | Summa Barberton Hospital | 5th Floor | 2020-07-07 | Low
No | 060704 | Testers, Defibrillator | DA-2000 - Defibrillator / Pacer Analyzer | 113764 | BC Group | Health Tech Mgmt | Akron | Akron City Campus | ACH Admin Building | Ground Floor | 2021-11-04 | Low
No | 037814 | Testers, Defibrillator | DA-2006P - Defib/Pacer Analyzer | 73961593H | BC Group | Health Tech Mgmt - SB | Barberton | Barberton Campus | Summa Barberton Hospital | 5th Floor | 2010-08-10 | Low
No | 009856 | Testers, Defibrillator | QED-6H - Defib/Pacer Analyzer | 100505 | Biotek / Fluke Biomedical | Health Tech Mgmt | Akron | Akron City Campus | H Tower | Basement | 1994-11-15 | Low
No | 015502 | Testers, Defibrillator | QED-6H - Defib/Pacer Analyzer | 111890 | Biotek / Fluke Biomedical | Health Tech Mgmt | Akron | Akron City Campus | ACH Admin Building | Ground Floor | 1995-04-23 | Low
No | 034079 | Testers, Electrical Safety | 5000 - Safety Analyzer | 0434 | Dynatech Nevada | Health Tech Mgmt | Akron | Akron City Campus | H Tower | Basement | 2014-12-01 | Low
No | 037804 | Testers, Electrical Safety | 505PRO - Safety Analyzer | 163307 | Biotek / Fluke Biomedical | Health Tech Mgmt - SB | Barberton | Barberton Campus | Summa Barberton Hospital | 5th Floor | 2010-12-07 | Low
No | 010984 | Testers, Electrical Safety | 600 - Safety Analyzer | 63870 | Dale Technology / Fluke Biomedical | Health Tech Mgmt | Akron | Akron City Campus | ACH Admin Building | Ground Floor | 2001-11-27 | Low
No | 025819 | Testers, Electrical Safety | 601-1515 - Safety Analyzer, 15 Amp | 9925032 | Dale Technology / Fluke Biomedical | Health Tech Mgmt | Akron | Akron City Campus | ACH Admin Building | Ground Floor | 2009-05-01 | Low
No | 027468 | Testers, Electrical Safety | 601-1515 - Safety Analyzer, 15 Amp | 1500005 | Dale Technology / Fluke Biomedical | Health Tech Mgmt | Akron | Akron City Campus | ACH Admin Building | Ground Floor | 2010-11-24 | Low
No | 028163 | Testers, Electrical Safety | 601-1515 - Safety Analyzer, 15 Amp | 1860021 | Dale Technology / Fluke Biomedical | Health Tech Mgmt | Akron | Akron City Campus | H Tower | Basement | 2011-11-21 | Low
No | 028162 | Testers, Electrical Safety | 601-1520 - Safety Analyzer, 20 Amp | 1862040 | Dale Technology / Fluke Biomedical | Health Tech Mgmt | Akron | Akron City Campus | ACH Admin Building | Ground Floor | 2011-11-21 | Low
No | 025818 | Testers, Electrical Safety | DALE601 - Electrical Safety Tester | 9925046 | Fluke Biomedical | Health Tech Mgmt | Akron | Akron City Campus | ACH Admin Building | Ground Floor | 2009-05-01 | Low
No | 034831 | Testers, Electrical Safety | ESA609 - Electrical Safety Analyzer | 3679011 | Fluke Biomedical | Health Tech Mgmt | Akron | Akron City Campus | ACH Admin Building | Ground Floor | 2016-12-08 | Low
No | 033148 | Testers, Electrical Safety | ESA612-US - Electrical Safety Analyzer | 2992007 | Fluke Biomedical | Health Tech Mgmt | Akron | Akron City Campus | ACH Admin Building | Ground Floor | 2015-01-05 | Low
No | 033149 | Testers, Electrical Safety | ESA612-US - Electrical Safety Analyzer | 2997056 | Fluke Biomedical | Health Tech Mgmt | Akron | Akron City Campus | ACH Admin Building | Ground Floor | 2015-01-05 | Low
No | 059145 | Testers, Electrical Safety | LT544D - Lt544D | 8759002 | Dale Technology / Fluke Biomedical | Health Tech Mgmt | Akron | Akron City Campus | ACH Admin Building | Ground Floor | 2020-07-10 | Low
No | 014985 | Testers, Electrical Safety | SA-2010 - Safety Analyzer | 73371363I | BC Group | Health Tech Mgmt | Akron | Akron City Campus | ACH Admin Building | Ground Floor | 2011-11-08 | Low
No | 014135 | Testers, Electrical Safety | SA-2010S | 73384360 | BC Group | Health Tech Mgmt | Akron | Akron City Campus | ACH Admin Building | Ground Floor | 2020-12-04 | Low
No | 038806 | Testers, Electrical Safety | SA-2010S | 73384328 | BC Group | Health Tech Mgmt - SB | Barberton | Barberton Campus | Summa Barberton Hospital | 5th Floor | 2020-10-07 | Low
No | 039324 | Testers, Electrical Safety | SA-2010S | 73382152K | BC Group | Health Tech Mgmt - SB | Barberton | Barberton Campus | Summa Barberton Hospital | 5th Floor | 2012-12-01 | Low
No | 061791 | Testers, Electrical Safety | SA-2010S | 73384662 | BC Group | Health Tech Mgmt | Akron | Akron City Campus | ACH Admin Building | Ground Floor | 2022-05-19 | Low
No | 070444 | Testers, Electrical Safety | SA-2010S | 73384914 | BC Group | Health Tech Mgmt - SB | Barberton | Barberton Campus | Summa Barberton Hospital | 5th Floor | 2024-05-28 | Low
No | 070581 | Testers, Electrical Safety | SA-2010S | 73384917 | BC Group | Health Tech Mgmt - SB | Barberton | Barberton Campus | Summa Barberton Hospital | 5th Floor | 2024-06-13 09:42 | Low
No | 061940 | Testers, Electrosurgical Unit | 398A912 - Uni-Therm | 48R-1804 | Rigel Medical | Health Tech Mgmt | Akron | Akron City Campus | H Tower | Basement | 2025-01-06 11:09 | Low
No | 061941 | Testers, Electrosurgical Unit | 398A912 - Uni-Therm | 48R-0323 | Rigel Medical | Health Tech Mgmt - SB | Barberton | Barberton Campus | Summa Barberton Hospital | 5th Floor | 2025-01-06 11:09 | Low
No | 037808 | Testers, Electrosurgical Unit | 453A | 2951 | Dynatech Nevada | Health Tech Mgmt - SB | Barberton | Barberton Campus | Summa Barberton Hospital | 5th Floor | 2009-04-01 | Low
No | 011487 | Testers, Electrosurgical Unit | 454A | 1822 | Dynatech Nevada | Health Tech Mgmt - SB | Barberton | Barberton Campus | Summa Barberton Hospital | 5th Floor | 2000-12-18 | Low
No | 015427 | Testers, Electrosurgical Unit | 454A CE | 2455 | Fluke Biomedical | Health Tech Mgmt | Akron | Akron City Campus | ACH Admin Building | Ground Floor | 2004-01-30 | Low
No | 061689 | Testers, Endoscope, Leak/Fluid Detection | Alt-Pro | 7240850 | Olympus America | Endoscopy - SB | Barberton | Barberton Campus | Summa Barberton Hospital | 2nd Floor | 2022-09-14 | Low
No | 061690 | Testers, Endoscope, Leak/Fluid Detection | Alt-Pro | 7240851 | Olympus America | Endoscopy - SW | Barberton | Wadsworth Campus | Wadsworth-Rittman Medical Center | 1st Floor | 2022-09-14 | Low
No | 061691 | Testers, Endoscope, Leak/Fluid Detection | Alt-Pro | 7240833 | Olympus America | Endoscopy | Akron | Akron City Campus | Akron City Hospital | Ground Floor | 2022-09-14 | Low
No | 061692 | Testers, Endoscope, Leak/Fluid Detection | Alt-Pro | 7240838 | Olympus America | Endoscopy - Outpatient | Akron | Akron City Campus | 95 Arch | Ground Floor | 2022-09-14 | Low
No | 006350 | Testers, Endoscope, Leak/Fluid Detection | MU-1 | 1800380 | Olympus America | Central Processing/Supply | Akron | Akron City Campus | Akron City Hospital | Basement | 1999-03-16 | Low
No | 031991 | Testers, Endoscope, Leak/Fluid Detection | MU-1 | 7546641 | Olympus America | DMT Equipment Distribution | Akron | Akron City Campus | Akron City Hospital | Basement | 2015-11-30 | Low
No | 038183 | Testers, Endoscope, Leak/Fluid Detection | MU-1 | 7442757 | Olympus America | Endoscopy - SB | Barberton | Barberton Campus | Summa Barberton Hospital | 2nd Floor | 2014-04-09 | Low
No | 101-13637 | Testers, Endoscope, Leak/Fluid Detection | MU-1 | 1506850 | Olympus America | Endoscopy - SW | Barberton | Wadsworth Campus | Wadsworth-Rittman Medical Center | 1st Floor | 2005-06-01 | Low
No | 101-13638 | Testers, Endoscope, Leak/Fluid Detection | MU-1 | 1506828 | Olympus America | Endoscopy - SW | Barberton | Wadsworth Campus | Wadsworth-Rittman Medical Center | 1st Floor | 2005-06-01 | Low
No | 101-13813 | Testers, Endoscope, Leak/Fluid Detection | MU-1 | 160691 | Olympus America | Operating Room - SW | Barberton | Wadsworth Campus | Wadsworth-Rittman Medical Center | 1st Floor | 2005-06-01 | Low
No | CE1464 | Testers, Endoscope, Leak/Fluid Detection | MU-1 | 1401401 | Olympus America | Endoscopy - SB | Barberton | Barberton Campus | Summa Barberton Hospital | 2nd Floor | 2009-04-01 | Low
No | CE7199 | Testers, Endoscope, Leak/Fluid Detection | MU-1 | 1001915 | Olympus America | Operating Room - SB | Barberton | Barberton Campus | Summa Barberton Hospital | 2nd Floor | 2014-08-21 | Low
No | 013807 | Testers, External Cardiac Pacemaker | 2247700 - Sigmapace 1000 | 5367018 | Fluke Biomedical | Health Tech Mgmt | Akron | Akron City Campus | ACH Admin Building | Ground Floor | 2021-05-03 | Low
No | 013808 | Testers, External Cardiac Pacemaker | 2247700 - Sigmapace 1000 | 5422003 | Fluke Biomedical | Health Tech Mgmt - SB | Barberton | Barberton Campus | Summa Barberton Hospital | 5th Floor | 2021-05-03 | Low
No | 015478 | Testers, Humidity | 44457 - Humidity / Temperature Meter | 6339/1288 | Extech Instruments | Health Tech Mgmt | Akron | Akron City Campus | ACH Admin Building | Ground Floor | 1989-01-15 | Low
No | 013793 | Testers, Infusion Pump | FT-2 - Flowtrax | 4273 | Pronk Technologies | Health Tech Mgmt | Akron | Akron City Campus | ACH Admin Building | Ground Floor | 2020-12-18 | Low
No | 013804 | Testers, Infusion Pump | FT-2 - Flowtrax | 4353 | Pronk Technologies | Health Tech Mgmt | Akron | Akron City Campus | ACH Admin Building | Ground Floor | 2021-03-26 | Low
No | 013805 | Testers, Infusion Pump | FT-2 - Flowtrax | 4338 | Pronk Technologies | Health Tech Mgmt - SB | Barberton | Barberton Campus | Summa Barberton Hospital | 5th Floor | 2021-03-26 | Low
No | 013806 | Testers, Infusion Pump | FT-2 - Flowtrax | 4356 | Pronk Technologies | Health Tech Mgmt | Akron | Akron City Campus | ACH Admin Building | Ground Floor | 2021-03-26 | Low
No | 037801 | Testers, Infusion Pump | FT-2 - Flowtrax | 3147 | Pronk Technologies | Health Tech Mgmt - SB | Barberton | Barberton Campus | Summa Barberton Hospital | 5th Floor | 2017-06-01 | Low
No | 043000 | Testers, Infusion Pump | FT-2 - Flowtrax | 3893 | Pronk Technologies | Health Tech Mgmt | Akron | Akron City Campus | ACH Admin Building | Ground Floor | 2019-12-19 | Low
No | 024761 | Testers, Laser Beam | 7Z01550 NOVA II - Meter, Laser, Power | 516145 | Ophir-Spiricon Products | Health Tech Mgmt | Akron | Akron City Campus | ACH Admin Building | Ground Floor | 2008-01-10 | Low
No | 070880 | Testers, Pneumatic | 113670 - BP Test Volume Repair Fixture | 6002 | Hans Rudolph | Health Tech Mgmt - SB | Barberton | Barberton Campus | Summa Barberton Hospital | 5th Floor | 2025-01-21 06:51 | Low
No | 035999 | Testers, Pneumatic | 207B - Pressure Meter | 3093 | Dynatech Nevada | Health Tech Mgmt - SB | Barberton | Barberton Campus | Summa Barberton Hospital | 5th Floor | 2001-11-14 | Low
No | 039325 | Testers, Pneumatic | DPGW-07 - Pressure Gauge 50 PSIG | T180724-2 | Dwyer | Health Tech Mgmt - SB | Barberton | Barberton Campus | Summa Barberton Hospital | 5th Floor | 2021-06-24 | Low
No | 063988 | Testers, Pneumatic | DPGW-07 - Pressure Gauge 50 PSIG | 5066556C31AD-003 | Dwyer | Health Tech Mgmt | Akron | Akron City Campus | H Tower | Basement | 2018-08-15 08:12 | Low
No | 037806 | Testers, Pneumatic | DPM-2300 - Digital Pressure Meter | 577618 | BC Group | Health Tech Mgmt - SB | Barberton | Barberton Campus | Summa Barberton Hospital | 5th Floor | 2012-12-27 | Low
No | 039766 | Testers, Pneumatic | DPM-2300 - Digital Pressure Meter | 570585 | BC Group | Health Tech Mgmt - WRHC | Barberton | Wadsworth Campus | Wadsworth-Rittman Medical Center | 4th Floor | 2012-03-30 | Low
No | 032468 | Testers, Pneumatic | DPM2PLUS - Meter, Pressure | 3716066 | Fluke Biomedical | Health Tech Mgmt | Akron | Akron City Campus | ACH Admin Building | Ground Floor | 2016-12-28 | Low
No | 032469 | Testers, Pneumatic | DPM2PLUS - Meter, Pressure | 3716067 | Fluke Biomedical | Health Tech Mgmt | Akron | Akron City Campus | ACH Admin Building | Ground Floor | 2016-12-28 | Low
No | 052260 | Testers, Pneumatic | DPM4-2G - Pressure Meter | 3652030 | Fluke Biomedical | Health Tech Mgmt | Akron | Akron City Campus | ACH Admin Building | Ground Floor | 2016-12-08 | Low
No | 035854 | Testers, Pneumatic | DPM4-2H - Digital Pressure Meter | 3332025 | Fluke Biomedical | Health Tech Mgmt | Akron | Akron City Campus | ACH Admin Building | Ground Floor | 2015-11-12 | Low
No | 015469 | Testers, Pneumatic | DPM-II - Pressure Meter | 60821 | Biotek / Fluke Biomedical | Health Tech Mgmt | Akron | Akron City Campus | ACH Admin Building | Ground Floor | 1992-06-03 | Low
No | 015513 | Testers, Pneumatic | DPM-II - Pressure Meter | 5063 | Biotek / Fluke Biomedical | Health Tech Mgmt | Akron | Akron City Campus | ACH Admin Building | Ground Floor | 1986-09-01 | Low
No | 009860 | Testers, Pneumatic | UNIVERSAL - Pressure Meter | 114002 | Biotek / Fluke Biomedical | Health Tech Mgmt | Akron | Akron City Campus | ACH Admin Building | Ground Floor | 1998-02-01 | Low
No | 015490 | Testers, Pneumatic | UNIVERSAL - Pressure Meter | 0271 | Biotek / Fluke Biomedical | Health Tech Mgmt | Akron | Akron City Campus | ACH Admin Building | Ground Floor | 2023-08-02 16:45 | Low
No | 037819 | Testers, Pneumatic | XCaliber - | 731 | Biotek / Fluke Biomedical | Health Tech Mgmt - SB | Barberton | Barberton Campus | Summa Barberton Hospital | 5th Floor | 2009-04-01 | Low
No | 026898 | Testers, Protective Mask/Respirator Leakage | 8026 - Particle Generator 8026 | 8026193954 | TSI | Center for Corp Health - NEOMED | Akron | Rootstown Campus | Rootstown Medical Center | Ground Floor | 2019-12-09 | Low
No | 026899 | Testers, Protective Mask/Respirator Leakage | 8026 - Particle Generator 8026 | 8026193955 | TSI | Center for Corporate Health | Akron | Cuyahoga Falls Campus | Cuyahoga Falls Medical Center | Ground Floor | 2019-12-09 | Low
No | 026900 | Testers, Protective Mask/Respirator Leakage | 8026 - Particle Generator 8026 | 8026194006 | TSI | Center for Corp Health - Green | Barberton | Green Campus | Green Medical Center | Ground Floor | 2019-12-09 | Low
No | 026902 | Testers, Protective Mask/Respirator Leakage | 8026 - Particle Generator 8026 | 8026194004 | TSI | Center for Corporate Health | Akron | Cuyahoga Falls Campus | Cuyahoga Falls Medical Center | Ground Floor | 2019-12-09 | Low
No | 038176 | Testers, Protective Mask/Respirator Leakage | 8026 - Particle Generator 8026 | 8026194003 | TSI | Center for Corp Health - SB | Barberton | Barberton Campus | Tuscora Park Pavilion | 1st Floor | 2019-12-18 | Low
No | 038271 | Testers, Protective Mask/Respirator Leakage | 8026 - Particle Generator 8026 | 8026194005 | TSI | Center for Corp Health - SW | Barberton | Wadsworth Campus | Wadsworth Emergency Bldg | Ground Floor | 2020-01-16 | Low
No | 053327 | Testers, Protective Mask/Respirator Leakage | 8026 - Particle Generator 8026 | 8026185 102 | TSI | Employee Health Center | Akron | Akron City Campus | Akron City Hospital | Basement | 2020-01-16 | Low
No | 058350 | Testers, Protective Mask/Respirator Leakage | 8026 - Particle Generator 8026 | 8026192329 | TSI | Employee Health Center | Akron | Akron City Campus | Akron City Hospital | Basement | 2020-01-16 | Low
No | 026903 | Testers, Protective Mask/Respirator Leakage | 8048 - Portacount Pro+ | 8048194007 | TSI | Center for Corp Health - Green | Barberton | Green Campus | Green Medical Center | Ground Floor | 2019-10-16 | Low
No | 026904 | Testers, Protective Mask/Respirator Leakage | 8048 - Portacount Pro+ | 8048194001 | TSI | Center for Corporate Health | Akron | Cuyahoga Falls Campus | Cuyahoga Falls Medical Center | Ground Floor | 2019-10-16 | Low
No | 026906 | Testers, Protective Mask/Respirator Leakage | 8048 - Portacount Pro+ | 8048194101 | TSI | Center for Corp Health - NEOMED | Akron | Rootstown Campus | Rootstown Medical Center | Ground Floor | 2019-12-09 | Low
No | 037370 | Testers, Protective Mask/Respirator Leakage | 8048 - Portacount Pro+ | 8048194010 | TSI | Center for Corp Health - SW | Barberton | Wadsworth Campus | Wadsworth Emergency Bldg | Ground Floor | 2019-10-16 | Low
No | 038175 | Testers, Protective Mask/Respirator Leakage | 8048 - Portacount Pro+ | 8048194006 | TSI | Center for Corp Health - SB | Barberton | Barberton Campus | Tuscora Park Pavilion | 1st Floor | 2019-10-16 | Low
No | 038331 | Testers, Protective Mask/Respirator Leakage | 8048 - Portacount Pro+ | 8048200214 | TSI | Center for Corporate Health | Akron | Cuyahoga Falls Campus | Cuyahoga Falls Medical Center | Ground Floor | 2020-01-17 | Low
No | 053328 | Testers, Protective Mask/Respirator Leakage | 8048 - Portacount Pro+ | 8048185115 | TSI | Employee Health Center | Akron | Akron City Campus | Akron City Hospital | Basement | 2018-12-28 | Low
No | 058349 | Testers, Protective Mask/Respirator Leakage | 8048 - Portacount Pro+ | 8048192615 | TSI | Employee Health Center | Akron | Akron City Campus | Akron City Hospital | Basement | 2019-07-08 | Low
No | 015503 | Testers, Pulse Oximetry Monitor | INDEX-2FE - Spo2 Simulator | 110185 | Biotek / Fluke Biomedical | Health Tech Mgmt | Akron | Akron City Campus | ACH Admin Building | Ground Floor | 1995-05-08 | Low
No | 030516 | Testers, Pulse Oximetry Monitor | OX-1 - OX-Sim | Ox4498 | Pronk Technologies | Health Tech Mgmt | Akron | Akron City Campus | H Tower | Basement | 2011-12-15 | Low
No | 050835 | Testers, Pulse Oximetry Monitor | OX-1 - OX-Sim | Ox4009 | Pronk Technologies | Health Tech Mgmt | Akron | Akron City Campus | ACH Admin Building | Ground Floor | 2011-09-23 | Low
No | 013791 | Testers, Pulse Oximetry Monitor | OX-2 - OX Sim | 3099 | Pronk Technologies | Health Tech Mgmt - SB | Barberton | Barberton Campus | Summa Barberton Hospital | 5th Floor | 2020-12-18 | Low
No | 013798 | Testers, Pulse Oximetry Monitor | OX-2 - OX Sim | 3085 | Pronk Technologies | Health Tech Mgmt | Akron | Akron City Campus | ACH Admin Building | Ground Floor | 2020-12-18 | Low
No | 013799 | Testers, Pulse Oximetry Monitor | OX-2 - OX Sim | 3082 | Pronk Technologies | Health Tech Mgmt | Akron | Akron City Campus | ACH Admin Building | Ground Floor | 2020-12-18 | Low
No | 034422 | Testers, Pulse Oximetry Monitor | OX-2 - OX Sim | 2005 | Pronk Technologies | Health Tech Mgmt | Akron | Akron City Campus | ACH Admin Building | Ground Floor | 2018-12-27 | Low
No | 061792 | Testers, Pulse Oximetry Monitor | OX-2 - OX Sim | 4001 | Pronk Technologies | Health Tech Mgmt | Akron | Akron City Campus | ACH Admin Building | Ground Floor | 2022-06-09 | Low
No | 061795 | Testers, Pulse Oximetry Monitor | OX-2 - OX Sim | 4377 | Pronk Technologies | Health Tech Mgmt | Akron | Akron City Campus | H Tower | Basement | 2023-02-10 13:53 | Low
No | 061796 | Testers, Pulse Oximetry Monitor | OX-2 - OX Sim | 12080 | Pronk Technologies | Health Tech Mgmt - SB | Barberton | Barberton Campus | Summa Barberton Hospital | 5th Floor | 2023-05-04 07:30 | Low
No | 070583 | Testers, Pulse Oximetry Monitor | OX-2 - OX Sim | 13040 | Pronk Technologies | Health Tech Mgmt - SB | Barberton | Barberton Campus | Summa Barberton Hospital | 5th Floor | 2024-06-17 06:57 | Low
No | 050033 | Testers, Sound Level | 407764 - Datalogging Sound Meter- Range 30Db-130Db | 01911921 | Extech Instruments | LAB Administration | Akron | Akron City Campus | ACH Admin Building | 3rd Floor | 2021-03-08 | Low
No | 015475 | Testers, Temperature | 52 | 3965575 | Fluke Biomedical | Health Tech Mgmt | Akron | Akron City Campus | ACH Admin Building | Ground Floor | 1986-09-01 | Low
No | 036579 | Testers, Temperature | 52 | 43860900WS | Fluke Biomedical | Health Tech Mgmt | Akron | Akron City Campus | H Tower | Basement | 2019-02-26 | Low
No | 037807 | Testers, Temperature | 52 | 5485548 | Fluke Biomedical | Health Tech Mgmt - SB | Barberton | Barberton Campus | Summa Barberton Hospital | 5th Floor | 2009-04-01 | Low
No | 063531 | Testers, Temperature | 52 | 59921155MV | Fluke Biomedical | Health Tech Mgmt | Akron | Akron City Campus | H Tower | Basement | 2023-10-31 10:45 | Low
No | 026926 | Testers, Temperature | 51 - Thermometer | 47990066WS | Fluke Biomedical | Health Tech Mgmt | Akron | Akron City Campus | H Tower | Basement | 2020-09-09 | Low
No | 039764 | Testers, Temperature | 51 - Thermometer | 5700001 | Fluke Biomedical | Health Tech Mgmt - WRHC | Barberton | Wadsworth Campus | Wadsworth-Rittman Medical Center | 4th Floor | 2009-04-01 | Low
No | 060724 | Testers, Temperature | 52 II Thermometer | 56590173MV | Fluke Biomedical | Health Tech Mgmt - SB | Barberton | Barberton Campus | Summa Barberton Hospital | 5th Floor | 2022-04-06 | Low
No | 060725 | Testers, Temperature | 52 II Thermometer | 56590174MV | Fluke Biomedical | Health Tech Mgmt | Akron | Akron City Campus | ACH Admin Building | Ground Floor | 2022-04-06 | Low
No | 063839 | Testers, Temperature | 52 II Thermometer | 682639 | Fluke Biomedical | Health Tech Mgmt - SB | Barberton | Barberton Campus | Summa Barberton Hospital | 5th Floor | 2024-04-01 09:49 | Low
No | 039902 | Testers, Temperature | 80T-150U - Fluke 80T-150Ua Universal Temperature Probe | 42500048 | Fluke Biomedical | Health Tech Mgmt - SB | Barberton | Barberton Campus | Summa Barberton Hospital | 5th Floor | 2022-10-06 | Low
No | 038839 | Testers, Temperature / Humidity | RH101 - Temp / Humidity | 07023577 | Extech Instruments | Health Tech Mgmt - SB | Barberton | Barberton Campus | Summa Barberton Hospital | 5th Floor | 2019-07-01 | Low
No | 059141 | Testers, Vacuum Regulator | PM760 Vacumeter | 000332 | Precision Medical | Health Tech Mgmt | Akron | Akron City Campus | ACH Admin Building | Ground Floor | 2020-07-10 | Low
No | 058029 | Testers, Vacuum Regulator | Vac-U-Test - Vacuum Regulator Tester | TA19813-1 | Ohio Medical | Health Tech Mgmt | Akron | Akron City Campus | ACH Admin Building | Ground Floor | 2012-01-31 | Low
No | 058031 | Testers, Vacuum Regulator | Vacutimer - Vacuum Timer | 1190-2 | Protronics | Health Tech Mgmt | Akron | Akron City Campus | ACH Admin Building | Ground Floor | 2019-08-28 | Low
No | 035614 | Testers, Ventilator | 4081 - Certifier Fa High Flow Module | 40811740019 | TSI | Health Tech Mgmt | Akron | Akron City Campus | ACH Admin Building | Ground Floor | 2017-11-10 | Low
No | 060710 | Testers, Ventilator | 4081 - Certifier Fa High Flow Module | 40815145138 | TSI | Health Tech Mgmt - SB | Barberton | Barberton Campus | Summa Barberton Hospital | 5th Floor | 2022-01-04 | Low
No | 035613 | Testers, Ventilator | 4088 - Certifier Fa Interface Module | 40881739002 | TSI | Health Tech Mgmt | Akron | Akron City Campus | ACH Admin Building | Ground Floor | 2017-11-10 | Low
No | 060709 | Testers, Ventilator | 4088 - Certifier Fa Interface Module | 40882151018 | TSI | Health Tech Mgmt - SB | Barberton | Barberton Campus | Summa Barberton Hospital | 5th Floor | 2022-01-04 | Low
No | 023271 | Testers, Ventilator | PTS2000 | 4150645002 | Nellcor / Puritan Bennett | Health Tech Mgmt | Akron | Akron City Campus | ACH Admin Building | Ground Floor | 2007-04-03 | Low
No | 030911 | Testers, Ventilator | PTS2000 | 4151250001 | Nellcor / Puritan Bennett | Health Tech Mgmt | Akron | Akron City Campus | ACH Admin Building | Ground Floor | 2013-03-15 | Low
No | 038762 | Testers, Ventilator | PTS2000 | 4151301001 | Nellcor / Puritan Bennett | Health Tech Mgmt - SB | Barberton | Barberton Campus | Summa Barberton Hospital | 5th Floor | 2013-03-18 | Low
No | 015295 | Testers, Ventilator | RT-200 - Timeter Flow Volume Analyzer | N40L | Allied Healthcare Products | Health Tech Mgmt | Akron | Akron City Campus | ACH Admin Building | Ground Floor | 2004-02-03 | Low
No | 015514 | Testers, Ventilator | RT-200 - Timeter Flow Volume Analyzer | S35T | Allied Healthcare Products | Health Tech Mgmt | Akron | Akron City Campus | ACH Admin Building | Ground Floor | 1992-09-10 | Low
No | 026619 | Therapy Units, Occupational | 06852 02 - Electric Skillet | Unknown | Presto | Physical Therapy | Akron | Akron City Campus | Akron City Hospital | Ground Floor | 2009-03-12 | Low
No | 059035 | Therapy Units, Occupational | 115WP - Conair 1875W Styler Hair Dryer | Unknown | Conair | Summa Rehab Hospital | Akron | Akron City Campus | Summa Rehab Hospital |  | 2020-05-21 | Low
No | 033243 | Therapy Units, Occupational | 1875 - Ion Select - Hair Dryer | Unknown | Vidal Sassoon | Summa Rehab Hospital | Akron | Akron City Campus | Summa Rehab Hospital |  | 2016-03-07 | Low
No | 031145 | Therapy Units, Occupational | 3954250 - Clothes Washer | F12308483 | Whirlpool | Summa Rehab Hospital | Akron | Akron City Campus | Summa Rehab Hospital |  | 2012-01-19 | Low
No | 031149 | Therapy Units, Occupational | 3954250 - Clothes Washer | F12408482 | Whirlpool | Summa Rehab Hospital | Akron | Akron City Campus | Summa Rehab Hospital |  | 2012-01-19 | Low
No | 034366 | Therapy Units, Occupational | 7-293 - Electric Skillet | ESB-301BF | Sunbeam | IMG Green MOB | Barberton | Green Campus | Green Medical Center | Ground Floor | 2015-02-09 | Low
No | 033132 | Therapy Units, Occupational | AC-2015 - Hair Dryer | CA521 | Remington | Summa Rehab Hospital | Akron | Akron City Campus | Summa Rehab Hospital |  | 2014-08-14 | Low
No | 052235 | Therapy Units, Occupational | B31 - Coffee Maker - Pod | Unknown | Keurig Inc. | Summa Rehab Hospital | Akron | Akron City Campus | Summa Rehab Hospital |  | 2018-12-06 | Low
No | 031151 | Therapy Units, Occupational | BLACK - Oven | Unknown | Frigidaire | Summa Rehab Hospital | Akron | Akron City Campus | Summa Rehab Hospital |  | 2012-01-19 | Low
No | 031143 | Therapy Units, Occupational | LEB326GOT5WH - Oven | TT281861Q | Rca | Summa Rehab Hospital | Akron | Akron City Campus | Summa Rehab Hospital |  | 2012-01-19 | Low
No | 031264 | Therapy Units, Occupational | MED6000XW1 - Maxima - Dryer | M21704279 | Maytag | Summa Rehab Hospital | Akron | Akron City Campus | Summa Rehab Hospital |  | 2013-01-31 | Low
No | 031263 | Therapy Units, Occupational | MHW6000XWZ - Maxima - Washer | C21950950 | Maytag | Summa Rehab Hospital | Akron | Akron City Campus | Summa Rehab Hospital |  | 2013-01-31 | Low
No | 031253 | Therapy Units, Occupational | RPS - Pianovelle, Electric | 459M96963 | Baldwin Piano Co. | Summa Rehab Hospital | Akron | Akron City Campus | Summa Rehab Hospital |  | 2012-10-22 | Low
No | 059043 | Therapy Units, Occupational | RVL-001 - Wii, Gaming Console | LU82422004 | Nintendo | Summa Rehab Hospital | Akron | Akron City Campus | Summa Rehab Hospital |  | 2020-07-06 | Low
No | 037921 | Therapy Units, Occupational | S16T - Skillet, Elect., 1500Watt | 0103 | Rival | Physical Therapy - SB | Barberton | Barberton Campus | Summa Barberton Hospital | 1st Floor | 2012-12-19 | Low
No | 032382 | Therapy Units, Occupational | XH-3040 - Splint Tray/Electric Skillet | Unknown | Performance Health | Physical Therapy | Akron | Akron City Campus | Akron City Hospital | Ground Floor | 2015-09-22 | Low
No | 032492 | THERMAL ABLATION SYSTEM | ACM1 CryoICE BOX V6 - THERMAL ABLATION SYSTEM, CRYO | 53543-03 | Atricure | Operating Room | Akron | Akron City Campus | Akron City Hospital | 1st Floor | 2017-02-01 | Medium
No | 000281 | Thermometers, Electronic | 2080A Temp Plus | 3071364 | Alaris Medical Systems | PACU | Akron | Akron City Campus | Akron City Hospital | 1st Floor | 1992-06-15 | Low
No | 002792 | Thermometers, Electronic | 2080A Temp Plus | 3071343 | Alaris Medical Systems | H2 - Labor and Delivery Unit (L&D) | Akron | Akron City Campus | H Tower | 2nd Floor | 1992-06-15 | Low
No | 002806 | Thermometers, Electronic | 2080A Temp Plus | 3071330 | Alaris Medical Systems | H2 - Labor and Delivery Unit (L&D) | Akron | Akron City Campus | H Tower | 2nd Floor | 1992-06-15 | Low
No | 002832 | Thermometers, Electronic | 2080A Temp Plus | 3071314 | Alaris Medical Systems | H2 - Labor and Delivery Unit (L&D) | Akron | Akron City Campus | H Tower | 2nd Floor | 1992-06-15 | Low
No | 003349 | Thermometers, Electronic | 2080A Temp Plus | 3070017 | Alaris Medical Systems | 5 East - Observation Unit | Akron | Akron City Campus | Akron City Hospital | 5th Floor | 1992-06-15 | Low
No | 003447 | Thermometers, Electronic | 2080A Temp Plus | 3310940 | Alaris Medical Systems | H4 - Mother/Baby Unit | Akron | Akron City Campus | H Tower | 4th Floor | 1999-11-30 | Low
No | 003457 | Thermometers, Electronic | 2080A Temp Plus | 3071359 | Alaris Medical Systems | 6 West - Acute Care of the Elderly (ACE) Unit | Akron | Akron City Campus | Akron City Hospital | 6th Floor | 1992-06-15 | Low
No | 003481 | Thermometers, Electronic | 2080A Temp Plus | 3069832 | Alaris Medical Systems | H6 - Surgical Progressive Care Unit (PCU) | Akron | Akron City Campus | H Tower | 6th Floor | 1992-06-15 | Low
No | 003483 | Thermometers, Electronic | 2080A Temp Plus | 3071358 | Alaris Medical Systems | H6 - Surgical Progressive Care Unit (PCU) | Akron | Akron City Campus | H Tower | 6th Floor | 1992-06-15 | Low
No | 003646 | Thermometers, Electronic | 2080A Temp Plus | 3070028 | Alaris Medical Systems | H6 - Surgical Progressive Care Unit (PCU) | Akron | Akron City Campus | H Tower | 6th Floor | 1992-06-15 | Low
No | 003684 | Thermometers, Electronic | 2080A Temp Plus | 0067010 | Alaris Medical Systems | 7 East - Oncology Medical Unit | Akron | Akron City Campus | Akron City Hospital | 7th Floor | 1998-02-01 | Low
No | 003789 | Thermometers, Electronic | 2080A Temp Plus | Unknown | Alaris Medical Systems | 7 East - Oncology Medical Unit | Akron | Akron City Campus | Akron City Hospital | 7th Floor | 1992-06-15 | Low
No | 003860 | Thermometers, Electronic | 2080A Temp Plus | 3070057 | Alaris Medical Systems | 6 West - Acute Care of the Elderly (ACE) Unit | Akron | Akron City Campus | Akron City Hospital | 6th Floor | 1992-06-15 | Low
No | 003923 | Thermometers, Electronic | 2080A Temp Plus | 3373457 | Alaris Medical Systems | POP - Private Out Patient | Akron | Akron City Campus | Akron City Hospital | Ground Floor | 1992-06-15 | Low
No | 004911 | Thermometers, Electronic | 2080A Temp Plus | 3071294 | Alaris Medical Systems | 7 West - Respiratory Unit | Akron | Akron City Campus | Akron City Hospital | 7th Floor | 1992-06-15 | Low
No | 004913 | Thermometers, Electronic | 2080A Temp Plus | 3195868 | Alaris Medical Systems | H2 - Labor and Delivery Unit (L&D) | Akron | Akron City Campus | H Tower | 2nd Floor | 1995-01-23 | Low
No | 004921 | Thermometers, Electronic | 2080A Temp Plus | 3070052 | Alaris Medical Systems | T3 - Medical Intensive Care Unit (MICU) | Akron | Akron City Campus | Critical Care Tower | 3rd Floor | 1992-06-15 | Low
No | 004935 | Thermometers, Electronic | 2080A Temp Plus | 3069972 | Alaris Medical Systems | Radiation Therapy - Akron | Akron | Akron City Campus | Cooper Cancer Center |  | 1992-06-15 | Low
No | 005881 | Thermometers, Electronic | 2080A Temp Plus | 3069994 | Alaris Medical Systems | H2 - Labor and Delivery Unit (L&D) | Akron | Akron City Campus | H Tower | 2nd Floor | 1992-06-15 | Low
No | 005893 | Thermometers, Electronic | 2080A Temp Plus | 3069990 | Alaris Medical Systems | Internal Medicine | Akron | Akron City Campus | 55 Arch | 1st Floor | 1992-06-15 | Low
No | 005908 | Thermometers, Electronic | 2080A Temp Plus | 3071310 | Alaris Medical Systems | 7 East - Oncology Medical Unit | Akron | Akron City Campus | Akron City Hospital | 7th Floor | 1992-06-15 | Low
No | 005920 | Thermometers, Electronic | 2080A Temp Plus | 3195881 | Alaris Medical Systems | H2 - Labor and Delivery Unit (L&D) | Akron | Akron City Campus | H Tower | 2nd Floor | 1995-01-23 | Low
No | 005928 | Thermometers, Electronic | 2080A Temp Plus | 3070008 | Alaris Medical Systems | H4 - Mother/Baby Unit | Akron | Akron City Campus | H Tower | 4th Floor | 1992-06-15 | Low
No | 005982 | Thermometers, Electronic | 2080A Temp Plus | 3069998 | Alaris Medical Systems | 7 East - Oncology Medical Unit | Akron | Akron City Campus | Akron City Hospital | 7th Floor | 1992-06-15 | Low
No | 005984 | Thermometers, Electronic | 2080A Temp Plus | 3071340 | Alaris Medical Systems | H6 - Surgical Progressive Care Unit (PCU) | Akron | Akron City Campus | H Tower | 6th Floor | 1992-06-15 | Low
No | 006434 | Thermometers, Electronic | 2080A Temp Plus | 3071303 | Alaris Medical Systems | T1 - CTV Intensive Care Unit (CTV-ICU) | Akron | Akron City Campus | Critical Care Tower | 1st Floor | 1992-06-15 | Low
No | 006495 | Thermometers, Electronic | 2080A Temp Plus | 3414961 | Alaris Medical Systems | 6 West - Acute Care of the Elderly (ACE) Unit | Akron | Akron City Campus | Akron City Hospital | 6th Floor | 1999-09-09 | Low
No | 006639 | Thermometers, Electronic | 2080A Temp Plus | 3071390 | Alaris Medical Systems | Sameday Surgery Center | Akron | Akron City Campus | H Tower | 1st Floor | 1992-06-15 | Low
No | 010198 | Thermometers, Electronic | 2080A Temp Plus | 3070001 | Alaris Medical Systems | Endoscopy | Akron | Akron City Campus | Akron City Hospital | Ground Floor | 1992-06-15 | Low
No | 010222 | Thermometers, Electronic | 2080A Temp Plus | 3070036 | Alaris Medical Systems | Summa Rehab Hospital | Akron | Akron City Campus | Summa Rehab Hospital |  | 1992-06-15 | Low
No | 010601 | Thermometers, Electronic | 2080A Temp Plus | Unknown | Alaris Medical Systems | 7 West - Respiratory Unit | Akron | Akron City Campus | Akron City Hospital | 7th Floor | 1992-06-15 | Low
No | 011557 | Thermometers, Electronic | 2080A Temp Plus | 0039899 | Alaris Medical Systems | Wound Care Center | Akron | Akron City Campus | Wound Care Building | Ground Floor | 1998-02-01 | Low
No | 014036 | Thermometers, Electronic | 2080A Temp Plus | 3066434 | Alaris Medical Systems | T2 - STN Intensive Care Unit (STN-ICU) | Akron | Akron City Campus | Critical Care Tower | 2nd Floor | 1992-06-15 | Low
No | 014038 | Thermometers, Electronic | 2080A Temp Plus | 3071369 | Alaris Medical Systems | H6 - Surgical Progressive Care Unit (PCU) | Akron | Akron City Campus | H Tower | 6th Floor | 1992-06-15 | Low
No | 015410 | Thermometers, Electronic | 2080A Temp Plus | 3069887 | Alaris Medical Systems | Radiation Therapy - Akron | Akron | Akron City Campus | Cooper Cancer Center |  | 1992-06-15 | Low
No | 016041 | Thermometers, Electronic | 2080A Temp Plus | 3070027 | Alaris Medical Systems | H2 - Labor and Delivery Unit (L&D) | Akron | Akron City Campus | H Tower | 2nd Floor | 1992-06-15 | Low
No | 016044 | Thermometers, Electronic | 2080A Temp Plus | 3071280 | Alaris Medical Systems | H2 - Labor and Delivery Unit (L&D) | Akron | Akron City Campus | H Tower | 2nd Floor | 1992-06-15 | Low
No | 016049 | Thermometers, Electronic | 2080A Temp Plus | 3071313 | Alaris Medical Systems | H2 - Labor and Delivery Unit (L&D) | Akron | Akron City Campus | H Tower | 2nd Floor | 1992-06-15 | Low
No | 016050 | Thermometers, Electronic | 2080A Temp Plus | 3071285 | Alaris Medical Systems | H2 - Labor and Delivery Unit (L&D) | Akron | Akron City Campus | H Tower | 2nd Floor | 1992-06-15 | Low
No | 016073 | Thermometers, Electronic | 2080A Temp Plus | 3241781 | Alaris Medical Systems | Cat Scan | Akron | Akron City Campus | Akron City Hospital | Ground Floor | 1996-02-27 | Low
No | 016078 | Thermometers, Electronic | 2080A Temp Plus | 3071315 | Alaris Medical Systems | H4 - Mother/Baby Unit | Akron | Akron City Campus | H Tower | 4th Floor | 1992-06-15 | Low
No | 016097 | Thermometers, Electronic | 2080A Temp Plus | 3195846 | Alaris Medical Systems | H2 - Labor and Delivery Unit (L&D) | Akron | Akron City Campus | H Tower | 2nd Floor | 1995-01-23 | Low
No | 016192 | Thermometers, Electronic | 2080A Temp Plus | 3071363 | Alaris Medical Systems | H2 - Labor and Delivery Unit (L&D) | Akron | Akron City Campus | H Tower | 2nd Floor | 1992-06-15 | Low
No | 016380 | Thermometers, Electronic | 2080A Temp Plus | 3310927 | Alaris Medical Systems | H4 - Mother/Baby Unit | Akron | Akron City Campus | H Tower | 4th Floor | 1997-02-01 | Low
No | 016601 | Thermometers, Electronic | 2080A Temp Plus | 3203679 | Alaris Medical Systems | H4 - Mother/Baby Unit | Akron | Akron City Campus | H Tower | 4th Floor | 1997-02-07 | Low
No | 017060 | Thermometers, Electronic | 2080A Temp Plus | 3069860 | Alaris Medical Systems | SCI-Cardiology Prep & Recovery | Akron | Akron City Campus | Akron City Hospital | 1st Floor | 1992-06-15 | Low
No | 017923 | Thermometers, Electronic | 2080A Temp Plus | 3071348 | Alaris Medical Systems | 6 West - Acute Care of the Elderly (ACE) Unit | Akron | Akron City Campus | Akron City Hospital | 6th Floor | 1992-06-15 | Low
No | 019575 | Thermometers, Electronic | 2080A Temp Plus | 3070032 | Alaris Medical Systems | 5 West - Cardiac Progressive Care Unit (PCU) | Akron | Akron City Campus | Akron City Hospital | 5th Floor | 1992-01-01 | Low
No | 019893 | Thermometers, Electronic | 2080A Temp Plus | 3071383 | Alaris Medical Systems | T3 - Medical Intensive Care Unit (MICU) | Akron | Akron City Campus | Critical Care Tower | 3rd Floor | 1992-06-15 | Low
No | 020715 | Thermometers, Electronic | 2080A Temp Plus | 3071307 | Alaris Medical Systems | Family Medicine Center | Akron | Akron City Campus | 55 Arch | 3rd Floor | 1992-06-15 | Low
No | 003862 | Thermometers, Electronic | 2080B - 2080B Temp Plus, Oral/Rectal | Unknown | Alaris Medical Systems | 7 West - Respiratory Unit | Akron | Akron City Campus | Akron City Hospital | 7th Floor | 1994-11-29 | Low
No | 010602 | Thermometers, Electronic | 2080B - 2080B Temp Plus, Oral/Rectal | 3186438 | Alaris Medical Systems | 7 West - Respiratory Unit | Akron | Akron City Campus | Akron City Hospital | 7th Floor | 1994-11-29 | Low
No | 003367 | Thermometers, Electronic | 2080D - Temp Plus, Oral/Rectal | 3234074 | Alaris Medical Systems | 6 West - Acute Care of the Elderly (ACE) Unit | Akron | Akron City Campus | Akron City Hospital | 6th Floor | 1992-06-15 | Low
No | 003470 | Thermometers, Electronic | 2080D - Temp Plus, Oral/Rectal | 3514908 | Alaris Medical Systems | 5 West - Cardiac Progressive Care Unit (PCU) | Akron | Akron City Campus | Akron City Hospital | 5th Floor | 2000-05-02 | Low
No | 003471 | Thermometers, Electronic | 2080D - Temp Plus, Oral/Rectal | 3514798 | Alaris Medical Systems | 5 West - Cardiac Progressive Care Unit (PCU) | Akron | Akron City Campus | Akron City Hospital | 5th Floor | 2000-05-02 | Low
No | 003472 | Thermometers, Electronic | 2080D - Temp Plus, Oral/Rectal | 3514786 | Alaris Medical Systems | 6 West - Acute Care of the Elderly (ACE) Unit | Akron | Akron City Campus | Akron City Hospital | 6th Floor | 2000-05-02 | Low
No | 003781 | Thermometers, Electronic | 2080D - Temp Plus, Oral/Rectal | 3586037 | Alaris Medical Systems | 6 West - Acute Care of the Elderly (ACE) Unit | Akron | Akron City Campus | Akron City Hospital | 6th Floor | 2001-04-10 | Low
No | 003848 | Thermometers, Electronic | 2080D - Temp Plus, Oral/Rectal | 3470740 | Alaris Medical Systems | H6 - Surgical Progressive Care Unit (PCU) | Akron | Akron City Campus | H Tower | 6th Floor | 2001-08-30 | Low
No | 004000 | Thermometers, Electronic | 2080D - Temp Plus, Oral/Rectal | 3414948 | Alaris Medical Systems | 6 West - Acute Care of the Elderly (ACE) Unit | Akron | Akron City Campus | Akron City Hospital | 6th Floor | 1999-05-17 | Low
No | 004999 | Thermometers, Electronic | 2080D - Temp Plus, Oral/Rectal | 4025416 | Alaris Medical Systems | 7 East - Oncology Medical Unit | Akron | Akron City Campus | Akron City Hospital | 7th Floor | 2003-01-30 | Low
No | 005985 | Thermometers, Electronic | 2080D - Temp Plus, Oral/Rectal | 3414949 | Alaris Medical Systems | H6 - Surgical Progressive Care Unit (PCU) | Akron | Akron City Campus | H Tower | 6th Floor | 1999-05-17 | Low
No | 014318 | Thermometers, Electronic | 2080D - Temp Plus, Oral/Rectal | 4048758 | Alaris Medical Systems | Staff Development | Akron | Corporate Campus | Corporate Center |  | 2003-06-30 | Low
No | 015221 | Thermometers, Electronic | 2080D - Temp Plus, Oral/Rectal | 4059236 | Alaris Medical Systems | 5 West - Cardiac Progressive Care Unit (PCU) | Akron | Akron City Campus | Akron City Hospital | 5th Floor | 2004-02-06 | Low
No | 015572 | Thermometers, Electronic | 2080D - Temp Plus, Oral/Rectal | 131082 | Alaris Medical Systems | 7 East - Oncology Medical Unit | Akron | Akron City Campus | Akron City Hospital | 7th Floor | 2004-06-17 | Low
No | 015939 | Thermometers, Electronic | 2080D - Temp Plus, Oral/Rectal | 9873906 | Alaris Medical Systems | Women's Health Center | Akron | Akron City Campus | 75 Arch | Basement | 2004-12-22 | Low
No | 016022 | Thermometers, Electronic | 2080D - Temp Plus, Oral/Rectal | 3203688 | Alaris Medical Systems | H4 - Mother/Baby Unit | Akron | Akron City Campus | H Tower | 4th Floor | 1997-07-21 | Low
No | 016056 | Thermometers, Electronic | 2080D - Temp Plus, Oral/Rectal | 3204557 | Alaris Medical Systems | H4 - Mother/Baby Unit | Akron | Akron City Campus | H Tower | 4th Floor | 1998-02-01 | Low
No | 016917 | Thermometers, Electronic | 2080D - Temp Plus, Oral/Rectal | 3631472 | Alaris Medical Systems | H4 - Mother/Baby Unit | Akron | Akron City Campus | H Tower | 4th Floor | 2001-08-31 | Low
No | 016943 | Thermometers, Electronic | 2080D - Temp Plus, Oral/Rectal | 3642391 | Alaris Medical Systems | H4 - Mother/Baby Unit | Akron | Akron City Campus | H Tower | 4th Floor | 2001-10-10 | Low
No | 017998 | Thermometers, Electronic | 2080D - Temp Plus, Oral/Rectal | 4078770 | Alaris Medical Systems | H6 - Surgical Progressive Care Unit (PCU) | Akron | Akron City Campus | H Tower | 6th Floor | 2003-11-13 | Low
No | 021134 | Thermometers, Electronic | 2080D - Temp Plus, Oral/Rectal | 9862792 | Alaris Medical Systems | H6 - Surgical Progressive Care Unit (PCU) | Akron | Akron City Campus | H Tower | 6th Floor | 2005-08-09 | Low
No | 021177 | Thermometers, Electronic | 2080D - Temp Plus, Oral/Rectal | 4120942 | Alaris Medical Systems | Bariatric Care - ACH | Akron | Akron City Campus | 95 Arch | 2nd Floor | 2005-11-01 | Low
No | 023794 | Thermometers, Electronic | 2080D - Temp Plus, Oral/Rectal | 4059249 | Alaris Medical Systems | 5 West - Cardiac Progressive Care Unit (PCU) | Akron | Akron City Campus | Akron City Hospital | 5th Floor | 2004-08-07 | Low
No | 023795 | Thermometers, Electronic | 2080D - Temp Plus, Oral/Rectal | 4059237 | Alaris Medical Systems | 5 West - Cardiac Progressive Care Unit (PCU) | Akron | Akron City Campus | Akron City Hospital | 5th Floor | 2004-08-07 | Low
No | 101-07479 | Thermometers, Electronic | 2080D - Temp Plus, Oral/Rectal | 3305163 | Alaris Medical Systems | Emergency Department (ED) - Wadsworth | Barberton | Wadsworth Campus | Wadsworth Emergency Bldg | Ground Floor | 2006-05-01 | Low
No | 002840 | Thermometers, Electronic | 2085D - Temp Plus, Oral/Rectal | 3435785 | Alaris Medical Systems | H2 - Labor and Delivery Unit (L&D) | Akron | Akron City Campus | H Tower | 2nd Floor | 1999-07-06 | Low
No | 002841 | Thermometers, Electronic | 2085D - Temp Plus, Oral/Rectal | 3410584 | Alaris Medical Systems | H2 - Labor and Delivery Unit (L&D) | Akron | Akron City Campus | H Tower | 2nd Floor | 1999-07-06 | Low
No | 002842 | Thermometers, Electronic | 2085D - Temp Plus, Oral/Rectal | 3435797 | Alaris Medical Systems | H2 - Labor and Delivery Unit (L&D) | Akron | Akron City Campus | H Tower | 2nd Floor | 1999-07-06 | Low
No | 002843 | Thermometers, Electronic | 2085D - Temp Plus, Oral/Rectal | 3435794 | Alaris Medical Systems | H2 - Labor and Delivery Unit (L&D) | Akron | Akron City Campus | H Tower | 2nd Floor | 1999-07-06 | Low
No | 003996 | Thermometers, Electronic | 2085D - Temp Plus, Oral/Rectal | 3482234 | Alaris Medical Systems | T2 - STN Intensive Care Unit (STN-ICU) | Akron | Akron City Campus | Critical Care Tower | 2nd Floor | 1999-12-09 | Low
No | 005978 | Thermometers, Electronic | 2085D - Temp Plus, Oral/Rectal | 3424799 | Alaris Medical Systems | 5 West - Cardiac Progressive Care Unit (PCU) | Akron | Akron City Campus | Akron City Hospital | 5th Floor | 1999-12-01 | Low
No | 005979 | Thermometers, Electronic | 2085D - Temp Plus, Oral/Rectal | 3424802 | Alaris Medical Systems | 5 West - Cardiac Progressive Care Unit (PCU) | Akron | Akron City Campus | Akron City Hospital | 5th Floor | 1999-12-01 | Low
No | 006503 | Thermometers, Electronic | 2085D - Temp Plus, Oral/Rectal | 3454004 | Alaris Medical Systems | T1 - CTV Intensive Care Unit (CTV-ICU) | Akron | Akron City Campus | Critical Care Tower | 1st Floor | 1999-09-23 | Low
No | 014363 | Thermometers, Electronic | 2085D - Temp Plus, Oral/Rectal | 4101733 | Alaris Medical Systems | H2 - Labor and Delivery Unit (L&D) | Akron | Akron City Campus | H Tower | 2nd Floor | 2004-02-09 | Low
No | 014364 | Thermometers, Electronic | 2085D - Temp Plus, Oral/Rectal | 4101746 | Alaris Medical Systems | H4 - Mother/Baby Unit | Akron | Akron City Campus | H Tower | 4th Floor | 2004-02-09 | Low
No | 014365 | Thermometers, Electronic | 2085D - Temp Plus, Oral/Rectal | 4101755 | Alaris Medical Systems | H4 - Mother/Baby Unit | Akron | Akron City Campus | H Tower | 4th Floor | 2004-02-09 | Low
No | 015206 | Thermometers, Electronic | 2085D - Temp Plus, Oral/Rectal | 4009510 | Alaris Medical Systems | 5 West - Cardiac Progressive Care Unit (PCU) | Akron | Akron City Campus | Akron City Hospital | 5th Floor | 2003-12-29 | Low
No | 015565 | Thermometers, Electronic | 2085D - Temp Plus, Oral/Rectal | 4114240 | Alaris Medical Systems | Summa Rehab Hospital | Akron | Akron City Campus | Summa Rehab Hospital |  | 2004-06-04 | Low
No | 015566 | Thermometers, Electronic | 2085D - Temp Plus, Oral/Rectal | 4114227 | Alaris Medical Systems | 6 West - Acute Care of the Elderly (ACE) Unit | Akron | Akron City Campus | Akron City Hospital | 6th Floor | 2004-06-04 | Low
No | 015568 | Thermometers, Electronic | 2085D - Temp Plus, Oral/Rectal | 4114244 | Alaris Medical Systems | Employee Health Center | Akron | Akron City Campus | Akron City Hospital | Basement | 2004-06-04 | Low
No | 015570 | Thermometers, Electronic | 2085D - Temp Plus, Oral/Rectal | 4114264 | Alaris Medical Systems | H4 - Mother/Baby Unit | Akron | Akron City Campus | H Tower | 4th Floor | 2004-06-04 | Low
No | 015597 | Thermometers, Electronic | 2085D - Temp Plus, Oral/Rectal | 4025697 | Alaris Medical Systems | 6 West - Acute Care of the Elderly (ACE) Unit | Akron | Akron City Campus | Akron City Hospital | 6th Floor | 2004-06-28 | Low
No | 015902 | Thermometers, Electronic | 2085D - Temp Plus, Oral/Rectal | 9869537 | Alaris Medical Systems | H2 - Labor and Delivery Unit (L&D) | Akron | Akron City Campus | H Tower | 2nd Floor | 2004-12-09 | Low
No | 015903 | Thermometers, Electronic | 2085D - Temp Plus, Oral/Rectal | 9869536 | Alaris Medical Systems | H2 - Labor and Delivery Unit (L&D) | Akron | Akron City Campus | H Tower | 2nd Floor | 2004-12-09 | Low
No | 015904 | Thermometers, Electronic | 2085D - Temp Plus, Oral/Rectal | 9867731 | Alaris Medical Systems | H2 - Labor and Delivery Unit (L&D) | Akron | Akron City Campus | H Tower | 2nd Floor | 2004-12-09 | Low
No | 015905 | Thermometers, Electronic | 2085D - Temp Plus, Oral/Rectal | 9869535 | Alaris Medical Systems | H2 - Labor and Delivery Unit (L&D) | Akron | Akron City Campus | H Tower | 2nd Floor | 2004-12-09 | Low
No | 016157 | Thermometers, Electronic | 2085D - Temp Plus, Oral/Rectal | 3277250 | Alaris Medical Systems | H2 - Labor and Delivery Unit (L&D) | Akron | Akron City Campus | H Tower | 2nd Floor | 1997-01-01 | Low
No | 016197 | Thermometers, Electronic | 2085D - Temp Plus, Oral/Rectal | 3277243 | Alaris Medical Systems | H2 - Labor and Delivery Unit (L&D) | Akron | Akron City Campus | H Tower | 2nd Floor | 1997-01-01 | Low
No | 016958 | Thermometers, Electronic | 2085D - Temp Plus, Oral/Rectal | 3644692 | Alaris Medical Systems | H2 - Labor and Delivery Unit (L&D) | Akron | Akron City Campus | H Tower | 2nd Floor | 2001-10-25 | Low
No | 016959 | Thermometers, Electronic | 2085D - Temp Plus, Oral/Rectal | 3644691 | Alaris Medical Systems | H2 - Labor and Delivery Unit (L&D) | Akron | Akron City Campus | H Tower | 2nd Floor | 2001-10-25 | Low
No | 017957 | Thermometers, Electronic | 2085D - Temp Plus, Oral/Rectal | 4059515 | Alaris Medical Systems | H2 - Labor and Delivery Unit (L&D) | Akron | Akron City Campus | H Tower | 2nd Floor | 2003-10-09 | Low
No | 017958 | Thermometers, Electronic | 2085D - Temp Plus, Oral/Rectal | 4059520 | Alaris Medical Systems | H2 - Labor and Delivery Unit (L&D) | Akron | Akron City Campus | H Tower | 2nd Floor | 2003-10-09 | Low
No | 019176 | Thermometers, Electronic | 2085D - Temp Plus, Oral/Rectal | 3673147 | Alaris Medical Systems | H2 - Labor and Delivery Unit (L&D) | Akron | Akron City Campus | H Tower | 2nd Floor | 2002-05-15 | Low
No | 019254 | Thermometers, Electronic | 2085D - Temp Plus, Oral/Rectal | 4004211 | Alaris Medical Systems | H4 - Mother/Baby Unit | Akron | Akron City Campus | H Tower | 4th Floor | 2002-10-28 | Low
No | 019255 | Thermometers, Electronic | 2085D - Temp Plus, Oral/Rectal | 4004198 | Alaris Medical Systems | H4 - Mother/Baby Unit | Akron | Akron City Campus | H Tower | 4th Floor | 2002-10-28 | Low
No | 022773 | Thermometers, Electronic | 2085D - Temp Plus, Oral/Rectal | 4025699 | Alaris Medical Systems | H4 - Mother/Baby Unit | Akron | Akron City Campus | H Tower | 4th Floor | 2004-06-28 | Low
No | 020755 | Thermometers, Electronic | 2180 Turbo Temp | 12417362 | Alaris Medical Systems | 7 West - Respiratory Unit | Akron | Akron City Campus | Akron City Hospital | 7th Floor | 2006-09-06 | Low
No | 020756 | Thermometers, Electronic | 2180 Turbo Temp | 12417389 | Alaris Medical Systems | 7 West - Respiratory Unit | Akron | Akron City Campus | Akron City Hospital | 7th Floor | 2006-09-06 | Low
No | 021571 | Thermometers, Electronic | 2180 Turbo Temp | 12361608 | Alaris Medical Systems | Family Medicine Center | Akron | Akron City Campus | 55 Arch | 3rd Floor | 2006-04-17 | Low
No | 021575 | Thermometers, Electronic | 2180 Turbo Temp | 12361623 | Alaris Medical Systems | Family Medicine Center | Akron | Akron City Campus | 55 Arch | 3rd Floor | 2006-04-17 | Low
No | 021577 | Thermometers, Electronic | 2180 Turbo Temp | 12354704 | Alaris Medical Systems | Family Medicine Center | Akron | Akron City Campus | 55 Arch | 3rd Floor | 2006-04-17 | Low
No | 021857 | Thermometers, Electronic | 2180 Turbo Temp | 12441204 | Alaris Medical Systems | Wound Care Center | Akron | Akron City Campus | Wound Care Building | Ground Floor | 2006-11-22 | Low
No | 022881 | Thermometers, Electronic | 2180 Turbo Temp | 12441339 | Alaris Medical Systems | 6 West - Acute Care of the Elderly (ACE) Unit | Akron | Akron City Campus | Akron City Hospital | 6th Floor | 2006-11-17 | Low
No | 022900 | Thermometers, Electronic | 2180 Turbo Temp | 12453408 | Alaris Medical Systems | 7 East - Oncology Medical Unit | Akron | Akron City Campus | Akron City Hospital | 7th Floor | 2006-12-21 | Low
No | 023790 | Thermometers, Electronic | 2180 Turbo Temp | 12593730 | Alaris Medical Systems | Summa Rehab Hospital | Akron | Akron City Campus | Summa Rehab Hospital |  | 2007-07-26 | Low
No | 023791 | Thermometers, Electronic | 2180 Turbo Temp | 12593705 | Alaris Medical Systems | Summa Rehab Hospital | Akron | Akron City Campus | Summa Rehab Hospital |  | 2007-07-26 | Low
No | 025741 | Thermometers, Electronic | 2180 Turbo Temp | 12838168 | Alaris Medical Systems | Radiation Therapy - Akron | Akron | Akron City Campus | Cooper Cancer Center |  | 2008-10-27 | Low
No | 025742 | Thermometers, Electronic | 2180 Turbo Temp | 12838130 | Alaris Medical Systems | Radiation Therapy - Akron | Akron | Akron City Campus | Cooper Cancer Center |  | 2008-10-27 | Low
No | 025749 | Thermometers, Electronic | 2180 Turbo Temp | 12837435 | Alaris Medical Systems | Radiation Therapy - Akron | Akron | Akron City Campus | Cooper Cancer Center |  | 2008-10-27 | Low
No | 025768 | Thermometers, Electronic | 2180 Turbo Temp | 12837216 | Alaris Medical Systems | Radiation Therapy - Akron | Akron | Akron City Campus | Cooper Cancer Center |  | 2008-10-27 | Low
No | 026634 | Thermometers, Electronic | 2180 Turbo Temp | 12780163 | Alaris Medical Systems | 4 West - CPI Progressive Care Unit (CPI-PCU) | Akron | Akron City Campus | Akron City Hospital | 4th Floor | 2008-06-17 | Low
No | 026635 | Thermometers, Electronic | 2180 Turbo Temp | 12780161 | Alaris Medical Systems | 4 West - CPI Progressive Care Unit (CPI-PCU) | Akron | Akron City Campus | Akron City Hospital | 4th Floor | 2008-06-17 | Low
No | 026636 | Thermometers, Electronic | 2180 Turbo Temp | 12780229 | Alaris Medical Systems | H6 - Surgical Progressive Care Unit (PCU) | Akron | Akron City Campus | H Tower | 6th Floor | 2008-06-20 | Low
No | 026776 | Thermometers, Electronic | 2180 Turbo Temp | 12900209 | Alaris Medical Systems | 3 West - Trauma/Neuro Progressive Care Unit (PCU) | Akron | Akron City Campus | Akron City Hospital | 3rd Floor | 2009-02-20 | Low
No | 026777 | Thermometers, Electronic | 2180 Turbo Temp | 12900234 | Alaris Medical Systems | 3 West - Trauma/Neuro Progressive Care Unit (PCU) | Akron | Akron City Campus | Akron City Hospital | 3rd Floor | 2009-02-20 | Low
No | 026778 | Thermometers, Electronic | 2180 Turbo Temp | 12900313 | Alaris Medical Systems | 3 West - Trauma/Neuro Progressive Care Unit (PCU) | Akron | Akron City Campus | Akron City Hospital | 3rd Floor | 2009-02-20 | Low
No | 026780 | Thermometers, Electronic | 2180 Turbo Temp | 12900166 | Alaris Medical Systems | 3 West - Trauma/Neuro Progressive Care Unit (PCU) | Akron | Akron City Campus | Akron City Hospital | 3rd Floor | 2009-02-20 | Low
No | 026781 | Thermometers, Electronic | 2180 Turbo Temp | 12900167 | Alaris Medical Systems | 3 West - Trauma/Neuro Progressive Care Unit (PCU) | Akron | Akron City Campus | Akron City Hospital | 3rd Floor | 2009-02-20 | Low
No | 026782 | Thermometers, Electronic | 2180 Turbo Temp | 12900257 | Alaris Medical Systems | 3 West - Trauma/Neuro Progressive Care Unit (PCU) | Akron | Akron City Campus | Akron City Hospital | 3rd Floor | 2009-02-20 | Low
No | 026783 | Thermometers, Electronic | 2180 Turbo Temp | 12900244 | Alaris Medical Systems | 3 West - Trauma/Neuro Progressive Care Unit (PCU) | Akron | Akron City Campus | Akron City Hospital | 3rd Floor | 2009-02-20 | Low
No | 026785 | Thermometers, Electronic | 2180 Turbo Temp | 12900265 | Alaris Medical Systems | 3 West - Trauma/Neuro Progressive Care Unit (PCU) | Akron | Akron City Campus | Akron City Hospital | 3rd Floor | 2009-02-20 | Low
No | 026786 | Thermometers, Electronic | 2180 Turbo Temp | 12900098 | Alaris Medical Systems | 6 West - Acute Care of the Elderly (ACE) Unit | Akron | Akron City Campus | Akron City Hospital | 6th Floor | 2009-02-20 | Low
No | 026787 | Thermometers, Electronic | 2180 Turbo Temp | 12900268 | Alaris Medical Systems | 5 East - Observation Unit | Akron | Akron City Campus | Akron City Hospital | 5th Floor | 2009-02-20 | Low
No | 026788 | Thermometers, Electronic | 2180 Turbo Temp | 12900232 | Alaris Medical Systems | 3 West - Trauma/Neuro Progressive Care Unit (PCU) | Akron | Akron City Campus | Akron City Hospital | 3rd Floor | 2009-02-20 | Low
No | 015811 | Thermometers, Electronic | 2185 - Turbo Temp | 9360426 | Alaris Medical Systems | 3 West - Trauma/Neuro Progressive Care Unit (PCU) | Akron | Akron City Campus | Akron City Hospital | 3rd Floor | 2004-10-19 | Low
No | 015813 | Thermometers, Electronic | 2185 - Turbo Temp | 9360428 | Alaris Medical Systems | 3 West - Trauma/Neuro Progressive Care Unit (PCU) | Akron | Akron City Campus | Akron City Hospital | 3rd Floor | 2004-10-19 | Low
No | 015814 | Thermometers, Electronic | 2185 - Turbo Temp | 9360430 | Alaris Medical Systems | Family Medicine Center | Akron | Akron City Campus | 55 Arch | 3rd Floor | 2004-10-19 | Low
No | 015837 | Thermometers, Electronic | 2185 - Turbo Temp | 985839 | Alaris Medical Systems | 7 West - Respiratory Unit | Akron | Akron City Campus | Akron City Hospital | 7th Floor | 2004-11-04 | Low
No | 015940 | Thermometers, Electronic | 2185 - Turbo Temp | 9871438 | Alaris Medical Systems | 5 West - Cardiac Progressive Care Unit (PCU) | Akron | Akron City Campus | Akron City Hospital | 5th Floor | 2004-12-22 | Low
No | 015941 | Thermometers, Electronic | 2185 - Turbo Temp | 9871387 | Alaris Medical Systems | 5 West - Cardiac Progressive Care Unit (PCU) | Akron | Akron City Campus | Akron City Hospital | 5th Floor | 2004-12-22 | Low
No | 020696 | Thermometers, Electronic | 2185 - Turbo Temp | 9928856 | Alaris Medical Systems | 5 East - Observation Unit | Akron | Akron City Campus | Akron City Hospital | 5th Floor | 2005-07-21 | Low
No | 020851 | Thermometers, Electronic | 2185 - Turbo Temp | 9928898 | Alaris Medical Systems | 5 East - Observation Unit | Akron | Akron City Campus | Akron City Hospital | 5th Floor | 2005-07-21 | Low
No | 021076 | Thermometers, Electronic | 2185 - Turbo Temp | 9897486 | Alaris Medical Systems | H6 - Surgical Progressive Care Unit (PCU) | Akron | Akron City Campus | H Tower | 6th Floor | 2005-03-30 | Low
No | 021102 | Thermometers, Electronic | 2185 - Turbo Temp | 9905414 | Alaris Medical Systems | 5 North - Acuity Adaptable Unit (AAU) | Akron | Akron City Campus | Akron City Hospital | 4th Floor | 2005-05-02 | Low
No | 021103 | Thermometers, Electronic | 2185 - Turbo Temp | 9905411 | Alaris Medical Systems | 5 West - Cardiac Progressive Care Unit (PCU) | Akron | Akron City Campus | Akron City Hospital | 5th Floor | 2005-05-02 | Low
No | 021137 | Thermometers, Electronic | 2185 - Turbo Temp | 9938479 | Alaris Medical Systems | T2 - STN Intensive Care Unit (STN-ICU) | Akron | Akron City Campus | Critical Care Tower | 2nd Floor | 2005-08-22 | Low
No | 021141 | Thermometers, Electronic | 2185 - Turbo Temp | 9932514 | Alaris Medical Systems | T2 - STN Intensive Care Unit (STN-ICU) | Akron | Akron City Campus | Critical Care Tower | 2nd Floor | 2005-08-23 | Low
No | 021142 | Thermometers, Electronic | 2185 - Turbo Temp | 9932531 | Alaris Medical Systems | 5 East - Observation Unit | Akron | Akron City Campus | Akron City Hospital | 5th Floor | 2005-08-23 | Low
No | 021144 | Thermometers, Electronic | 2185 - Turbo Temp | 9932511 | Alaris Medical Systems | T2 - STN Intensive Care Unit (STN-ICU) | Akron | Akron City Campus | Critical Care Tower | 2nd Floor | 2005-08-23 | Low
No | 021673 | Thermometers, Electronic | 2185 - Turbo Temp | 12376647 | Alaris Medical Systems | H6 - Surgical Progressive Care Unit (PCU) | Akron | Akron City Campus | H Tower | 6th Floor | 2006-05-22 | Low
No | 021675 | Thermometers, Electronic | 2185 - Turbo Temp | 12376545 | Alaris Medical Systems | H6 - Surgical Progressive Care Unit (PCU) | Akron | Akron City Campus | H Tower | 6th Floor | 2006-05-22 | Low
No | 021676 | Thermometers, Electronic | 2185 - Turbo Temp | 12376564 | Alaris Medical Systems | H6 - Surgical Progressive Care Unit (PCU) | Akron | Akron City Campus | H Tower | 6th Floor | 2006-05-22 | Low
No | 021677 | Thermometers, Electronic | 2185 - Turbo Temp | 12376726 | Alaris Medical Systems | H6 - Surgical Progressive Care Unit (PCU) | Akron | Akron City Campus | H Tower | 6th Floor | 2006-05-22 | Low
No | 021759 | Thermometers, Electronic | 2185 - Turbo Temp | 1235294 | Alaris Medical Systems | T2 - STN Intensive Care Unit (STN-ICU) | Akron | Akron City Campus | Critical Care Tower | 2nd Floor | 2006-06-07 | Low
No | 021760 | Thermometers, Electronic | 2185 - Turbo Temp | 12334872 | Alaris Medical Systems | T2 - STN Intensive Care Unit (STN-ICU) | Akron | Akron City Campus | Critical Care Tower | 2nd Floor | 2006-06-07 | Low
No | 021761 | Thermometers, Electronic | 2185 - Turbo Temp | 12335253 | Alaris Medical Systems | T2 - STN Intensive Care Unit (STN-ICU) | Akron | Akron City Campus | Critical Care Tower | 2nd Floor | 2006-06-07 | Low
No | 021762 | Thermometers, Electronic | 2185 - Turbo Temp | 12334875 | Alaris Medical Systems | T2 - STN Intensive Care Unit (STN-ICU) | Akron | Akron City Campus | Critical Care Tower | 2nd Floor | 2006-06-07 | Low
No | 021763 | Thermometers, Electronic | 2185 - Turbo Temp | 12335358 | Alaris Medical Systems | T2 - STN Intensive Care Unit (STN-ICU) | Akron | Akron City Campus | Critical Care Tower | 2nd Floor | 2006-06-07 | Low
No | 021765 | Thermometers, Electronic | 2185 - Turbo Temp | 12335248 | Alaris Medical Systems | T2 - STN Intensive Care Unit (STN-ICU) | Akron | Akron City Campus | Critical Care Tower | 2nd Floor | 2006-06-07 | Low
No | 021766 | Thermometers, Electronic | 2185 - Turbo Temp | 12335239 | Alaris Medical Systems | T2 - STN Intensive Care Unit (STN-ICU) | Akron | Akron City Campus | Critical Care Tower | 2nd Floor | 2006-06-07 | Low
No | 021768 | Thermometers, Electronic | 2185 - Turbo Temp | 12335276 | Alaris Medical Systems | T2 - STN Intensive Care Unit (STN-ICU) | Akron | Akron City Campus | Critical Care Tower | 2nd Floor | 2006-06-07 | Low
No | 021770 | Thermometers, Electronic | 2185 - Turbo Temp | 12335234 | Alaris Medical Systems | T2 - STN Intensive Care Unit (STN-ICU) | Akron | Akron City Campus | Critical Care Tower | 2nd Floor | 2006-06-07 | Low
No | 021771 | Thermometers, Electronic | 2185 - Turbo Temp | 12335274 | Alaris Medical Systems | T2 - STN Intensive Care Unit (STN-ICU) | Akron | Akron City Campus | Critical Care Tower | 2nd Floor | 2006-06-07 | Low
No | 021772 | Thermometers, Electronic | 2185 - Turbo Temp | 12335360 | Alaris Medical Systems | T2 - STN Intensive Care Unit (STN-ICU) | Akron | Akron City Campus | Critical Care Tower | 2nd Floor | 2006-06-07 | Low
No | 021773 | Thermometers, Electronic | 2185 - Turbo Temp | 12335277 | Alaris Medical Systems | T2 - STN Intensive Care Unit (STN-ICU) | Akron | Akron City Campus | Critical Care Tower | 2nd Floor | 2006-06-07 | Low
No | 021774 | Thermometers, Electronic | 2185 - Turbo Temp | 12334851 | Alaris Medical Systems | T2 - STN Intensive Care Unit (STN-ICU) | Akron | Akron City Campus | Critical Care Tower | 2nd Floor | 2006-06-07 | Low
No | 021775 | Thermometers, Electronic | 2185 - Turbo Temp | 12335322 | Alaris Medical Systems | T2 - STN Intensive Care Unit (STN-ICU) | Akron | Akron City Campus | Critical Care Tower | 2nd Floor | 2006-06-07 | Low
No | 021777 | Thermometers, Electronic | 2185 - Turbo Temp | 12335316 | Alaris Medical Systems | T2 - STN Intensive Care Unit (STN-ICU) | Akron | Akron City Campus | Critical Care Tower | 2nd Floor | 2006-06-07 | Low
No | 021778 | Thermometers, Electronic | 2185 - Turbo Temp | 12335296 | Alaris Medical Systems | T2 - STN Intensive Care Unit (STN-ICU) | Akron | Akron City Campus | Critical Care Tower | 2nd Floor | 2006-06-07 | Low
No | 021780 | Thermometers, Electronic | 2185 - Turbo Temp | 12335251 | Alaris Medical Systems | T2 - STN Intensive Care Unit (STN-ICU) | Akron | Akron City Campus | Critical Care Tower | 2nd Floor | 2006-06-07 | Low
No | 021781 | Thermometers, Electronic | 2185 - Turbo Temp | 12335238 | Alaris Medical Systems | T2 - STN Intensive Care Unit (STN-ICU) | Akron | Akron City Campus | Critical Care Tower | 2nd Floor | 2006-06-07 | Low
No | 021782 | Thermometers, Electronic | 2185 - Turbo Temp | 12335282 | Alaris Medical Systems | T2 - STN Intensive Care Unit (STN-ICU) | Akron | Akron City Campus | Critical Care Tower | 2nd Floor | 2006-06-07 | Low
No | 021783 | Thermometers, Electronic | 2185 - Turbo Temp | 12335237 | Alaris Medical Systems | T2 - STN Intensive Care Unit (STN-ICU) | Akron | Akron City Campus | Critical Care Tower | 2nd Floor | 2006-06-07 | Low
No | 021784 | Thermometers, Electronic | 2185 - Turbo Temp | 12335273 | Alaris Medical Systems | T2 - STN Intensive Care Unit (STN-ICU) | Akron | Akron City Campus | Critical Care Tower | 2nd Floor | 2006-06-07 | Low
No | 021785 | Thermometers, Electronic | 2185 - Turbo Temp | 12335281 | Alaris Medical Systems | Health Tech Mgmt | Akron | Akron City Campus | ACH Admin Building | Ground Floor | 2006-06-07 | Low
No | 021790 | Thermometers, Electronic | 2185 - Turbo Temp | 12335307 | Alaris Medical Systems | 1 Central - CV Progressive Care Unit (PCU) | Akron | Akron City Campus | Akron City Hospital | 1st Floor | 2006-06-07 | Low
No | 021828 | Thermometers, Electronic | 2185 - Turbo Temp | 12403469 | Alaris Medical Systems | Wound Care Center | Akron | Akron City Campus | Wound Care Building | Ground Floor | 2006-08-01 | Low
No | 021879 | Thermometers, Electronic | 2185 - Turbo Temp | 12497661 | Alaris Medical Systems | Wound Care Center | Akron | Akron City Campus | Wound Care Building | Ground Floor | 2007-03-13 | Low
No | 022477 | Thermometers, Electronic | 2185 - Turbo Temp | 12335364 | Alaris Medical Systems | T1 - CTV Intensive Care Unit (CTV-ICU) | Akron | Akron City Campus | Critical Care Tower | 1st Floor | 2006-03-21 | Low
No | 022480 | Thermometers, Electronic | 2185 - Turbo Temp | 12334856 | Alaris Medical Systems | T1 - CTV Intensive Care Unit (CTV-ICU) | Akron | Akron City Campus | Critical Care Tower | 1st Floor | 2006-03-21 | Low
No | 022489 | Thermometers, Electronic | 2185 - Turbo Temp | 12335278 | Alaris Medical Systems | T1 - CTV Intensive Care Unit (CTV-ICU) | Akron | Akron City Campus | Critical Care Tower | 1st Floor | 2006-03-21 | Low
No | 022496 | Thermometers, Electronic | 2185 - Turbo Temp | 12334867 | Alaris Medical Systems | T1 - CTV Intensive Care Unit (CTV-ICU) | Akron | Akron City Campus | Critical Care Tower | 1st Floor | 2006-03-21 | Low
No | 022837 | Thermometers, Electronic | 2185 - Turbo Temp | 12397043 | Alaris Medical Systems | 3 East - Palliative and Hospice Unit | Akron | Akron City Campus | Akron City Hospital | 3rd Floor | 2006-08-01 | Low
No | 022838 | Thermometers, Electronic | 2185 - Turbo Temp | 12397269 | Alaris Medical Systems | 3 East - Palliative and Hospice Unit | Akron | Akron City Campus | Akron City Hospital | 3rd Floor | 2006-08-01 | Low
No | 022951 | Thermometers, Electronic | 2185 - Turbo Temp | 12939440 | Alaris Medical Systems | 6 West - Acute Care of the Elderly (ACE) Unit | Akron | Akron City Campus | Akron City Hospital | 6th Floor | 2009-10-09 | Low
No | 023201 | Thermometers, Electronic | 2185 - Turbo Temp | 12397334 | Alaris Medical Systems | T2 - STN Intensive Care Unit (STN-ICU) | Akron | Akron City Campus | Critical Care Tower | 2nd Floor | 2006-07-06 | Low
No | 023202 | Thermometers, Electronic | 2185 - Turbo Temp | 12397190 | Alaris Medical Systems | PACU | Akron | Akron City Campus | Akron City Hospital | 1st Floor | 2006-07-06 | Low
No | 023203 | Thermometers, Electronic | 2185 - Turbo Temp | 12397398 | Alaris Medical Systems | T3 - Medical Intensive Care Unit (MICU) | Akron | Akron City Campus | Critical Care Tower | 3rd Floor | 2006-07-06 | Low
No | 023204 | Thermometers, Electronic | 2185 - Turbo Temp | 12397363 | Alaris Medical Systems | T3 - Medical Intensive Care Unit (MICU) | Akron | Akron City Campus | Critical Care Tower | 3rd Floor | 2006-07-06 | Low
No | 023205 | Thermometers, Electronic | 2185 - Turbo Temp | 12397362 | Alaris Medical Systems | T3 - Medical Intensive Care Unit (MICU) | Akron | Akron City Campus | Critical Care Tower | 3rd Floor | 2006-07-06 | Low
No | 023206 | Thermometers, Electronic | 2185 - Turbo Temp | 12397189 | Alaris Medical Systems | T3 - Medical Intensive Care Unit (MICU) | Akron | Akron City Campus | Critical Care Tower | 3rd Floor | 2006-07-06 | Low
No | 023207 | Thermometers, Electronic | 2185 - Turbo Temp | 12391176 | Alaris Medical Systems | T3 - Medical Intensive Care Unit (MICU) | Akron | Akron City Campus | Critical Care Tower | 3rd Floor | 2006-07-06 | Low
No | 023209 | Thermometers, Electronic | 2185 - Turbo Temp | 12397119 | Alaris Medical Systems | T3 - Medical Intensive Care Unit (MICU) | Akron | Akron City Campus | Critical Care Tower | 3rd Floor | 2006-07-06 | Low
No | 023210 | Thermometers, Electronic | 2185 - Turbo Temp | 12397186 | Alaris Medical Systems | T3 - Medical Intensive Care Unit (MICU) | Akron | Akron City Campus | Critical Care Tower | 3rd Floor | 2006-07-06 | Low
No | 023211 | Thermometers, Electronic | 2185 - Turbo Temp | 12397366 | Alaris Medical Systems | T3 - Medical Intensive Care Unit (MICU) | Akron | Akron City Campus | Critical Care Tower | 3rd Floor | 2006-07-06 | Low
No | 023212 | Thermometers, Electronic | 2185 - Turbo Temp | 12397400 | Alaris Medical Systems | T3 - Medical Intensive Care Unit (MICU) | Akron | Akron City Campus | Critical Care Tower | 3rd Floor | 2006-07-06 | Low
No | 023213 | Thermometers, Electronic | 2185 - Turbo Temp | 12397355 | Alaris Medical Systems | T3 - Medical Intensive Care Unit (MICU) | Akron | Akron City Campus | Critical Care Tower | 3rd Floor | 2006-07-06 | Low
No | 023214 | Thermometers, Electronic | 2185 - Turbo Temp | 12394765 | Alaris Medical Systems | T3 - Medical Intensive Care Unit (MICU) | Akron | Akron City Campus | Critical Care Tower | 3rd Floor | 2006-07-06 | Low
No | 023215 | Thermometers, Electronic | 2185 - Turbo Temp | 12397364 | Alaris Medical Systems | T3 - Medical Intensive Care Unit (MICU) | Akron | Akron City Campus | Critical Care Tower | 3rd Floor | 2006-07-06 | Low
No | 023216 | Thermometers, Electronic | 2185 - Turbo Temp | 12397122 | Alaris Medical Systems | T3 - Medical Intensive Care Unit (MICU) | Akron | Akron City Campus | Critical Care Tower | 3rd Floor | 2006-07-06 | Low
No | 023217 | Thermometers, Electronic | 2185 - Turbo Temp | 12397121 | Alaris Medical Systems | T3 - Medical Intensive Care Unit (MICU) | Akron | Akron City Campus | Critical Care Tower | 3rd Floor | 2006-07-06 | Low
No | 023218 | Thermometers, Electronic | 2185 - Turbo Temp | 12397401 | Alaris Medical Systems | T3 - Medical Intensive Care Unit (MICU) | Akron | Akron City Campus | Critical Care Tower | 3rd Floor | 2006-07-06 | Low
No | 023219 | Thermometers, Electronic | 2185 - Turbo Temp | 12397399 | Alaris Medical Systems | T3 - Medical Intensive Care Unit (MICU) | Akron | Akron City Campus | Critical Care Tower | 3rd Floor | 2006-07-06 | Low
No | 023221 | Thermometers, Electronic | 2185 - Turbo Temp | 12397344 | Alaris Medical Systems | T3 - Medical Intensive Care Unit (MICU) | Akron | Akron City Campus | Critical Care Tower | 3rd Floor | 2006-07-06 | Low
No | 023222 | Thermometers, Electronic | 2185 - Turbo Temp | 12397332 | Alaris Medical Systems | T3 - Medical Intensive Care Unit (MICU) | Akron | Akron City Campus | Critical Care Tower | 3rd Floor | 2006-07-06 | Low
No | 023223 | Thermometers, Electronic | 2185 - Turbo Temp | 12397188 | Alaris Medical Systems | T3 - Medical Intensive Care Unit (MICU) | Akron | Akron City Campus | Critical Care Tower | 3rd Floor | 2006-07-06 | Low
No | 023224 | Thermometers, Electronic | 2185 - Turbo Temp | 12397365 | Alaris Medical Systems | T3 - Medical Intensive Care Unit (MICU) | Akron | Akron City Campus | Critical Care Tower | 3rd Floor | 2006-07-06 | Low
No | 023225 | Thermometers, Electronic | 2185 - Turbo Temp | 12394741 | Alaris Medical Systems | T3 - Medical Intensive Care Unit (MICU) | Akron | Akron City Campus | Critical Care Tower | 3rd Floor | 2006-07-06 | Low
No | 023226 | Thermometers, Electronic | 2185 - Turbo Temp | 12397185 | Alaris Medical Systems | T3 - Medical Intensive Care Unit (MICU) | Akron | Akron City Campus | Critical Care Tower | 3rd Floor | 2006-07-06 | Low
No | 023238 | Thermometers, Electronic | 2185 - Turbo Temp | 12458411 | Alaris Medical Systems | H2 - Labor and Delivery Unit (L&D) | Akron | Akron City Campus | H Tower | 2nd Floor | 2007-01-07 | Low
No | 023545 | Thermometers, Electronic | 2185 - Turbo Temp | 12630201 | Alaris Medical Systems | H4 - Mother/Baby Unit | Akron | Akron City Campus | H Tower | 4th Floor | 2007-10-10 | Low
No | 024239 | Thermometers, Electronic | 2185 - Turbo Temp | 12818035 | Alaris Medical Systems | H4 - Mother/Baby Unit | Akron | Akron City Campus | H Tower | 4th Floor | 2008-11-25 | Low
No | 024306 | Thermometers, Electronic | 2185 - Turbo Temp | 12630673 | Alaris Medical Systems | 4 West - CPI Progressive Care Unit (CPI-PCU) | Akron | Akron City Campus | Akron City Hospital | 4th Floor | 2007-10-23 | Low
No | 026642 | Thermometers, Electronic | 2185 - Turbo Temp | 12533539 | Alaris Medical Systems | H6 - Surgical Progressive Care Unit (PCU) | Akron | Akron City Campus | H Tower | 6th Floor | 2008-07-08 | Low
No | 030271 | Thermometers, Electronic | 2185 - Turbo Temp | 12804968 | Alaris Medical Systems | 4 West - CPI Progressive Care Unit (CPI-PCU) | Akron | Akron City Campus | Akron City Hospital | 4th Floor | 2012-11-01 | Low
No | 030429 | Thermometers, Electronic | 2185 - Turbo Temp | 12974034 | Alaris Medical Systems | 5 West - Cardiac Progressive Care Unit (PCU) | Akron | Akron City Campus | Akron City Hospital | 5th Floor | 2014-06-17 | Low
No | 030492 | Thermometers, Electronic | 2185 - Turbo Temp | 12435553 | Alaris Medical Systems | 3 West - Trauma/Neuro Progressive Care Unit (PCU) | Akron | Akron City Campus | Akron City Hospital | 3rd Floor | 2006-11-09 | Low
No | 023661 | Thermometers, Electronic | 675 SureTemp | 13220148 | Hill-Rom / Welch Allyn | Family Practice - AES | Akron | Non-Campus Sites | AES Family Medicine | 2nd Floor | 2021-03-31 | Low
No | 023672 | Thermometers, Electronic | 675 SureTemp | 20410221 | Hill-Rom / Welch Allyn | Family Practice - AES | Akron | Non-Campus Sites | AES Family Medicine | 2nd Floor | 2021-03-31 | Low
No | 023675 | Thermometers, Electronic | 675 SureTemp | 19220141 | Hill-Rom / Welch Allyn | Family Practice - AES | Akron | Non-Campus Sites | AES Family Medicine | 2nd Floor | 2021-03-31 | Low
No | 023677 | Thermometers, Electronic | 675 SureTemp | 19265123 | Hill-Rom / Welch Allyn | Family Practice - AES | Akron | Non-Campus Sites | AES Family Medicine | 2nd Floor | 2021-03-31 | Low
No | 023682 | Thermometers, Electronic | 675 SureTemp | 19277132 | Hill-Rom / Welch Allyn | Family Practice - AES | Akron | Non-Campus Sites | AES Family Medicine | 2nd Floor | 2021-03-31 | Low
No | 024440 | Thermometers, Electronic | 675 SureTemp | 08330595 | Hill-Rom / Welch Allyn | Outpatient Oncology - Akron | Akron | Akron City Campus | Cooper Cancer Center |  | 2008-09-10 | Low
No | 024441 | Thermometers, Electronic | 675 SureTemp | 08330413 | Hill-Rom / Welch Allyn | Outpatient Oncology - Akron | Akron | Akron City Campus | Cooper Cancer Center |  | 2008-09-10 | Low
No | 024442 | Thermometers, Electronic | 675 SureTemp | 08330596 | Hill-Rom / Welch Allyn | Outpatient Oncology - Akron | Akron | Akron City Campus | Cooper Cancer Center |  | 2008-09-10 | Low
No | 024443 | Thermometers, Electronic | 675 SureTemp | 08330582 | Hill-Rom / Welch Allyn | Outpatient Oncology - Akron | Akron | Akron City Campus | Cooper Cancer Center |  | 2008-09-10 | Low
No | 024444 | Thermometers, Electronic | 675 SureTemp | 08330580 | Hill-Rom / Welch Allyn | Outpatient Oncology - Akron | Akron | Akron City Campus | Cooper Cancer Center |  | 2008-09-10 | Low
No | 024445 | Thermometers, Electronic | 675 SureTemp | 08330590 | Hill-Rom / Welch Allyn | Outpatient Oncology - Akron | Akron | Akron City Campus | Cooper Cancer Center |  | 2008-09-10 | Low
No | 024446 | Thermometers, Electronic | 675 SureTemp | 08340716 | Hill-Rom / Welch Allyn | Outpatient Oncology - Akron | Akron | Akron City Campus | Cooper Cancer Center |  | 2008-09-10 | Low
No | 024447 | Thermometers, Electronic | 675 SureTemp | 08330585 | Hill-Rom / Welch Allyn | Outpatient Oncology - Akron | Akron | Akron City Campus | Cooper Cancer Center |  | 2008-09-10 | Low
No | 024449 | Thermometers, Electronic | 675 SureTemp | 08330584 | Hill-Rom / Welch Allyn | Outpatient Oncology - Akron | Akron | Akron City Campus | Cooper Cancer Center |  | 2008-09-10 | Low
No | 024451 | Thermometers, Electronic | 675 SureTemp | 08330586 | Hill-Rom / Welch Allyn | Outpatient Oncology - Akron | Akron | Akron City Campus | Cooper Cancer Center |  | 2008-09-10 | Low
No | 024452 | Thermometers, Electronic | 675 SureTemp | 08330579 | Hill-Rom / Welch Allyn | Outpatient Oncology - Akron | Akron | Akron City Campus | Cooper Cancer Center |  | 2008-09-10 | Low
No | 024484 | Thermometers, Electronic | 675 SureTemp | 083330583 | Hill-Rom / Welch Allyn | GYN Oncology | Akron | Akron City Campus | Cooper Cancer Center | 2nd Floor | 2008-09-24 | Low
No | 024486 | Thermometers, Electronic | 675 SureTemp | 08234911 | Hill-Rom / Welch Allyn | Outpatient Oncology - Akron | Akron | Akron City Campus | Cooper Cancer Center |  | 2008-09-05 | Low
No | 030199 | Thermometers, Electronic | 675 SureTemp | 11510997 | Hill-Rom / Welch Allyn | 3 West - Trauma/Neuro Progressive Care Unit (PCU) | Akron | Akron City Campus | Akron City Hospital | 3rd Floor | 2012-07-19 | Low
No | 033805 | Thermometers, Electronic | 675 SureTemp | Unknown | Hill-Rom / Welch Allyn | Rittman Family Practice, Inc. | Barberton | Wadsworth Campus | Rittman Family Medicine | Ground Floor | 2020-11-11 | Low
No | 062435 | Thermometers, Electronic | 675 SureTemp | Unknown | Hill-Rom / Welch Allyn | Rheumatology | Akron | Chapel Hill Campus | Summa Health Chapel Hill | Ground Floor | 2022-10-26 | Low
No | 062439 | Thermometers, Electronic | 675 SureTemp | Unknown | Hill-Rom / Welch Allyn | Rheumatology | Akron | Chapel Hill Campus | Summa Health Chapel Hill | Ground Floor | 2022-10-26 | Low
No | 062442 | Thermometers, Electronic | 675 SureTemp | Unknown | Hill-Rom / Welch Allyn | Rheumatology | Akron | Chapel Hill Campus | Summa Health Chapel Hill | Ground Floor | 2022-10-26 | Low
No | 062737 | Thermometers, Electronic | 675 SureTemp | 22223875 | Hill-Rom / Welch Allyn | BHP 7 - Adult Subacute Psychiatric Unit | Akron | Akron City Campus | Juve Family BH Pavillion | 7th Floor | 2023-01-16 09:27 | Low
No | 062742 | Thermometers, Electronic | 675 SureTemp | 22223493 | Hill-Rom / Welch Allyn | BHP 5 - Acute Adult Psychiatric Unit | Akron | Akron City Campus | Juve Family BH Pavillion | 5th Floor | 2023-01-16 09:26 | Low
No | 062801 | Thermometers, Electronic | 675 SureTemp | 22223881 | Hill-Rom / Welch Allyn | BHP 4 - Geropsych Unit | Akron | Akron City Campus | Juve Family BH Pavillion | 4th Floor | 2023-01-16 09:26 | Low
No | 062814 | Thermometers, Electronic | 675 SureTemp | 22223864 | Hill-Rom / Welch Allyn | BHP 6 - Adult Dual Diagnosis Unit | Akron | Akron City Campus | Juve Family BH Pavillion | 6th Floor | 2023-01-13 14:18 | Low
No | 063351 | Thermometers, Electronic | 675 SureTemp | 22246189 | Hill-Rom / Welch Allyn | Trauma | Akron | Akron City Campus | 75 Arch | 4th Floor | 2023-07-27 14:54 | Low
No | 063354 | Thermometers, Electronic | 675 SureTemp | 23148830 | Hill-Rom / Welch Allyn | Trauma | Akron | Akron City Campus | 75 Arch | 4th Floor | 2023-07-27 14:54 | Low
No | 063357 | Thermometers, Electronic | 675 SureTemp | 22246084 | Hill-Rom / Welch Allyn | Trauma | Akron | Akron City Campus | 75 Arch | 4th Floor | 2023-07-27 14:54 | Low
No | 063360 | Thermometers, Electronic | 675 SureTemp | 22246227 | Hill-Rom / Welch Allyn | Trauma | Akron | Akron City Campus | 75 Arch | 4th Floor | 2023-07-27 14:54 | Low
No | 063494 | Thermometers, Electronic | Filac 3000 EZ | A1003930 | Tycos Instruments | Orthopedics - Medina | Barberton | Medina Campus | Medina Medical Center | 2nd Floor | 2023-11-14 15:06 | Low
No | 028313 | Thermometers, Electronic | HM2P - Thermoscan-Instant Thermo | AF643LL | B Braun Medical | Infectious Disease Research | Akron | Akron City Campus | 75 Arch | 1st Floor | 2010-10-14 | Low
No | 058756 | Thermometers, Electronic | HM2P - Thermoscan-Instant Thermo | 11103132706 | B Braun Medical | Internal Medicine - White Pond | Barberton | White Pond Campus | White Pond Medical Center | 2nd Floor | 2020-03-06 | Low
No | 036959 | Thermometers, Electronic | Suretemp 678 | 2106567 | Hill-Rom / Welch Allyn | 4 South - Medical/Surgical Unit (MSU) - SB | Barberton | Barberton Campus | Summa Barberton Hospital | 4th Floor | 2012-10-03 | Low
No | 036960 | Thermometers, Electronic | Suretemp 678 | 2006039 | Hill-Rom / Welch Allyn | 4 South - Medical/Surgical Unit (MSU) - SB | Barberton | Barberton Campus | Summa Barberton Hospital | 4th Floor | 2012-10-03 | Low
No | 038466 | Thermometers, Electronic | Suretemp 678 | 2005977 | Hill-Rom / Welch Allyn | Nursery - SB | Barberton | Barberton Campus | Summa Barberton Hospital | 3rd Floor | 2014-06-04 | Low
No | 039055 | Thermometers, Electronic | Suretemp 678 | Unknown | Hill-Rom / Welch Allyn | Acuity Adaptable Unit (AAU) - SB | Barberton | Barberton Campus | Summa Barberton Hospital | 2nd Floor | 2020-11-17 | Low
No | 039762 | Thermometers, Electronic | Suretemp 678 | 2106225 | Hill-Rom / Welch Allyn | Acuity Adaptable Unit (AAU) - SB | Barberton | Barberton Campus | Summa Barberton Hospital | 2nd Floor | 2011-03-16 | Low
No | 039775 | Thermometers, Electronic | Suretemp 678 | 2005978 | Hill-Rom / Welch Allyn | Intensive Care Unit (ICU) - SB | Barberton | Barberton Campus | Summa Barberton Hospital | 2nd Floor | 2012-12-11 | Low
No | 043120 | Thermometers, Electronic | Suretemp 678 | 2005965 | Hill-Rom / Welch Allyn | 2 East - Cardiac Progressive Care Unit (PCU) - SB | Barberton | Barberton Campus | Summa Barberton Hospital | 2nd Floor | 2023-05-16 16:01 | Low
No | 043594 | Thermometers, Electronic | Suretemp 678 | Unknown | Hill-Rom / Welch Allyn | Neurology Outpatient - Stow | Akron | Stow-Kent Campus | Stow-Kent Medical Center | 2nd Floor | 2021-07-22 | Low
No | 043596 | Thermometers, Electronic | Suretemp 678 | Unknown | Hill-Rom / Welch Allyn | Neurology Outpatient - Stow | Akron | Stow-Kent Campus | Stow-Kent Medical Center | 2nd Floor | 2021-07-22 | Low
No | 043598 | Thermometers, Electronic | Suretemp 678 | Unknown | Hill-Rom / Welch Allyn | Neurology Outpatient - Stow | Akron | Stow-Kent Campus | Stow-Kent Medical Center | 2nd Floor | 2021-07-22 | Low
No | 043599 | Thermometers, Electronic | Suretemp 678 | Unknown | Hill-Rom / Welch Allyn | Neurology Outpatient - Stow | Akron | Stow-Kent Campus | Stow-Kent Medical Center | 2nd Floor | 2021-07-22 | Low
No | 043616 | Thermometers, Electronic | Suretemp 678 | Unknown | Hill-Rom / Welch Allyn | Neurology Outpatient - Stow | Akron | Stow-Kent Campus | Stow-Kent Medical Center | 2nd Floor | 2021-07-22 | Low
No | 043618 | Thermometers, Electronic | Suretemp 678 | Unknown | Hill-Rom / Welch Allyn | Neurology Outpatient - Stow | Akron | Stow-Kent Campus | Stow-Kent Medical Center | 2nd Floor | 2021-07-22 | Low
No | 043694 | Thermometers, Electronic | Suretemp 678 | Unknown | Hill-Rom / Welch Allyn | Internal Medicine - Stow | Akron | Stow-Kent Campus | Stow-Kent Medical Center | 2nd Floor | 2021-07-15 | Low
No | 043696 | Thermometers, Electronic | Suretemp 678 | Unknown | Hill-Rom / Welch Allyn | Internal Medicine - Stow | Akron | Stow-Kent Campus | Stow-Kent Medical Center | 2nd Floor | 2021-07-15 | Low
No | 043698 | Thermometers, Electronic | Suretemp 678 | Unknown | Hill-Rom / Welch Allyn | Internal Medicine - Stow | Akron | Stow-Kent Campus | Stow-Kent Medical Center | 2nd Floor | 2021-07-15 | Low
No | 043699 | Thermometers, Electronic | Suretemp 678 | Unknown | Hill-Rom / Welch Allyn | Internal Medicine - Stow | Akron | Stow-Kent Campus | Stow-Kent Medical Center | 2nd Floor | 2021-07-15 | Low
No | 043702 | Thermometers, Electronic | Suretemp 678 | Unknown | Hill-Rom / Welch Allyn | Internal Medicine - Stow | Akron | Stow-Kent Campus | Stow-Kent Medical Center | 2nd Floor | 2021-07-15 | Low
No | 043704 | Thermometers, Electronic | Suretemp 678 | Unknown | Hill-Rom / Welch Allyn | Internal Medicine - Stow | Akron | Stow-Kent Campus | Stow-Kent Medical Center | 2nd Floor | 2021-07-15 | Low
No | 043706 | Thermometers, Electronic | Suretemp 678 | Unknown | Hill-Rom / Welch Allyn | Internal Medicine - Stow | Akron | Stow-Kent Campus | Stow-Kent Medical Center | 2nd Floor | 2021-07-15 | Low
No | 043707 | Thermometers, Electronic | Suretemp 678 | Unknown | Hill-Rom / Welch Allyn | Internal Medicine - Stow | Akron | Stow-Kent Campus | Stow-Kent Medical Center | 2nd Floor | 2021-07-15 | Low
No | 043710 | Thermometers, Electronic | Suretemp 678 | Unknown | Hill-Rom / Welch Allyn | Internal Medicine - Stow | Akron | Stow-Kent Campus | Stow-Kent Medical Center | 1st Floor | 2021-07-15 | Low
No | 043711 | Thermometers, Electronic | Suretemp 678 | Unknown | Hill-Rom / Welch Allyn | Internal Medicine - Stow | Akron | Stow-Kent Campus | Stow-Kent Medical Center | 2nd Floor | 2021-07-15 | Low
No | 043714 | Thermometers, Electronic | Suretemp 678 | Unknown | Hill-Rom / Welch Allyn | Internal Medicine - Stow | Akron | Stow-Kent Campus | Stow-Kent Medical Center | 2nd Floor | 2021-07-15 | Low
No | 043716 | Thermometers, Electronic | Suretemp 678 | Unknown | Hill-Rom / Welch Allyn | Internal Medicine - Stow | Akron | Stow-Kent Campus | Stow-Kent Medical Center | 2nd Floor | 2021-07-15 | Low
No | 043717 | Thermometers, Electronic | Suretemp 678 | Unknown | Hill-Rom / Welch Allyn | Internal Medicine - Stow | Akron | Stow-Kent Campus | Stow-Kent Medical Center | 2nd Floor | 2021-07-15 | Low
No | 043719 | Thermometers, Electronic | Suretemp 678 | Unknown | Hill-Rom / Welch Allyn | NEOCS Cardiology - Stow | Akron | Stow-Kent Campus | Stow-Kent Medical Center | 2nd Floor | 2021-07-15 | Low
No | 043722 | Thermometers, Electronic | Suretemp 678 | Unknown | Hill-Rom / Welch Allyn | NEOCS Cardiology - Stow | Akron | Stow-Kent Campus | Stow-Kent Medical Center | 2nd Floor | 2021-07-15 | Low
No | 043724 | Thermometers, Electronic | Suretemp 678 | Unknown | Hill-Rom / Welch Allyn | NEOCS Cardiology - Stow | Akron | Stow-Kent Campus | Stow-Kent Medical Center | 2nd Floor | 2021-07-15 | Low
No | 043726 | Thermometers, Electronic | Suretemp 678 | Unknown | Hill-Rom / Welch Allyn | NEOCS Cardiology - Stow | Akron | Stow-Kent Campus | Stow-Kent Medical Center | 2nd Floor | 2021-07-15 | Low
No | 043727 | Thermometers, Electronic | Suretemp 678 | Unknown | Hill-Rom / Welch Allyn | NEOCS Cardiology - Stow | Akron | Stow-Kent Campus | Stow-Kent Medical Center | 2nd Floor | 2021-07-15 | Low
No | 043729 | Thermometers, Electronic | Suretemp 678 | Unknown | Hill-Rom / Welch Allyn | SHMG OB/GYN - Stow | Akron | Stow-Kent Campus | Stow-Kent Medical Center | 2nd Floor | 2021-07-19 | Low
No | 043731 | Thermometers, Electronic | Suretemp 678 | Unknown | Hill-Rom / Welch Allyn | Stow/Kent Urgent Care | Akron | Stow-Kent Campus | Stow-Kent Medical Center | 1st Floor | 2021-07-19 | Low
No | 043734 | Thermometers, Electronic | Suretemp 678 | Unknown | Hill-Rom / Welch Allyn | Stow/Kent Urgent Care | Akron | Stow-Kent Campus | Stow-Kent Medical Center | 1st Floor | 2021-07-19 | Low
No | 043735 | Thermometers, Electronic | Suretemp 678 | Unknown | Hill-Rom / Welch Allyn | Stow/Kent Urgent Care | Akron | Stow-Kent Campus | Stow-Kent Medical Center | 1st Floor | 2021-07-19 | Low
No | 043737 | Thermometers, Electronic | Suretemp 678 | Unknown | Hill-Rom / Welch Allyn | Stow/Kent Urgent Care | Akron | Stow-Kent Campus | Stow-Kent Medical Center | 1st Floor | 2021-07-19 | Low
No | 043740 | Thermometers, Electronic | Suretemp 678 | Unknown | Hill-Rom / Welch Allyn | Stow/Kent Urgent Care | Akron | Stow-Kent Campus | Stow-Kent Medical Center | 1st Floor | 2021-07-19 | Low
No | 058944 | Thermometers, Electronic | Suretemp 678 | 2106222 | Hill-Rom / Welch Allyn | Endoscopy - SB | Barberton | Barberton Campus | Summa Barberton Hospital | 2nd Floor | 2020-07-30 | Low
No | 062544 | Thermometers, Electronic | Suretemp 678 | 00732094029116 | Hill-Rom / Welch Allyn | Summa Rehab Hospital | Akron | Akron City Campus | Summa Rehab Hospital |  | 2023-03-02 06:56 | Low
No | CE6195 | Thermometers, Electronic | Suretemp 678 | 2006104 A | Hill-Rom / Welch Allyn | 1 East - Medical/Surgical Unit (MSU) - SB | Barberton | Barberton Campus | Summa Barberton Hospital | 1st Floor | 2010-10-25 | Low
No | CE6308 | Thermometers, Electronic | Suretemp 678 | 2006044 | Hill-Rom / Welch Allyn | Intensive Care Unit (ICU) - SB | Barberton | Barberton Campus | Summa Barberton Hospital | 2nd Floor | 2011-03-16 | Low
No | CE6617 | Thermometers, Electronic | Suretemp 678 | 2106171 | Hill-Rom / Welch Allyn | 2 East - Cardiac Progressive Care Unit (PCU) - SB | Barberton | Barberton Campus | Summa Barberton Hospital | 2nd Floor | 2012-06-08 | Low
No | CE6646 | Thermometers, Electronic | Suretemp 678 | 2106179 | Hill-Rom / Welch Allyn | 2 East - Cardiac Progressive Care Unit (PCU) - SB | Barberton | Barberton Campus | Summa Barberton Hospital | 2nd Floor | 2012-09-11 | Low
No | CE6705 | Thermometers, Electronic | Suretemp 678 | 2005992 | Hill-Rom / Welch Allyn | 1 East - Medical/Surgical Unit (MSU) - SB | Barberton | Barberton Campus | Summa Barberton Hospital | 1st Floor | 2012-12-11 | Low
No | CE7087 | Thermometers, Electronic | Suretemp 678 | 2106170 | Hill-Rom / Welch Allyn | 2 East - Cardiac Progressive Care Unit (PCU) - SB | Barberton | Barberton Campus | Summa Barberton Hospital | 2nd Floor | 2013-11-19 | Low
No | CE7100 | Thermometers, Electronic | Suretemp 678 | 2106213 | Hill-Rom / Welch Allyn | Center for Corp Health - SB | Barberton | Barberton Campus | Tuscora Park Pavilion | 1st Floor | 2013-12-19 | Low
No | CE7108 | Thermometers, Electronic | Suretemp 678 | 2106208 | Hill-Rom / Welch Allyn | Center for Corp Health - SB | Barberton | Barberton Campus | Tuscora Park Pavilion | 1st Floor | 2013-12-19 | Low
No | CE7109 | Thermometers, Electronic | Suretemp 678 | 2106190 | Hill-Rom / Welch Allyn | Center for Corp Health - SB | Barberton | Barberton Campus | Tuscora Park Pavilion | 1st Floor | 2013-12-19 | Low
No | CE7221 | Thermometers, Electronic | Suretemp 678 | 2106317 | Hill-Rom / Welch Allyn | 1 East - Medical/Surgical Unit (MSU) - SB | Barberton | Barberton Campus | Summa Barberton Hospital | 1st Floor | 2012-05-22 | Low
No | CE7240 | Thermometers, Electronic | Suretemp 678 | 2005956 | Hill-Rom / Welch Allyn | Intensive Care Unit (ICU) - SB | Barberton | Barberton Campus | Summa Barberton Hospital | 2nd Floor | 2014-12-29 | Low
No | CE7363 | Thermometers, Electronic | Suretemp 678 | 2006068 | Hill-Rom / Welch Allyn | 2 East - Cardiac Progressive Care Unit (PCU) - SB | Barberton | Barberton Campus | Summa Barberton Hospital | 2nd Floor | 2013-11-19 | Low
No | CE7807 | Thermometers, Electronic | Suretemp 678 | 2106176 | Hill-Rom / Welch Allyn | Center for Corp Health - SB | Barberton | Barberton Campus | Tuscora Park Pavilion | 1st Floor | 2016-12-02 | Low
No | CE8083 | Thermometers, Electronic | Suretemp 678 | 2006150 | Hill-Rom / Welch Allyn | 2 East - Cardiac Progressive Care Unit (PCU) - SB | Barberton | Barberton Campus | Summa Barberton Hospital | 2nd Floor | 2013-11-19 | Low
No | CE8084 | Thermometers, Electronic | Suretemp 678 | 2006074 | Hill-Rom / Welch Allyn | 2 East - Cardiac Progressive Care Unit (PCU) - SB | Barberton | Barberton Campus | Summa Barberton Hospital | 2nd Floor | 2013-11-19 | Low
No | CE8088 | Thermometers, Electronic | Suretemp 678 | 2006049 | Hill-Rom / Welch Allyn | Intensive Care Unit (ICU) - SB | Barberton | Barberton Campus | Summa Barberton Hospital | 2nd Floor | 2011-03-16 | Low
No | CE8089 | Thermometers, Electronic | Suretemp 678 | 2005960 | Hill-Rom / Welch Allyn | Intensive Care Unit (ICU) - SB | Barberton | Barberton Campus | Summa Barberton Hospital | 2nd Floor | 2011-03-16 | Low
No | CE8090 | Thermometers, Electronic | Suretemp 678 | 2005968 | Hill-Rom / Welch Allyn | Intensive Care Unit (ICU) - SB | Barberton | Barberton Campus | Summa Barberton Hospital | 2nd Floor | 2011-03-16 | Low
No | CE8091 | Thermometers, Electronic | Suretemp 678 | 2005967 | Hill-Rom / Welch Allyn | Acuity Adaptable Unit (AAU) - SB | Barberton | Barberton Campus | Summa Barberton Hospital | 2nd Floor | 2011-03-16 | Low
No | CE8093 | Thermometers, Electronic | Suretemp 678 | 2006046 | Hill-Rom / Welch Allyn | Acuity Adaptable Unit (AAU) - SB | Barberton | Barberton Campus | Summa Barberton Hospital | 2nd Floor | 2011-03-16 | Low
No | CE8094 | Thermometers, Electronic | Suretemp 678 | 2006080 | Hill-Rom / Welch Allyn | Acuity Adaptable Unit (AAU) - SB | Barberton | Barberton Campus | Summa Barberton Hospital | 2nd Floor | 2011-03-16 | Low
No | CE8106 | Thermometers, Electronic | Suretemp 678 | 2106206 | Hill-Rom / Welch Allyn | 4 South - Medical/Surgical Unit (MSU) - SB | Barberton | Barberton Campus | Summa Barberton Hospital | 4th Floor | 2012-10-03 | Low
No | CE8107 | Thermometers, Electronic | Suretemp 678 | 2106217 | Hill-Rom / Welch Allyn | 4 South - Medical/Surgical Unit (MSU) - SB | Barberton | Barberton Campus | Summa Barberton Hospital | 4th Floor | 2012-10-03 | Low
No | CE8108 | Thermometers, Electronic | Suretemp 678 | 2106571 | Hill-Rom / Welch Allyn | 4 South - Medical/Surgical Unit (MSU) - SB | Barberton | Barberton Campus | Summa Barberton Hospital | 4th Floor | 2012-10-03 | Low
No | CE8110 | Thermometers, Electronic | Suretemp 678 | 2106557 | Hill-Rom / Welch Allyn | 4 South - Medical/Surgical Unit (MSU) - SB | Barberton | Barberton Campus | Summa Barberton Hospital | 4th Floor | 2012-10-03 | Low
No | CE8111 | Thermometers, Electronic | Suretemp 678 | 2106212 | Hill-Rom / Welch Allyn | 4 South - Medical/Surgical Unit (MSU) - SB | Barberton | Barberton Campus | Summa Barberton Hospital | 4th Floor | 2012-10-03 | Low
No | CE8112 | Thermometers, Electronic | Suretemp 678 | 2106572 | Hill-Rom / Welch Allyn | 4 South - Medical/Surgical Unit (MSU) - SB | Barberton | Barberton Campus | Summa Barberton Hospital | 4th Floor | 2012-10-03 | Low
No | CE8113 | Thermometers, Electronic | Suretemp 678 | 2106631 | Hill-Rom / Welch Allyn | 4 South - Medical/Surgical Unit (MSU) - SB | Barberton | Barberton Campus | Summa Barberton Hospital | 4th Floor | 2012-10-03 | Low
No | CE8114 | Thermometers, Electronic | Suretemp 678 | 2106576 | Hill-Rom / Welch Allyn | 4 South - Medical/Surgical Unit (MSU) - SB | Barberton | Barberton Campus | Summa Barberton Hospital | 4th Floor | 2012-10-03 | Low
No | CE8115 | Thermometers, Electronic | Suretemp 678 | 2106628 | Hill-Rom / Welch Allyn | 4 South - Medical/Surgical Unit (MSU) - SB | Barberton | Barberton Campus | Summa Barberton Hospital | 4th Floor | 2012-10-03 | Low
No | CE8116 | Thermometers, Electronic | Suretemp 678 | 2005972 | Hill-Rom / Welch Allyn | 4 South - Medical/Surgical Unit (MSU) - SB | Barberton | Barberton Campus | Summa Barberton Hospital | 4th Floor | 2012-10-03 | Low
No | CE8117 | Thermometers, Electronic | Suretemp 678 | 2106623 | Hill-Rom / Welch Allyn | 4 South - Medical/Surgical Unit (MSU) - SB | Barberton | Barberton Campus | Summa Barberton Hospital | 4th Floor | 2012-10-03 | Low
No | CE8118 | Thermometers, Electronic | Suretemp 678 | 2106619 | Hill-Rom / Welch Allyn | 4 South - Medical/Surgical Unit (MSU) - SB | Barberton | Barberton Campus | Summa Barberton Hospital | 4th Floor | 2012-10-03 | Low
No | CE8119 | Thermometers, Electronic | Suretemp 678 | 2106630 | Hill-Rom / Welch Allyn | 4 South - Medical/Surgical Unit (MSU) - SB | Barberton | Barberton Campus | Summa Barberton Hospital | 4th Floor | 2012-10-03 | Low
No | CE8120 | Thermometers, Electronic | Suretemp 678 | 2106621 | Hill-Rom / Welch Allyn | 4 South - Medical/Surgical Unit (MSU) - SB | Barberton | Barberton Campus | Summa Barberton Hospital | 4th Floor | 2012-10-03 | Low
No | CE8121 | Thermometers, Electronic | Suretemp 678 | 2106575 | Hill-Rom / Welch Allyn | 4 South - Medical/Surgical Unit (MSU) - SB | Barberton | Barberton Campus | Summa Barberton Hospital | 4th Floor | 2012-10-03 | Low
No | CE8122 | Thermometers, Electronic | Suretemp 678 | 2106211 | Hill-Rom / Welch Allyn | 4 South - Medical/Surgical Unit (MSU) - SB | Barberton | Barberton Campus | Summa Barberton Hospital | 4th Floor | 2012-10-03 | Low
No | CE8123 | Thermometers, Electronic | Suretemp 678 | 2106554 | Hill-Rom / Welch Allyn | 4 South - Medical/Surgical Unit (MSU) - SB | Barberton | Barberton Campus | Summa Barberton Hospital | 4th Floor | 2012-10-03 | Low
No | CE8124 | Thermometers, Electronic | Suretemp 678 | 2005963 | Hill-Rom / Welch Allyn | 4 South - Medical/Surgical Unit (MSU) - SB | Barberton | Barberton Campus | Summa Barberton Hospital | 4th Floor | 2012-10-03 | Low
No | CE8125 | Thermometers, Electronic | Suretemp 678 | 2106624 | Hill-Rom / Welch Allyn | 4 South - Medical/Surgical Unit (MSU) - SB | Barberton | Barberton Campus | Summa Barberton Hospital | 4th Floor | 2012-10-03 | Low
No | CE8126 | Thermometers, Electronic | Suretemp 678 | 2006147 | Hill-Rom / Welch Allyn | 4 South - Medical/Surgical Unit (MSU) - SB | Barberton | Barberton Campus | Summa Barberton Hospital | 4th Floor | 2012-10-03 | Low
No | CE8127 | Thermometers, Electronic | Suretemp 678 | 2106578 | Hill-Rom / Welch Allyn | 4 South - Medical/Surgical Unit (MSU) - SB | Barberton | Barberton Campus | Summa Barberton Hospital | 4th Floor | 2012-10-03 | Low
No | CE8128 | Thermometers, Electronic | Suretemp 678 | 2006035 | Hill-Rom / Welch Allyn | 4 South - Medical/Surgical Unit (MSU) - SB | Barberton | Barberton Campus | Summa Barberton Hospital | 4th Floor | 2012-10-03 | Low
No | ce8129 | Thermometers, Electronic | Suretemp 678 | 2106573 | Hill-Rom / Welch Allyn | 4 South - Medical/Surgical Unit (MSU) - SB | Barberton | Barberton Campus | Summa Barberton Hospital | 4th Floor | 2012-10-03 | Low
No | CE8130 | Thermometers, Electronic | Suretemp 678 | 2106629 | Hill-Rom / Welch Allyn | 4 South - Medical/Surgical Unit (MSU) - SB | Barberton | Barberton Campus | Summa Barberton Hospital | 4th Floor | 2012-10-03 | Low
No | CE8349 | Thermometers, Electronic | Suretemp 678 | 2006040 | Hill-Rom / Welch Allyn | Acuity Adaptable Unit (AAU) - SB | Barberton | Barberton Campus | Summa Barberton Hospital | 2nd Floor | 2011-03-16 | Low
No | CE8392 | Thermometers, Electronic | Suretemp 678 | 2005957 | Hill-Rom / Welch Allyn | 1 East - Medical/Surgical Unit (MSU) - SB | Barberton | Barberton Campus | Summa Barberton Hospital | 1st Floor | 2014-12-29 | Low
No | CE8722 | Thermometers, Electronic | Suretemp 678 | 2106562 | Hill-Rom / Welch Allyn | Acuity Adaptable Unit (AAU) - SB | Barberton | Barberton Campus | Summa Barberton Hospital | 2nd Floor | 2014-06-04 | Low
No | CE8723 | Thermometers, Electronic | Suretemp 678 | 2106558 | Hill-Rom / Welch Allyn | Sameday Surgery Center - SB | Barberton | Barberton Campus | Summa Barberton Hospital | 2nd Floor | 2014-06-04 | Low
No | CE8724 | Thermometers, Electronic | Suretemp 678 | 2106230 | Hill-Rom / Welch Allyn | Sameday Surgery Center - SB | Barberton | Barberton Campus | Summa Barberton Hospital | 2nd Floor | 2014-06-04 | Low
No | 023694 | Thermometers, Electronic | Suretemp 679 | 01690-000 | Hill-Rom / Welch Allyn | Family Practice - AES | Akron | Non-Campus Sites | AES Family Medicine | 2nd Floor | 2021-06-10 | Low
No | 023697 | Thermometers, Electronic | Suretemp 679 | 20419847 | Hill-Rom / Welch Allyn | Family Practice - AES | Akron | Non-Campus Sites | AES Family Medicine | 2nd Floor | 2021-06-10 | Low
No | 028848 | Thermometers, Electronic | Suretemp 679 | 00302598 | Hill-Rom / Welch Allyn | Urgent Care - Fairlawn | Akron | Fairlawn Campus | Fairlawn Urgent Care | Ground Floor | 2011-10-19 | Low
No | 050128 | Thermometers, Electronic | Suretemp 679 | (21) 16478067 | Hill-Rom / Welch Allyn | Bariatric Care - ACH | Akron | Akron City Campus | 95 Arch | 2nd Floor | 2017-01-06 | Low
No | 056554 | Thermometers, Electronic | Suretemp 679 | (21)16465892 | Hill-Rom / Welch Allyn | Center for Corporate Health | Akron | Cuyahoga Falls Campus | Cuyahoga Falls Medical Center | Ground Floor | 2019-05-01 | Low
No | 063238 | Thermometers, Electronic | Suretemp 679 | Unknown | Hill-Rom / Welch Allyn | Family Practice - AES | Akron | Non-Campus Sites | AES Family Medicine | 2nd Floor | 2021-06-10 | Low
No | 020956 | Thermometers, Electronic | Suretemp Plus 690 | 13401378 | Hill-Rom / Welch Allyn | Dr. Cocieru | Akron | Akron City Campus | 95 Arch | 1st Floor | 2013-10-31 | Low
No | 021163 | Thermometers, Electronic | Suretemp Plus 690 | 05352064 | Hill-Rom / Welch Allyn | Women's Health Center | Akron | Akron City Campus | 75 Arch | Basement | 2005-09-26 | Low
No | 024028 | Thermometers, Electronic | Suretemp Plus 690 | 14250921 | Hill-Rom / Welch Allyn | Internal Medicine - Green | Barberton | Green Campus | Green Medical Center | Ground Floor | 2020-10-22 | Low
No | 024032 | Thermometers, Electronic | Suretemp Plus 690 | 16231586 | Hill-Rom / Welch Allyn | Internal Medicine - Green | Barberton | Green Campus | Green Medical Center | Ground Floor | 2020-11-17 | Low
No | 024079 | Thermometers, Electronic | Suretemp Plus 690 | 14270651 | Hill-Rom / Welch Allyn | Internal Medicine - Green | Barberton | Green Campus | Green Medical Center | Ground Floor | 2020-10-22 | Low
No | 024082 | Thermometers, Electronic | Suretemp Plus 690 | 14270852 | Hill-Rom / Welch Allyn | Internal Medicine - Green | Barberton | Green Campus | Green Medical Center | Ground Floor | 2020-10-22 | Low
No | 024087 | Thermometers, Electronic | Suretemp Plus 690 | 14270697 | Hill-Rom / Welch Allyn | Internal Medicine - Green | Barberton | Green Campus | Green Medical Center | Ground Floor | 2020-10-22 | Low
No | 025256 | Thermometers, Electronic | Suretemp Plus 690 | 08511142 | Hill-Rom / Welch Allyn | Wound Care Center | Akron | Akron City Campus | Wound Care Building | Ground Floor | 2009-01-13 | Low
No | 025292 | Thermometers, Electronic | Suretemp Plus 690 | 08511143 | Hill-Rom / Welch Allyn | Wound Care Center | Akron | Akron City Campus | Wound Care Building | Ground Floor | 2009-01-13 | Low
No | 025809 | Thermometers, Electronic | Suretemp Plus 690 | 07191912 | Hill-Rom / Welch Allyn | Rehab Services OP - Medina | Barberton | Medina Campus | Medina Medical Center | 1st Floor | 2009-04-22 | Low
No | 025886 | Thermometers, Electronic | Suretemp Plus 690 | 06372852 | Hill-Rom / Welch Allyn | Emergency Department (ED) - ACH | Akron | Akron City Campus | Akron City Hospital | Ground Floor | 2010-08-12 | Low
No | 026600 | Thermometers, Electronic | Suretemp Plus 690 | 07310296 | Hill-Rom / Welch Allyn | Center for Senior Health | Akron | Akron City Campus | 75 Arch | Ground Floor | 2008-06-09 | Low
No | 026601 | Thermometers, Electronic | Suretemp Plus 690 | 07177761 | Hill-Rom / Welch Allyn | Center for Senior Health | Akron | Akron City Campus | 75 Arch | Ground Floor | 2008-06-09 | Low
No | 026843 | Thermometers, Electronic | Suretemp Plus 690 | 19235083 | Hill-Rom / Welch Allyn | Tallmadge Family Medicine | Akron | Tallmadge Campus | Tallmadge Medical Center | 2nd Floor | 2020-03-10 | Low
No | 026845 | Thermometers, Electronic | Suretemp Plus 690 | 19185680 | Hill-Rom / Welch Allyn | Tallmadge Family Medicine | Akron | Tallmadge Campus | Tallmadge Medical Center | 2nd Floor | 2020-03-10 | Low
No | 026849 | Thermometers, Electronic | Suretemp Plus 690 | 18493941 | Hill-Rom / Welch Allyn | Tallmadge Family Medicine | Akron | Tallmadge Campus | Tallmadge Medical Center | 2nd Floor | 2020-03-10 | Low
No | 026851 | Thermometers, Electronic | Suretemp Plus 690 | 16468176 | Hill-Rom / Welch Allyn | Center for Corp Health - Medina | Barberton | Medina Campus | Medina Medical Center | 1st Floor | 2019-05-07 | Low
No | 026857 | Thermometers, Electronic | Suretemp Plus 690 | 16465895 | Hill-Rom / Welch Allyn | Center for Corp Health - Medina | Barberton | Medina Campus | Medina Medical Center | 1st Floor | 2019-05-07 | Low
No | 026864 | Thermometers, Electronic | Suretemp Plus 690 | 10011233 | Hill-Rom / Welch Allyn | Center for Corp Health - Medina | Barberton | Medina Campus | Medina Medical Center | 1st Floor | 2013-12-30 | Low
No | 026889 | Thermometers, Electronic | Suretemp Plus 690 | 19147553 | Hill-Rom / Welch Allyn | Tallmadge Family Medicine | Akron | Tallmadge Campus | Tallmadge Medical Center | 2nd Floor | 2020-03-10 | Low
No | 026916 | Thermometers, Electronic | Suretemp Plus 690 | 13393839 | Hill-Rom / Welch Allyn | Medina OB/GYN | Barberton | Medina Campus | Medina Medical Center | 2nd Floor | 2020-02-17 | Low
No | 026941 | Thermometers, Electronic | Suretemp Plus 690 | 14210693 | Hill-Rom / Welch Allyn | Internal Medicine - Green | Barberton | Green Campus | Green Medical Center | Ground Floor | 2020-10-19 | Low
No | 026944 | Thermometers, Electronic | Suretemp Plus 690 | 14270751 | Hill-Rom / Welch Allyn | Internal Medicine - Green | Barberton | Green Campus | Green Medical Center | Ground Floor | 2020-10-19 | Low
No | 026950 | Thermometers, Electronic | Suretemp Plus 690 | 14270030 | Hill-Rom / Welch Allyn | Internal Medicine - Green | Barberton | Green Campus | Green Medical Center | Ground Floor | 2020-10-19 | Low
No | 026987 | Thermometers, Electronic | Suretemp Plus 690 | Unknown | Hill-Rom / Welch Allyn | Internal Medicine - Green | Barberton | Green Campus | Green Medical Center | Ground Floor | 2020-10-19 | Low
No | 026993 | Thermometers, Electronic | Suretemp Plus 690 | 14270357 | Hill-Rom / Welch Allyn | Internal Medicine - Green | Barberton | Green Campus | Green Medical Center | Ground Floor | 2020-10-19 | Low
No | 026995 | Thermometers, Electronic | Suretemp Plus 690 | 14270739 | Hill-Rom / Welch Allyn | Internal Medicine - Green | Barberton | Green Campus | Green Medical Center | Ground Floor | 2020-10-19 | Low
No | 026998 | Thermometers, Electronic | Suretemp Plus 690 | 1480040 | Hill-Rom / Welch Allyn | Internal Medicine - Green | Barberton | Green Campus | Green Medical Center | Ground Floor | 2020-10-22 | Low
No | 027530 | Thermometers, Electronic | Suretemp Plus 690 | 10460063 | Hill-Rom / Welch Allyn | SAMS Clinic | Akron | Akron City Campus | 95 Arch | 1st Floor | 2011-10-03 | Low
No | 027535 | Thermometers, Electronic | Suretemp Plus 690 | 11140432 | Hill-Rom / Welch Allyn | SAMS Clinic | Akron | Akron City Campus | 95 Arch | 1st Floor | 2011-10-03 | Low
No | 027537 | Thermometers, Electronic | Suretemp Plus 690 | 10460167 | Hill-Rom / Welch Allyn | SAMS Clinic | Akron | Akron City Campus | 95 Arch | 1st Floor | 2011-10-03 | Low
No | 027783 | Thermometers, Electronic | Suretemp Plus 690 | 11233679 | Hill-Rom / Welch Allyn | Neurology Outpatient | Akron | Akron City Campus | 75 Arch | 2nd Floor | 2011-11-22 | Low
No | 028617 | Thermometers, Electronic | Suretemp Plus 690 | 10351656 | Hill-Rom / Welch Allyn | Radiation Therapy - Medina | Barberton | Medina Campus | Medina Medical Center | 1st Floor | 2010-11-02 | Low
No | 028619 | Thermometers, Electronic | Suretemp Plus 690 | 10340444 | Hill-Rom / Welch Allyn | Radiation Therapy - Medina | Barberton | Medina Campus | Medina Medical Center | 1st Floor | 2010-11-02 | Low
No | 028620 | Thermometers, Electronic | Suretemp Plus 690 | 10340604 | Hill-Rom / Welch Allyn | Radiation Therapy - Medina | Barberton | Medina Campus | Medina Medical Center | 1st Floor | 2010-11-02 | Low
No | 028621 | Thermometers, Electronic | Suretemp Plus 690 | 10340626 | Hill-Rom / Welch Allyn | Radiation Therapy - Medina | Barberton | Medina Campus | Medina Medical Center | 1st Floor | 2010-11-02 | Low
No | 028638 | Thermometers, Electronic | Suretemp Plus 690 | 10340662 | Hill-Rom / Welch Allyn | Outpatient Oncology - Medina | Barberton | Medina Campus | Medina Medical Center | 1st Floor | 2010-11-05 | Low
No | 028639 | Thermometers, Electronic | Suretemp Plus 690 | 10330157 | Hill-Rom / Welch Allyn | Outpatient Oncology - Medina | Barberton | Medina Campus | Medina Medical Center | 1st Floor | 2010-11-05 | Low
No | 028640 | Thermometers, Electronic | Suretemp Plus 690 | 10340033 | Hill-Rom / Welch Allyn | Outpatient Oncology - Medina | Barberton | Medina Campus | Medina Medical Center | 1st Floor | 2010-11-05 | Low
No | 028641 | Thermometers, Electronic | Suretemp Plus 690 | 10210724 | Hill-Rom / Welch Allyn | Outpatient Oncology - Medina | Barberton | Medina Campus | Medina Medical Center | 1st Floor | 2010-11-05 | Low
No | 028999 | Thermometers, Electronic | Suretemp Plus 690 | 09471594 | Hill-Rom / Welch Allyn | BHP 4 - Geropsych Unit | Akron | Akron City Campus | Juve Family BH Pavillion | 4th Floor | 2023-12-27 08:21 | Low
No | 029312 | Thermometers, Electronic | Suretemp Plus 690 | 11243327 | Hill-Rom / Welch Allyn | Emergency Department (ED) - ACH | Akron | Akron City Campus | Akron City Hospital | Ground Floor | 2012-01-19 | Low
No | 029314 | Thermometers, Electronic | Suretemp Plus 690 | 11290041 | Hill-Rom / Welch Allyn | Emergency Department (ED) - ACH | Akron | Akron City Campus | Akron City Hospital | Ground Floor | 2012-01-19 | Low
No | 029316 | Thermometers, Electronic | Suretemp Plus 690 | 11310298 | Hill-Rom / Welch Allyn | Emergency Department (ED) - ACH | Akron | Akron City Campus | Akron City Hospital | Ground Floor | 2012-01-19 | Low
No | 029318 | Thermometers, Electronic | Suretemp Plus 690 | 11250376 | Hill-Rom / Welch Allyn | Emergency Department (ED) - ACH | Akron | Akron City Campus | Akron City Hospital | Ground Floor | 2012-01-19 | Low
No | 029320 | Thermometers, Electronic | Suretemp Plus 690 | 11300111 | Hill-Rom / Welch Allyn | Emergency Department (ED) - ACH | Akron | Akron City Campus | Akron City Hospital | Ground Floor | 2012-01-19 | Low
No | 029322 | Thermometers, Electronic | Suretemp Plus 690 | 11260327 | Hill-Rom / Welch Allyn | Emergency Department (ED) - ACH | Akron | Akron City Campus | Akron City Hospital | Ground Floor | 2012-01-19 | Low
No | 029324 | Thermometers, Electronic | Suretemp Plus 690 | 11260348 | Hill-Rom / Welch Allyn | Emergency Department (ED) - ACH | Akron | Akron City Campus | Akron City Hospital | Ground Floor | 2012-01-19 | Low
No | 029326 | Thermometers, Electronic | Suretemp Plus 690 | 11300448 | Hill-Rom / Welch Allyn | Emergency Department (ED) - ACH | Akron | Akron City Campus | Akron City Hospital | Ground Floor | 2012-01-19 | Low
No | 029330 | Thermometers, Electronic | Suretemp Plus 690 | 11310318 | Hill-Rom / Welch Allyn | Emergency Department (ED) - ACH | Akron | Akron City Campus | Akron City Hospital | Ground Floor | 2012-01-19 | Low
No | 029332 | Thermometers, Electronic | Suretemp Plus 690 | 11260332 | Hill-Rom / Welch Allyn | Emergency Department (ED) - ACH | Akron | Akron City Campus | Akron City Hospital | Ground Floor | 2012-01-19 | Low
No | 029334 | Thermometers, Electronic | Suretemp Plus 690 | 11270208 | Hill-Rom / Welch Allyn | Emergency Department (ED) - ACH | Akron | Akron City Campus | Akron City Hospital | Ground Floor | 2012-01-19 | Low
No | 029336 | Thermometers, Electronic | Suretemp Plus 690 | 11233661 | Hill-Rom / Welch Allyn | Emergency Department (ED) - ACH | Akron | Akron City Campus | Akron City Hospital | Ground Floor | 2012-01-19 | Low
No | 029338 | Thermometers, Electronic | Suretemp Plus 690 | 11051964 | Hill-Rom / Welch Allyn | Emergency Department (ED) - ACH | Akron | Akron City Campus | Akron City Hospital | Ground Floor | 2012-01-19 | Low
No | 029340 | Thermometers, Electronic | Suretemp Plus 690 | 11260278 | Hill-Rom / Welch Allyn | Emergency Department (ED) - ACH | Akron | Akron City Campus | Akron City Hospital | Ground Floor | 2012-01-19 | Low
No | 029344 | Thermometers, Electronic | Suretemp Plus 690 | 11243317 | Hill-Rom / Welch Allyn | Emergency Department (ED) - ACH | Akron | Akron City Campus | Akron City Hospital | Ground Floor | 2012-01-19 | Low
No | 029346 | Thermometers, Electronic | Suretemp Plus 690 | 11260285 | Hill-Rom / Welch Allyn | Emergency Department (ED) - ACH | Akron | Akron City Campus | Akron City Hospital | Ground Floor | 2012-01-19 | Low
No | 029348 | Thermometers, Electronic | Suretemp Plus 690 | 11260282 | Hill-Rom / Welch Allyn | Emergency Department (ED) - ACH | Akron | Akron City Campus | Akron City Hospital | Ground Floor | 2012-01-19 | Low
No | 029350 | Thermometers, Electronic | Suretemp Plus 690 | 11070373 | Hill-Rom / Welch Allyn | Emergency Department (ED) - ACH | Akron | Akron City Campus | Akron City Hospital | Ground Floor | 2012-01-19 | Low
No | 029352 | Thermometers, Electronic | Suretemp Plus 690 | 11220439 | Hill-Rom / Welch Allyn | Emergency Department (ED) - ACH | Akron | Akron City Campus | Akron City Hospital | Ground Floor | 2012-01-19 | Low
No | 029354 | Thermometers, Electronic | Suretemp Plus 690 | 11260283 | Hill-Rom / Welch Allyn | Emergency Department (ED) - ACH | Akron | Akron City Campus | Akron City Hospital | Ground Floor | 2012-01-19 | Low
No | 029356 | Thermometers, Electronic | Suretemp Plus 690 | 11270239 | Hill-Rom / Welch Allyn | Emergency Department (ED) - ACH | Akron | Akron City Campus | Akron City Hospital | Ground Floor | 2012-01-19 | Low
No | 029358 | Thermometers, Electronic | Suretemp Plus 690 | 11233680 | Hill-Rom / Welch Allyn | Emergency Department (ED) - ACH | Akron | Akron City Campus | Akron City Hospital | Ground Floor | 2012-01-19 | Low
No | 029360 | Thermometers, Electronic | Suretemp Plus 690 | 11250359 | Hill-Rom / Welch Allyn | Emergency Department (ED) - ACH | Akron | Akron City Campus | Akron City Hospital | Ground Floor | 2012-01-19 | Low
No | 029362 | Thermometers, Electronic | Suretemp Plus 690 | 11270215 | Hill-Rom / Welch Allyn | Emergency Department (ED) - ACH | Akron | Akron City Campus | Akron City Hospital | Ground Floor | 2012-01-19 | Low
No | 029364 | Thermometers, Electronic | Suretemp Plus 690 | 11233651 | Hill-Rom / Welch Allyn | Emergency Department (ED) - ACH | Akron | Akron City Campus | Akron City Hospital | Ground Floor | 2012-01-19 | Low
No | 029366 | Thermometers, Electronic | Suretemp Plus 690 | 11270137 | Hill-Rom / Welch Allyn | Emergency Department (ED) - ACH | Akron | Akron City Campus | Akron City Hospital | Ground Floor | 2012-01-19 | Low
No | 029368 | Thermometers, Electronic | Suretemp Plus 690 | 11260279 | Hill-Rom / Welch Allyn | Emergency Department (ED) - ACH | Akron | Akron City Campus | Akron City Hospital | Ground Floor | 2012-01-19 | Low
No | 029370 | Thermometers, Electronic | Suretemp Plus 690 | 11260273 | Hill-Rom / Welch Allyn | Emergency Department (ED) - ACH | Akron | Akron City Campus | Akron City Hospital | Ground Floor | 2012-01-19 | Low
No | 029372 | Thermometers, Electronic | Suretemp Plus 690 | 11220447 | Hill-Rom / Welch Allyn | Emergency Department (ED) - ACH | Akron | Akron City Campus | Akron City Hospital | Ground Floor | 2012-01-19 | Low
No | 029374 | Thermometers, Electronic | Suretemp Plus 690 | 11270197 | Hill-Rom / Welch Allyn | Emergency Department (ED) - ACH | Akron | Akron City Campus | Akron City Hospital | Ground Floor | 2012-01-19 | Low
No | 029376 | Thermometers, Electronic | Suretemp Plus 690 | 11270203 | Hill-Rom / Welch Allyn | Emergency Department (ED) - ACH | Akron | Akron City Campus | Akron City Hospital | Ground Floor | 2012-01-19 | Low
No | 029378 | Thermometers, Electronic | Suretemp Plus 690 | 11051975 | Hill-Rom / Welch Allyn | Emergency Department (ED) - ACH | Akron | Akron City Campus | Akron City Hospital | Ground Floor | 2012-01-19 | Low
No | 029380 | Thermometers, Electronic | Suretemp Plus 690 | 11270238 | Hill-Rom / Welch Allyn | Emergency Department (ED) - ACH | Akron | Akron City Campus | Akron City Hospital | Ground Floor | 2012-01-19 | Low
No | 029382 | Thermometers, Electronic | Suretemp Plus 690 | 11051773 | Hill-Rom / Welch Allyn | Emergency Department (ED) - ACH | Akron | Akron City Campus | Akron City Hospital | Ground Floor | 2012-01-19 | Low
No | 029384 | Thermometers, Electronic | Suretemp Plus 690 | 11260267 | Hill-Rom / Welch Allyn | Emergency Department (ED) - ACH | Akron | Akron City Campus | Akron City Hospital | Ground Floor | 2012-01-19 | Low
No | 029386 | Thermometers, Electronic | Suretemp Plus 690 | 11070829 | Hill-Rom / Welch Allyn | Emergency Department (ED) - ACH | Akron | Akron City Campus | Akron City Hospital | Ground Floor | 2012-01-19 | Low
No | 029388 | Thermometers, Electronic | Suretemp Plus 690 | 11270151 | Hill-Rom / Welch Allyn | Emergency Department (ED) - ACH | Akron | Akron City Campus | Akron City Hospital | Ground Floor | 2012-01-19 | Low
No | 029390 | Thermometers, Electronic | Suretemp Plus 690 | 11243307 | Hill-Rom / Welch Allyn | Emergency Department (ED) - ACH | Akron | Akron City Campus | Akron City Hospital | Ground Floor | 2012-01-19 | Low
No | 029392 | Thermometers, Electronic | Suretemp Plus 690 | 11260324 | Hill-Rom / Welch Allyn | Emergency Department (ED) - ACH | Akron | Akron City Campus | Akron City Hospital | Ground Floor | 2012-01-19 | Low
No | 029396 | Thermometers, Electronic | Suretemp Plus 690 | 11243311 | Hill-Rom / Welch Allyn | Emergency Department (ED) - ACH | Akron | Akron City Campus | Akron City Hospital | Ground Floor | 2012-01-19 | Low
No | 029398 | Thermometers, Electronic | Suretemp Plus 690 | 11260264 | Hill-Rom / Welch Allyn | Emergency Department (ED) - ACH | Akron | Akron City Campus | Akron City Hospital | Ground Floor | 2012-01-19 | Low
No | 029400 | Thermometers, Electronic | Suretemp Plus 690 | 11243308 | Hill-Rom / Welch Allyn | Emergency Department (ED) - ACH | Akron | Akron City Campus | Akron City Hospital | Ground Floor | 2012-01-19 | Low
No | 029402 | Thermometers, Electronic | Suretemp Plus 690 | 11233674 | Hill-Rom / Welch Allyn | Emergency Department (ED) - ACH | Akron | Akron City Campus | Akron City Hospital | Ground Floor | 2012-01-19 | Low
No | 029404 | Thermometers, Electronic | Suretemp Plus 690 | 11270592 | Hill-Rom / Welch Allyn | Emergency Department (ED) - ACH | Akron | Akron City Campus | Akron City Hospital | Ground Floor | 2012-01-19 | Low
No | 029406 | Thermometers, Electronic | Suretemp Plus 690 | 11243322 | Hill-Rom / Welch Allyn | Emergency Department (ED) - ACH | Akron | Akron City Campus | Akron City Hospital | Ground Floor | 2012-01-19 | Low
No | 029408 | Thermometers, Electronic | Suretemp Plus 690 | 11250383 | Hill-Rom / Welch Allyn | Emergency Department (ED) - ACH | Akron | Akron City Campus | Akron City Hospital | Ground Floor | 2012-01-19 | Low
No | 029410 | Thermometers, Electronic | Suretemp Plus 690 | 11270246 | Hill-Rom / Welch Allyn | Emergency Department (ED) - ACH | Akron | Akron City Campus | Akron City Hospital | Ground Floor | 2012-01-19 | Low
No | 029412 | Thermometers, Electronic | Suretemp Plus 690 | 11281277 | Hill-Rom / Welch Allyn | Emergency Department (ED) - ACH | Akron | Akron City Campus | Akron City Hospital | Ground Floor | 2012-01-19 | Low
No | 029414 | Thermometers, Electronic | Suretemp Plus 690 | 11270590 | Hill-Rom / Welch Allyn | Emergency Department (ED) - ACH | Akron | Akron City Campus | Akron City Hospital | Ground Floor | 2012-01-19 | Low
No | 029416 | Thermometers, Electronic | Suretemp Plus 690 | 11260266 | Hill-Rom / Welch Allyn | Emergency Department (ED) - ACH | Akron | Akron City Campus | Akron City Hospital | Ground Floor | 2012-01-19 | Low
No | 029418 | Thermometers, Electronic | Suretemp Plus 690 | 11233662 | Hill-Rom / Welch Allyn | Emergency Department (ED) - ACH | Akron | Akron City Campus | Akron City Hospital | Ground Floor | 2012-01-19 | Low
No | 029449 | Thermometers, Electronic | Suretemp Plus 690 | 11260281 | Hill-Rom / Welch Allyn | Emergency Department (ED) - ACH | Akron | Akron City Campus | Akron City Hospital | Ground Floor | 2012-01-19 | Low
No | 029450 | Thermometers, Electronic | Suretemp Plus 690 | 11250371 | Hill-Rom / Welch Allyn | Emergency Department (ED) - ACH | Akron | Akron City Campus | Akron City Hospital | Ground Floor | 2012-01-19 | Low
No | 029457 | Thermometers, Electronic | Suretemp Plus 690 | 1123367 | Hill-Rom / Welch Allyn | Emergency Department (ED) - ACH | Akron | Akron City Campus | Akron City Hospital | Ground Floor | 2012-08-15 | Low
No | 029458 | Thermometers, Electronic | Suretemp Plus 690 | 11270234 | Hill-Rom / Welch Allyn | Emergency Department (ED) - ACH | Akron | Akron City Campus | Akron City Hospital | Ground Floor | 2012-08-15 | Low
No | 029459 | Thermometers, Electronic | Suretemp Plus 690 | 11300271 | Hill-Rom / Welch Allyn | Emergency Department (ED) - ACH | Akron | Akron City Campus | Akron City Hospital | Ground Floor | 2012-08-15 | Low
No | 029460 | Thermometers, Electronic | Suretemp Plus 690 | 11310313 | Hill-Rom / Welch Allyn | Emergency Department (ED) - ACH | Akron | Akron City Campus | Akron City Hospital | Ground Floor | 2012-08-15 | Low
No | 029462 | Thermometers, Electronic | Suretemp Plus 690 | 11270165 | Hill-Rom / Welch Allyn | Emergency Department (ED) - ACH | Akron | Akron City Campus | Akron City Hospital | Ground Floor | 2012-08-15 | Low
No | 029463 | Thermometers, Electronic | Suretemp Plus 690 | 11300257 | Hill-Rom / Welch Allyn | Emergency Department (ED) - ACH | Akron | Akron City Campus | Akron City Hospital | Ground Floor | 2012-08-15 | Low
No | 029464 | Thermometers, Electronic | Suretemp Plus 690 | 11233672 | Hill-Rom / Welch Allyn | Emergency Department (ED) - ACH | Akron | Akron City Campus | Akron City Hospital | Ground Floor | 2012-08-15 | Low
No | 029465 | Thermometers, Electronic | Suretemp Plus 690 | 11300265 | Hill-Rom / Welch Allyn | Center for Corp Health - Green | Barberton | Green Campus | Green Medical Center | Ground Floor | 2012-08-15 | Low
No | 029466 | Thermometers, Electronic | Suretemp Plus 690 | 11233659 | Hill-Rom / Welch Allyn | Center for Corp Health - Green | Barberton | Green Campus | Green Medical Center | Ground Floor | 2012-08-15 | Low
No | 029467 | Thermometers, Electronic | Suretemp Plus 690 | 11240785 | Hill-Rom / Welch Allyn | Clinical Decision Unit (CDU) - ACH | Akron | Akron City Campus | H Tower | Ground Floor | 2012-08-15 | Low
No | 029468 | Thermometers, Electronic | Suretemp Plus 690 | 11233652 | Hill-Rom / Welch Allyn | Emergency Department (ED) - ACH | Akron | Akron City Campus | Akron City Hospital | Ground Floor | 2012-08-15 | Low
No | 029469 | Thermometers, Electronic | Suretemp Plus 690 | 11300259 | Hill-Rom / Welch Allyn | Emergency Department (ED) - ACH | Akron | Akron City Campus | Akron City Hospital | Ground Floor | 2012-08-15 | Low
No | 029470 | Thermometers, Electronic | Suretemp Plus 690 | 11310314 | Hill-Rom / Welch Allyn | Emergency Department (ED) - ACH | Akron | Akron City Campus | Akron City Hospital | Ground Floor | 2012-08-15 | Low
No | 029471 | Thermometers, Electronic | Suretemp Plus 690 | 11310321 | Hill-Rom / Welch Allyn | Emergency Department (ED) - ACH | Akron | Akron City Campus | Akron City Hospital | Ground Floor | 2012-08-15 | Low
No | 029472 | Thermometers, Electronic | Suretemp Plus 690 | 11243321 | Hill-Rom / Welch Allyn | Emergency Department (ED) - ACH | Akron | Akron City Campus | Akron City Hospital | Ground Floor | 2012-08-15 | Low
No | 029473 | Thermometers, Electronic | Suretemp Plus 690 | 11301815 | Hill-Rom / Welch Allyn | Emergency Department (ED) - ACH | Akron | Akron City Campus | Akron City Hospital | Ground Floor | 2012-08-15 | Low
No | 029474 | Thermometers, Electronic | Suretemp Plus 690 | 11301816 | Hill-Rom / Welch Allyn | Emergency Department (ED) - ACH | Akron | Akron City Campus | Akron City Hospital | Ground Floor | 2012-08-15 | Low
No | 029475 | Thermometers, Electronic | Suretemp Plus 690 | 11243309 | Hill-Rom / Welch Allyn | Emergency Department (ED) - ACH | Akron | Akron City Campus | Akron City Hospital | Ground Floor | 2012-08-15 | Low
No | 029476 | Thermometers, Electronic | Suretemp Plus 690 | 11300268 | Hill-Rom / Welch Allyn | Emergency Department (ED) - ACH | Akron | Akron City Campus | Akron City Hospital | Ground Floor | 2012-08-15 | Low
No | 029477 | Thermometers, Electronic | Suretemp Plus 690 | 11260340 | Hill-Rom / Welch Allyn | Emergency Department (ED) - ACH | Akron | Akron City Campus | Akron City Hospital | Ground Floor | 2012-08-15 | Low
No | 029478 | Thermometers, Electronic | Suretemp Plus 690 | 11051771 | Hill-Rom / Welch Allyn | Emergency Department (ED) - ACH | Akron | Akron City Campus | Akron City Hospital | Ground Floor | 2012-08-15 | Low
No | 029479 | Thermometers, Electronic | Suretemp Plus 690 | 11310301 | Hill-Rom / Welch Allyn | Emergency Department (ED) - ACH | Akron | Akron City Campus | Akron City Hospital | Ground Floor | 2012-08-15 | Low
No | 029480 | Thermometers, Electronic | Suretemp Plus 690 | 11260288 | Hill-Rom / Welch Allyn | Emergency Department (ED) - ACH | Akron | Akron City Campus | Akron City Hospital | Ground Floor | 2012-08-15 | Low
No | 029481 | Thermometers, Electronic | Suretemp Plus 690 | 11301810 | Hill-Rom / Welch Allyn | Emergency Department (ED) - ACH | Akron | Akron City Campus | Akron City Hospital | Ground Floor | 2012-08-15 | Low
No | 029482 | Thermometers, Electronic | Suretemp Plus 690 | 12112735 | Hill-Rom / Welch Allyn | Emergency Department (ED) - ACH | Akron | Akron City Campus | Akron City Hospital | Ground Floor | 2012-08-15 | Low
No | 029483 | Thermometers, Electronic | Suretemp Plus 690 | 12112724 | Hill-Rom / Welch Allyn | Emergency Department (ED) - ACH | Akron | Akron City Campus | Akron City Hospital | Ground Floor | 2012-08-15 | Low
No | 029615 | Thermometers, Electronic | Suretemp Plus 690 | 12265628 | Hill-Rom / Welch Allyn | Emergency Department (ED) - ACH | Akron | Akron City Campus | Akron City Hospital | Ground Floor | 2012-08-15 | Low
No | 029616 | Thermometers, Electronic | Suretemp Plus 690 | 12265637 | Hill-Rom / Welch Allyn | Emergency Department (ED) - ACH | Akron | Akron City Campus | Akron City Hospital | Ground Floor | 2012-08-15 | Low
No | 029641 | Thermometers, Electronic | Suretemp Plus 690 | 11250362 | Hill-Rom / Welch Allyn | Emergency Department (ED) - ACH | Akron | Akron City Campus | Akron City Hospital | Ground Floor | 2012-11-20 | Low
No | 029642 | Thermometers, Electronic | Suretemp Plus 690 | 13022438 | Hill-Rom / Welch Allyn | Emergency Department (ED) - ACH | Akron | Akron City Campus | Akron City Hospital | Ground Floor | 2013-02-06 | Low
No | 029643 | Thermometers, Electronic | Suretemp Plus 690 | 13302244 | Hill-Rom / Welch Allyn | Emergency Department (ED) - ACH | Akron | Akron City Campus | Akron City Hospital | Ground Floor | 2013-02-06 | Low
No | 029644 | Thermometers, Electronic | Suretemp Plus 690 | 13022446 | Hill-Rom / Welch Allyn | Emergency Department (ED) - ACH | Akron | Akron City Campus | Akron City Hospital | Ground Floor | 2013-02-06 | Low
No | 029669 | Thermometers, Electronic | Suretemp Plus 690 | 13130016 | Hill-Rom / Welch Allyn | Emergency Department (ED) - ACH | Akron | Akron City Campus | Akron City Hospital | Ground Floor | 2013-05-17 | Low
No | 029670 | Thermometers, Electronic | Suretemp Plus 690 | 13130247 | Hill-Rom / Welch Allyn | Emergency Department (ED) - ACH | Akron | Akron City Campus | Akron City Hospital | Ground Floor | 2013-05-17 | Low
No | 029671 | Thermometers, Electronic | Suretemp Plus 690 | 13130423 | Hill-Rom / Welch Allyn | Emergency Department (ED) - ACH | Akron | Akron City Campus | Akron City Hospital | Ground Floor | 2013-05-17 | Low
No | 029672 | Thermometers, Electronic | Suretemp Plus 690 | 13130006 | Hill-Rom / Welch Allyn | Emergency Department (ED) - ACH | Akron | Akron City Campus | Akron City Hospital | Ground Floor | 2013-05-17 | Low
No | 029673 | Thermometers, Electronic | Suretemp Plus 690 | 13130725 | Hill-Rom / Welch Allyn | Emergency Department (ED) - ACH | Akron | Akron City Campus | Akron City Hospital | Ground Floor | 2013-05-17 | Low
No | 029674 | Thermometers, Electronic | Suretemp Plus 690 | 13130617 | Hill-Rom / Welch Allyn | Emergency Department (ED) - ACH | Akron | Akron City Campus | Akron City Hospital | Ground Floor | 2013-05-17 | Low
No | 029675 | Thermometers, Electronic | Suretemp Plus 690 | 13130023 | Hill-Rom / Welch Allyn | Emergency Department (ED) - ACH | Akron | Akron City Campus | Akron City Hospital | Ground Floor | 2013-05-17 | Low
No | 029676 | Thermometers, Electronic | Suretemp Plus 690 | 13100369 | Hill-Rom / Welch Allyn | Emergency Department (ED) - ACH | Akron | Akron City Campus | Akron City Hospital | Ground Floor | 2013-06-19 | Low
No | 029677 | Thermometers, Electronic | Suretemp Plus 690 | 13100375 | Hill-Rom / Welch Allyn | Emergency Department (ED) - ACH | Akron | Akron City Campus | Akron City Hospital | Ground Floor | 2013-06-19 | Low
No | 029679 | Thermometers, Electronic | Suretemp Plus 690 | 13230265 | Hill-Rom / Welch Allyn | Emergency Department (ED) - ACH | Akron | Akron City Campus | Akron City Hospital | Ground Floor | 2013-07-02 | Low
No | 030825 | Thermometers, Electronic | Suretemp Plus 690 | 10280601 | Hill-Rom / Welch Allyn | Sports Medicine Ctr-Sprts Hlth | Akron | Akron City Campus | Akron City Hospital | Ground Floor | 2012-09-20 | Low
No | 030826 | Thermometers, Electronic | Suretemp Plus 690 | 10280606 | Hill-Rom / Welch Allyn | Sports Medicine Ctr-Sprts Hlth | Akron | Akron City Campus | Akron City Hospital | Ground Floor | 2012-09-20 | Low
No | 030956 | Thermometers, Electronic | Suretemp Plus 690 | 12255429 | Hill-Rom / Welch Allyn | Internal Medicine - White Pond | Barberton | White Pond Campus | White Pond Medical Center | 2nd Floor | 2014-05-09 | Low
No | 030959 | Thermometers, Electronic | Suretemp Plus 690 | 12262265 | Hill-Rom / Welch Allyn | Internal Medicine - White Pond | Barberton | White Pond Campus | White Pond Medical Center | 2nd Floor | 2014-05-09 | Low
No | 030962 | Thermometers, Electronic | Suretemp Plus 690 | 12255421 | Hill-Rom / Welch Allyn | Internal Medicine - White Pond | Barberton | White Pond Campus | White Pond Medical Center | 2nd Floor | 2014-05-09 | Low
No | 031130 | Thermometers, Electronic | Suretemp Plus 690 | 09480177 | Hill-Rom / Welch Allyn | Summa Rehab Hospital | Akron | Akron City Campus | Summa Rehab Hospital |  | 2012-01-09 | Low
No | 031131 | Thermometers, Electronic | Suretemp Plus 690 | 09415245 | Hill-Rom / Welch Allyn | Summa Rehab Hospital | Akron | Akron City Campus | Summa Rehab Hospital |  | 2012-01-09 | Low
No | 031132 | Thermometers, Electronic | Suretemp Plus 690 | 10011247 | Hill-Rom / Welch Allyn | Summa Rehab Hospital | Akron | Akron City Campus | Summa Rehab Hospital |  | 2012-01-09 | Low
No | 031133 | Thermometers, Electronic | Suretemp Plus 690 | 09271894 | Hill-Rom / Welch Allyn | Summa Rehab Hospital | Akron | Akron City Campus | Summa Rehab Hospital |  | 2012-01-09 | Low
No | 031347 | Thermometers, Electronic | Suretemp Plus 690 | 12113166 | Hill-Rom / Welch Allyn | Emergency Department (ED) - Green | Barberton | Green Campus | Green Medical Center | Ground Floor | 2012-06-18 | Low
No | 031348 | Thermometers, Electronic | Suretemp Plus 690 | 12112799 | Hill-Rom / Welch Allyn | Emergency Department (ED) - Green | Barberton | Green Campus | Green Medical Center | Ground Floor | 2012-06-18 | Low
No | 031350 | Thermometers, Electronic | Suretemp Plus 690 | 12113192 | Hill-Rom / Welch Allyn | Emergency Department (ED) - Green | Barberton | Green Campus | Green Medical Center | Ground Floor | 2012-06-18 | Low
No | 031351 | Thermometers, Electronic | Suretemp Plus 690 | 121120428 | Hill-Rom / Welch Allyn | Emergency Department (ED) - Green | Barberton | Green Campus | Green Medical Center | Ground Floor | 2012-06-18 | Low
No | 031352 | Thermometers, Electronic | Suretemp Plus 690 | 121120420 | Hill-Rom / Welch Allyn | Emergency Department (ED) - Green | Barberton | Green Campus | Green Medical Center | Ground Floor | 2012-06-18 | Low
No | 031353 | Thermometers, Electronic | Suretemp Plus 690 | 12120272 | Hill-Rom / Welch Allyn | Emergency Department (ED) - Green | Barberton | Green Campus | Green Medical Center | Ground Floor | 2012-06-18 | Low
No | 031354 | Thermometers, Electronic | Suretemp Plus 690 | 121120792 | Hill-Rom / Welch Allyn | Emergency Department (ED) - Green | Barberton | Green Campus | Green Medical Center | Ground Floor | 2012-06-18 | Low
No | 031355 | Thermometers, Electronic | Suretemp Plus 690 | 12113191 | Hill-Rom / Welch Allyn | Emergency Department (ED) - Green | Barberton | Green Campus | Green Medical Center | Ground Floor | 2012-06-18 | Low
No | 031356 | Thermometers, Electronic | Suretemp Plus 690 | 12113186 | Hill-Rom / Welch Allyn | Emergency Department (ED) - Green | Barberton | Green Campus | Green Medical Center | Ground Floor | 2012-06-18 | Low
No | 031357 | Thermometers, Electronic | Suretemp Plus 690 | 12120479 | Hill-Rom / Welch Allyn | Summa Rehab Hospital | Akron | Akron City Campus | Summa Rehab Hospital |  | 2012-06-18 | Low
No | 031358 | Thermometers, Electronic | Suretemp Plus 690 | 12120558 | Hill-Rom / Welch Allyn | Emergency Department (ED) - Green | Barberton | Green Campus | Green Medical Center | Ground Floor | 2012-06-18 | Low
No | 031359 | Thermometers, Electronic | Suretemp Plus 690 | 12120504 | Hill-Rom / Welch Allyn | Emergency Department (ED) - Green | Barberton | Green Campus | Green Medical Center | Ground Floor | 2012-06-18 | Low
No | 031360 | Thermometers, Electronic | Suretemp Plus 690 | 12113181 | Hill-Rom / Welch Allyn | Emergency Department (ED) - Green | Barberton | Green Campus | Green Medical Center | Ground Floor | 2012-06-18 | Low
No | 031361 | Thermometers, Electronic | Suretemp Plus 690 | 12120278 | Hill-Rom / Welch Allyn | Emergency Department (ED) - Green | Barberton | Green Campus | Green Medical Center | Ground Floor | 2012-06-18 | Low
No | 031362 | Thermometers, Electronic | Suretemp Plus 690 | 12120271 | Hill-Rom / Welch Allyn | Emergency Department (ED) - Green | Barberton | Green Campus | Green Medical Center | Ground Floor | 2012-06-18 | Low
No | 031451 | Thermometers, Electronic | Suretemp Plus 690 | 12164096 | Hill-Rom / Welch Allyn | Emergency Department (ED) - Green | Barberton | Green Campus | Green Medical Center | Ground Floor | 2012-06-18 | Low
No | 031455 | Thermometers, Electronic | Suretemp Plus 690 | 12214763 | Hill-Rom / Welch Allyn | Emergency Department (ED) - Green | Barberton | Green Campus | Green Medical Center | Ground Floor | 2012-07-06 | Low
No | 031464 | Thermometers, Electronic | Suretemp Plus 690 | 12214594 | Hill-Rom / Welch Allyn | Outpatient Oncology - Medina | Barberton | Medina Campus | Medina Medical Center | 1st Floor | 2012-07-06 | Low
No | 032275 | Thermometers, Electronic | Suretemp Plus 690 | 14300501 | Hill-Rom / Welch Allyn | H6 - Surgical Progressive Care Unit (PCU) | Akron | Akron City Campus | H Tower | 6th Floor | 2014-08-13 | Low
No | 032285 | Thermometers, Electronic | Suretemp Plus 690 | 14110336 | Hill-Rom / Welch Allyn | H6 - Surgical Progressive Care Unit (PCU) | Akron | Akron City Campus | H Tower | 6th Floor | 2014-07-23 | Low
No | 033081 | Thermometers, Electronic | Suretemp Plus 690 | 06372841 | Hill-Rom / Welch Allyn | Oncology | Akron | Akron City Campus | Cooper Cancer Center | 1st Floor | 2013-11-07 | Low
No | 033113 | Thermometers, Electronic | Suretemp Plus 690 | 14180250 | Hill-Rom / Welch Allyn | Summa Rehab Hospital | Akron | Akron City Campus | Summa Rehab Hospital |  | 2014-06-04 | Low
No | 033114 | Thermometers, Electronic | Suretemp Plus 690 | 14180901 | Hill-Rom / Welch Allyn | Summa Rehab Hospital | Akron | Akron City Campus | Summa Rehab Hospital |  | 2014-06-04 | Low
No | 033115 | Thermometers, Electronic | Suretemp Plus 690 | 14190257 | Hill-Rom / Welch Allyn | Summa Rehab Hospital | Akron | Akron City Campus | Summa Rehab Hospital |  | 2014-06-04 | Low
No | 033116 | Thermometers, Electronic | Suretemp Plus 690 | 14240483 | Hill-Rom / Welch Allyn | Summa Rehab Hospital | Akron | Akron City Campus | Summa Rehab Hospital |  | 2014-06-25 | Low
No | 033117 | Thermometers, Electronic | Suretemp Plus 690 | 14240511 | Hill-Rom / Welch Allyn | Summa Rehab Hospital | Akron | Akron City Campus | Summa Rehab Hospital |  | 2014-06-25 | Low
No | 033118 | Thermometers, Electronic | Suretemp Plus 690 | 14240747 | Hill-Rom / Welch Allyn | Summa Rehab Hospital | Akron | Akron City Campus | Summa Rehab Hospital |  | 2014-06-25 | Low
No | 033261 | Thermometers, Electronic | Suretemp Plus 690 | 14270172 | Hill-Rom / Welch Allyn | Plastic Surgery | Akron | Akron City Campus | 95 Arch | 2nd Floor | 2016-03-11 | Low
No | 033264 | Thermometers, Electronic | Suretemp Plus 690 | 14270683 | Hill-Rom / Welch Allyn | ENT | Akron | Akron City Campus | 55 Arch | 2nd Floor | 2016-03-11 | Low
No | 033267 | Thermometers, Electronic | Suretemp Plus 690 | 14270859 | Hill-Rom / Welch Allyn | ENT | Akron | Akron City Campus | 55 Arch | 2nd Floor | 2016-03-11 | Low
No | 033270 | Thermometers, Electronic | Suretemp Plus 690 | 14270043 | Hill-Rom / Welch Allyn | ENT | Akron | Akron City Campus | 55 Arch | 2nd Floor | 2016-03-11 | Low
No | 033273 | Thermometers, Electronic | Suretemp Plus 690 | 14070394 | Hill-Rom / Welch Allyn | ENT | Akron | Akron City Campus | 55 Arch | 2nd Floor | 2016-03-11 | Low
No | 033276 | Thermometers, Electronic | Suretemp Plus 690 | 14270163 | Hill-Rom / Welch Allyn | ENT | Akron | Akron City Campus | 55 Arch | 2nd Floor | 2016-03-11 | Low
No | 033279 | Thermometers, Electronic | Suretemp Plus 690 | 14270056 | Hill-Rom / Welch Allyn | ENT | Akron | Akron City Campus | 55 Arch | 2nd Floor | 2016-03-11 | Low
No | 033282 | Thermometers, Electronic | Suretemp Plus 690 | 14270854 | Hill-Rom / Welch Allyn | Family Practice - AES | Akron | Non-Campus Sites | AES Family Medicine | 2nd Floor | 2016-03-11 | Low
No | 033283 | Thermometers, Electronic | Suretemp Plus 690 | 14270856 | Hill-Rom / Welch Allyn | ENT | Akron | Akron City Campus | 55 Arch | 2nd Floor | 2016-03-11 | Low
No | 033755 | Thermometers, Electronic | Suretemp Plus 690 | 14270677 | Hill-Rom / Welch Allyn | Internal Medicine - Green | Barberton | Green Campus | Green Medical Center | Ground Floor | 2020-10-22 | Low
No | 033759 | Thermometers, Electronic | Suretemp Plus 690 | 14270849 | Hill-Rom / Welch Allyn | Internal Medicine - Green | Barberton | Green Campus | Green Medical Center | Ground Floor | 2020-10-22 | Low
No | 033763 | Thermometers, Electronic | Suretemp Plus 690 | 14270740 | Hill-Rom / Welch Allyn | Internal Medicine - Green | Barberton | Green Campus | Green Medical Center | Ground Floor | 2020-10-22 | Low
No | 033765 | Thermometers, Electronic | Suretemp Plus 690 | Unknown | Hill-Rom / Welch Allyn | Internal Medicine - Green | Barberton | Green Campus | Green Medical Center | Ground Floor | 2020-10-22 | Low
No | 033773 | Thermometers, Electronic | Suretemp Plus 690 | 14270698 | Hill-Rom / Welch Allyn | Internal Medicine - Green | Barberton | Green Campus | Green Medical Center | Ground Floor | 2020-10-22 | Low
No | 033831 | Thermometers, Electronic | Suretemp Plus 690 | Unknown | Hill-Rom / Welch Allyn | Wadsworth Family Practice | Barberton | Wadsworth Campus | Wadsworth-Rittman Medical Center | 1st Floor | 2020-12-03 | Low
No | 033837 | Thermometers, Electronic | Suretemp Plus 690 | Unknown | Hill-Rom / Welch Allyn | Wadsworth Family Practice | Barberton | Wadsworth Campus | Wadsworth-Rittman Medical Center | 1st Floor | 2020-12-03 | Low
No | 033842 | Thermometers, Electronic | Suretemp Plus 690 | Unknown | Hill-Rom / Welch Allyn | Wadsworth Family Practice | Barberton | Wadsworth Campus | Wadsworth-Rittman Medical Center | 1st Floor | 2020-12-07 | Low
No | 033847 | Thermometers, Electronic | Suretemp Plus 690 | Unknown | Hill-Rom / Welch Allyn | Wadsworth Family Practice | Barberton | Wadsworth Campus | Wadsworth-Rittman Medical Center | 1st Floor | 2020-12-07 | Low
No | 033855 | Thermometers, Electronic | Suretemp Plus 690 | Unknown | Hill-Rom / Welch Allyn | Wadsworth Family Practice | Barberton | Wadsworth Campus | Wadsworth-Rittman Medical Center | 1st Floor | 2020-12-04 | Low
No | 033863 | Thermometers, Electronic | Suretemp Plus 690 | Unknown | Hill-Rom / Welch Allyn | Wadsworth Family Practice | Barberton | Wadsworth Campus | Wadsworth-Rittman Medical Center | 1st Floor | 2020-12-07 | Low
No | 033868 | Thermometers, Electronic | Suretemp Plus 690 | Unknown | Hill-Rom / Welch Allyn | Wadsworth Family Practice | Barberton | Wadsworth Campus | Wadsworth-Rittman Medical Center | 1st Floor | 2020-12-07 | Low
No | 033872 | Thermometers, Electronic | Suretemp Plus 690 | Unknown | Hill-Rom / Welch Allyn | Wadsworth Family Practice | Barberton | Wadsworth Campus | Wadsworth-Rittman Medical Center | 1st Floor | 2020-12-07 | Low
No | 033875 | Thermometers, Electronic | Suretemp Plus 690 | Unknown | Hill-Rom / Welch Allyn | Wadsworth Family Practice | Barberton | Wadsworth Campus | Wadsworth-Rittman Medical Center | 1st Floor | 2020-12-07 | Low
No | 033886 | Thermometers, Electronic | Suretemp Plus 690 | 11342490 | Hill-Rom / Welch Allyn | Internal Medicine - White Pond | Barberton | White Pond Campus | White Pond Medical Center | 2nd Floor | 2020-12-17 | Low
No | 033964 | Thermometers, Electronic | Suretemp Plus 690 | 07400303 | Hill-Rom / Welch Allyn | Medina Primary Care | Barberton | Medina Campus | Medina Medical Center | 3rd Floor | 2021-06-23 | Low
No | 033967 | Thermometers, Electronic | Suretemp Plus 690 | Unknown | Hill-Rom / Welch Allyn | Medina Primary Care | Barberton | Medina Campus | Medina Medical Center | 3rd Floor | 2021-06-23 | Low
No | 033975 | Thermometers, Electronic | Suretemp Plus 690 | 10372100 | Hill-Rom / Welch Allyn | Medina Primary Care | Barberton | Medina Campus | Medina Medical Center | 3rd Floor | 2021-06-23 | Low
No | 033984 | Thermometers, Electronic | Suretemp Plus 690 | 10383107 | Hill-Rom / Welch Allyn | Medina Primary Care | Barberton | Medina Campus | Medina Medical Center | 3rd Floor | 2021-06-24 | Low
No | 033988 | Thermometers, Electronic | Suretemp Plus 690 | 07482954 | Hill-Rom / Welch Allyn | Medina Primary Care | Barberton | Medina Campus | Medina Medical Center | 3rd Floor | 2021-06-24 | Low
No | 033996 | Thermometers, Electronic | Suretemp Plus 690 | 10383118 | Hill-Rom / Welch Allyn | Medina Primary Care | Barberton | Medina Campus | Medina Medical Center | 3rd Floor | 2021-06-23 | Low
No | 034165 | Thermometers, Electronic | Suretemp Plus 690 | 12255418 | Hill-Rom / Welch Allyn | Internal Medicine - White Pond | Barberton | White Pond Campus | White Pond Medical Center | 2nd Floor | 2014-05-09 | Low
No | 034168 | Thermometers, Electronic | Suretemp Plus 690 | 12262685 | Hill-Rom / Welch Allyn | Internal Medicine - White Pond | Barberton | White Pond Campus | White Pond Medical Center | 2nd Floor | 2014-05-09 | Low
No | 034176 | Thermometers, Electronic | Suretemp Plus 690 | 14520086 | Hill-Rom / Welch Allyn | Internal Medicine - White Pond | Barberton | White Pond Campus | White Pond Medical Center | 2nd Floor | 2015-05-06 | Low
No | 034182 | Thermometers, Electronic | Suretemp Plus 690 | 15093157 | Hill-Rom / Welch Allyn | Internal Medicine - White Pond | Barberton | White Pond Campus | White Pond Medical Center | 2nd Floor | 2015-05-06 | Low
No | 034211 | Thermometers, Electronic | Suretemp Plus 690 | 12255423 | Hill-Rom / Welch Allyn | Internal Medicine - White Pond | Barberton | White Pond Campus | White Pond Medical Center | 2nd Floor | 2014-05-09 | Low
No | 034313 | Thermometers, Electronic | Suretemp Plus 690 | 13401834 | Hill-Rom / Welch Allyn | 4 East - Detox Unit | Akron | Akron City Campus | Akron City Hospital | 4th Floor | 2013-10-24 | Low
No | 034937 | Thermometers, Electronic | Suretemp Plus 690 | 15490498 | Hill-Rom / Welch Allyn | 7 East - Oncology Medical Unit | Akron | Akron City Campus | Akron City Hospital | 7th Floor | 2016-01-20 | Low
No | 035471 | Thermometers, Electronic | Suretemp Plus 690 | 11243306 | Hill-Rom / Welch Allyn | 5 East - Observation Unit | Akron | Akron City Campus | Akron City Hospital | 5th Floor | 2012-01-19 | Low
No | 035756 | Thermometers, Electronic | Suretemp Plus 690 | 15093112 | Hill-Rom / Welch Allyn | Internal Medicine - White Pond | Barberton | White Pond Campus | White Pond Medical Center | 1st Floor | 2015-05-06 | Low
No | 035758 | Thermometers, Electronic | Suretemp Plus 690 | 15093107 | Hill-Rom / Welch Allyn | Internal Medicine - White Pond | Barberton | White Pond Campus | White Pond Medical Center | 2nd Floor | 2015-05-07 | Low
No | 035759 | Thermometers, Electronic | Suretemp Plus 690 | 15090881 | Hill-Rom / Welch Allyn | Internal Medicine - White Pond | Barberton | White Pond Campus | White Pond Medical Center | 2nd Floor | 2015-05-07 | Low
No | 035763 | Thermometers, Electronic | Suretemp Plus 690 | 15093148 | Hill-Rom / Welch Allyn | Internal Medicine - White Pond | Barberton | White Pond Campus | White Pond Medical Center | 2nd Floor | 2015-05-07 | Low
No | 035764 | Thermometers, Electronic | Suretemp Plus 690 | 15092768 | Hill-Rom / Welch Allyn | Internal Medicine - White Pond | Barberton | White Pond Campus | White Pond Medical Center | 1st Floor | 2015-05-07 | Low
No | 035768 | Thermometers, Electronic | Suretemp Plus 690 | 10022116 | Hill-Rom / Welch Allyn | Internal Medicine - White Pond | Barberton | White Pond Campus | White Pond Medical Center | 2nd Floor | 2015-05-07 | Low
No | 036339 | Thermometers, Electronic | Suretemp Plus 690 | 16242333 | Hill-Rom / Welch Allyn | Internal Medicine Chapel Hill | Akron | Chapel Hill Campus | Summa Health Chapel Hill | Ground Floor | 2016-10-27 | Low
No | 036344 | Thermometers, Electronic | Suretemp Plus 690 | 16241110 | Hill-Rom / Welch Allyn | Internal Medicine Chapel Hill | Akron | Chapel Hill Campus | Summa Health Chapel Hill | Ground Floor | 2016-10-27 | Low
No | 036349 | Thermometers, Electronic | Suretemp Plus 690 | 16242336 | Hill-Rom / Welch Allyn | Internal Medicine Chapel Hill | Akron | Chapel Hill Campus | Summa Health Chapel Hill | Ground Floor | 2016-10-27 | Low
No | 036352 | Thermometers, Electronic | Suretemp Plus 690 | 16230887 | Hill-Rom / Welch Allyn | Internal Medicine Chapel Hill | Akron | Chapel Hill Campus | Summa Health Chapel Hill | Ground Floor | 2016-10-27 | Low
No | 036355 | Thermometers, Electronic | Suretemp Plus 690 | 1624322 | Hill-Rom / Welch Allyn | Internal Medicine Chapel Hill | Akron | Chapel Hill Campus | Summa Health Chapel Hill | Ground Floor | 2016-10-27 | Low
No | 036359 | Thermometers, Electronic | Suretemp Plus 690 | 16242169 | Hill-Rom / Welch Allyn | Internal Medicine Chapel Hill | Akron | Chapel Hill Campus | Summa Health Chapel Hill | Ground Floor | 2016-10-27 | Low
No | 036362 | Thermometers, Electronic | Suretemp Plus 690 | 05263215 | Hill-Rom / Welch Allyn | Internal Medicine Chapel Hill | Akron | Chapel Hill Campus | Summa Health Chapel Hill | Ground Floor | 2016-10-27 | Low
No | 036363 | Thermometers, Electronic | Suretemp Plus 690 | 12291408 | Hill-Rom / Welch Allyn | Internal Medicine Chapel Hill | Akron | Chapel Hill Campus | Summa Health Chapel Hill | Ground Floor | 2016-10-27 | Low
No | 036364 | Thermometers, Electronic | Suretemp Plus 690 | 12291030 | Hill-Rom / Welch Allyn | Internal Medicine Chapel Hill | Akron | Chapel Hill Campus | Summa Health Chapel Hill | Ground Floor | 2016-10-27 | Low
No | 036370 | Thermometers, Electronic | Suretemp Plus 690 | 16242338 | Hill-Rom / Welch Allyn | Endocrinology | Akron | Chapel Hill Campus | Summa Health Chapel Hill | Ground Floor | 2016-11-14 | Low
No | 036377 | Thermometers, Electronic | Suretemp Plus 690 | 16230873 | Hill-Rom / Welch Allyn | Endocrinology | Akron | Chapel Hill Campus | Summa Health Chapel Hill | Ground Floor | 2016-11-14 | Low
No | 036394 | Thermometers, Electronic | Suretemp Plus 690 | 16242177 | Hill-Rom / Welch Allyn | Endocrinology | Akron | Chapel Hill Campus | Summa Health Chapel Hill | Ground Floor | 2016-11-14 | Low
No | 036402 | Thermometers, Electronic | Suretemp Plus 690 | 1624341 | Hill-Rom / Welch Allyn | Endocrinology | Akron | Chapel Hill Campus | Summa Health Chapel Hill | Ground Floor | 2016-11-14 | Low
No | 036405 | Thermometers, Electronic | Suretemp Plus 690 | 16242166 | Hill-Rom / Welch Allyn | Endocrinology | Akron | Chapel Hill Campus | Summa Health Chapel Hill | Ground Floor | 2016-11-14 | Low
No | 037382 | Thermometers, Electronic | Suretemp Plus 690 | 15390252 | Hill-Rom / Welch Allyn | H2 - Labor and Delivery Unit (L&D) | Akron | Akron City Campus | H Tower | 2nd Floor | 2020-03-30 | Low
No | 037711 | Thermometers, Electronic | Suretemp Plus 690 | 16190512 | Hill-Rom / Welch Allyn | Anna Dean Family Practice | Barberton | Barberton Campus | Anna Dean Professional Park | Ground Floor | 2019-07-05 | Low
No | 037712 | Thermometers, Electronic | Suretemp Plus 690 | 17441920 | Hill-Rom / Welch Allyn | Anna Dean Family Practice | Barberton | Barberton Campus | Anna Dean Professional Park | Ground Floor | 2019-07-05 | Low
No | 037714 | Thermometers, Electronic | Suretemp Plus 690 | 06416526 | Hill-Rom / Welch Allyn | Anna Dean Family Practice | Barberton | Barberton Campus | Anna Dean Professional Park | Ground Floor | 2019-07-05 | Low
No | 038371 | Thermometers, Electronic | Suretemp Plus 690 | 13261872 | Hill-Rom / Welch Allyn | Nursery - SB | Barberton | Barberton Campus | Summa Barberton Hospital | 3rd Floor | 2017-09-14 | Low
No | 038372 | Thermometers, Electronic | Suretemp Plus 690 | 1901160 | Hill-Rom / Welch Allyn | H2 - Labor and Delivery Unit (L&D) | Akron | Akron City Campus | H Tower | 2nd Floor | 2017-09-14 | Low
No | 038464 | Thermometers, Electronic | Suretemp Plus 690 | 13242814 | Hill-Rom / Welch Allyn | H4 - Mother/Baby Unit | Akron | Akron City Campus | H Tower | 4th Floor | 2017-09-14 | Low
No | 038467 | Thermometers, Electronic | Suretemp Plus 690 | 10251198 | Hill-Rom / Welch Allyn | Nursery - SB | Barberton | Barberton Campus | Summa Barberton Hospital | 3rd Floor | 2017-09-14 | Low
No | 038475 | Thermometers, Electronic | Suretemp Plus 690 | 19023943 | Hill-Rom / Welch Allyn | Nursery - SB | Barberton | Barberton Campus | Summa Barberton Hospital | 3rd Floor | 2017-09-14 | Low
No | 038477 | Thermometers, Electronic | Suretemp Plus 690 | 13242818 | Hill-Rom / Welch Allyn | H2 - Labor and Delivery Unit (L&D) | Akron | Akron City Campus | H Tower | 2nd Floor | 2017-09-14 | Low
No | 038813 | Thermometers, Electronic | Suretemp Plus 690 | 2120160377 | Hill-Rom / Welch Allyn | SHMG Plastic Wadsworth | Barberton | Wadsworth Campus | Wadsworth-Rittman Medical Center | Physician Suites 2nd Floor | 2020-10-16 | Low
No | 038815 | Thermometers, Electronic | Suretemp Plus 690 | 2120259165 | Hill-Rom / Welch Allyn | SHMG Plastic Wadsworth | Barberton | Wadsworth Campus | Wadsworth-Rittman Medical Center | Physician Suites 2nd Floor | 2020-10-16 | Low
No | 038817 | Thermometers, Electronic | Suretemp Plus 690 | 2120169843 | Hill-Rom / Welch Allyn | SHMG Plastic Wadsworth | Barberton | Wadsworth Campus | Wadsworth-Rittman Medical Center | Physician Suites 2nd Floor | 2020-10-16 | Low
No | 038863 | Thermometers, Electronic | Suretemp Plus 690 | 09341435 | Hill-Rom / Welch Allyn | Emergency Department (ED) - SBH | Barberton | Barberton Campus | Summa Barberton Hospital | Ground Floor | 2013-02-27 | Low
No | 039701 | Thermometers, Electronic | Suretemp Plus 690 | 22134010 | Hill-Rom / Welch Allyn | H2 - Labor and Delivery Unit (L&D) | Akron | Akron City Campus | H Tower | 2nd Floor | 2022-04-15 | Low
No | 039702 | Thermometers, Electronic | Suretemp Plus 690 | 22134012 | Hill-Rom / Welch Allyn | H4 - Mother/Baby Unit | Akron | Akron City Campus | H Tower | 4th Floor | 2022-04-15 | Low
No | 039703 | Thermometers, Electronic | Suretemp Plus 690 | 22134013 | Hill-Rom / Welch Allyn | H2 - Labor and Delivery Unit (L&D) | Akron | Akron City Campus | H Tower | 2nd Floor | 2022-04-15 | Low
No | 039704 | Thermometers, Electronic | Suretemp Plus 690 | 22134017 | Hill-Rom / Welch Allyn | H4 - Mother/Baby Unit | Akron | Akron City Campus | H Tower | 4th Floor | 2022-04-15 | Low
No | 043121 | Thermometers, Electronic | Suretemp Plus 690 | 08150461 | Hill-Rom / Welch Allyn | 2 East - Cardiac Progressive Care Unit (PCU) - SB | Barberton | Barberton Campus | Summa Barberton Hospital | 2nd Floor | 2010-01-18 | Low
No | 043276 | Thermometers, Electronic | Suretemp Plus 690 | 20487190 | Hill-Rom / Welch Allyn | Endocrinology - SBH | Barberton | Barberton Campus | Summa Barberton Hospital | 1st Floor | 2023-03-03 13:41 | Low
No | 043279 | Thermometers, Electronic | Suretemp Plus 690 | 20486296 | Hill-Rom / Welch Allyn | Endocrinology - SBH | Barberton | Barberton Campus | Summa Barberton Hospital | 1st Floor | 2023-03-03 13:22 | Low
No | 043281 | Thermometers, Electronic | Suretemp Plus 690 | 20491248 | Hill-Rom / Welch Allyn | Endocrinology - SBH | Barberton | Barberton Campus | Summa Barberton Hospital | 1st Floor | 2023-03-03 13:27 | Low
No | 043282 | Thermometers, Electronic | Suretemp Plus 690 | 20486290 | Hill-Rom / Welch Allyn | Endocrinology - SBH | Barberton | Barberton Campus | Summa Barberton Hospital | 1st Floor | 2023-03-03 13:32 | Low
No | 043283 | Thermometers, Electronic | Suretemp Plus 690 | 20486296 | Hill-Rom / Welch Allyn | Endocrinology - SBH | Barberton | Barberton Campus | Summa Barberton Hospital | 1st Floor | 2023-03-03 13:35 | Low
No | 043515 | Thermometers, Electronic | Suretemp Plus 690 | 10390337 | Hill-Rom / Welch Allyn | Medina Primary Care | Barberton | Medina Campus | Medina Medical Center | 3rd Floor | 2021-06-23 | Low
No | 043517 | Thermometers, Electronic | Suretemp Plus 690 | Unknown | Hill-Rom / Welch Allyn | Medina Primary Care | Barberton | Medina Campus | Medina Medical Center | 3rd Floor | 2021-06-23 | Low
No | 043520 | Thermometers, Electronic | Suretemp Plus 690 | 1038223 | Hill-Rom / Welch Allyn | Medina Primary Care | Barberton | Medina Campus | Medina Medical Center | 3rd Floor | 2021-06-23 | Low
No | 043753 | Thermometers, Electronic | Suretemp Plus 690 | 10390322 | Hill-Rom / Welch Allyn | Medina Primary Care | Barberton | Medina Campus | Medina Medical Center | 3rd Floor | 2021-06-29 | Low
No | 043758 | Thermometers, Electronic | Suretemp Plus 690 | Unknown | Hill-Rom / Welch Allyn | Medina Primary Care | Barberton | Medina Campus | Medina Medical Center | 3rd Floor | 2021-06-29 | Low
No | 043772 | Thermometers, Electronic | Suretemp Plus 690 | Unknown | Hill-Rom / Welch Allyn | Medina Primary Care | Barberton | Medina Campus | Medina Medical Center | 3rd Floor | 2021-06-25 | Low
No | 050181 | Thermometers, Electronic | Suretemp Plus 690 | 11233648 | Hill-Rom / Welch Allyn | Emergency Department (ED) - ACH | Akron | Akron City Campus | Akron City Hospital | Ground Floor | 2012-01-19 | Low
No | 050197 | Thermometers, Electronic | Suretemp Plus 690 | 17438017 | Hill-Rom / Welch Allyn | Emergency Department (ED) - ACH | Akron | Akron City Campus | Akron City Hospital | Ground Floor | 2017-04-17 | Low
No | 050864 | Thermometers, Electronic | Suretemp Plus 690 | 13022447 | Hill-Rom / Welch Allyn | Emergency Department (ED) - ACH | Akron | Akron City Campus | Akron City Hospital | Ground Floor | 2013-02-06 | Low
No | 050865 | Thermometers, Electronic | Suretemp Plus 690 | 11290046 | Hill-Rom / Welch Allyn | Emergency Department (ED) - ACH | Akron | Akron City Campus | Akron City Hospital | Ground Floor | 2012-01-19 | Low
No | 050866 | Thermometers, Electronic | Suretemp Plus 690 | 11301814 | Hill-Rom / Welch Allyn | Emergency Department (ED) - ACH | Akron | Akron City Campus | Akron City Hospital | Ground Floor | 2012-08-15 | Low
No | 050942 | Thermometers, Electronic | Suretemp Plus 690 | 16465196 | Hill-Rom / Welch Allyn | H2 - Perinatal Unit | Akron | Akron City Campus | H Tower | 2nd Floor | 2017-03-08 | Low
No | 052085 | Thermometers, Electronic | Suretemp Plus 690 | (21)17414523 | Hill-Rom / Welch Allyn | GYN Oncology | Akron | Akron City Campus | Cooper Cancer Center | 2nd Floor | 2017-12-20 | Low
No | 052086 | Thermometers, Electronic | Suretemp Plus 690 | (21)17413076 | Hill-Rom / Welch Allyn | GYN Oncology | Akron | Akron City Campus | Cooper Cancer Center | 2nd Floor | 2017-12-20 | Low
No | 053340 | Thermometers, Electronic | Suretemp Plus 690 | 18200765 | Hill-Rom / Welch Allyn | Internal Medicine Chapel Hill | Akron | Chapel Hill Campus | Summa Health Chapel Hill | Ground Floor | 2019-03-07 | Low
No | 053346 | Thermometers, Electronic | Suretemp Plus 690 | 18200769 | Hill-Rom / Welch Allyn | Internal Medicine Chapel Hill | Akron | Chapel Hill Campus | Summa Health Chapel Hill | Ground Floor | 2019-03-07 | Low
No | 055687 | Thermometers, Electronic | Suretemp Plus 690 | 17485862 | Hill-Rom / Welch Allyn | Internal Medicine | Akron | Akron City Campus | 55 Arch | 1st Floor | 2020-05-08 | Low
No | 055722 | Thermometers, Electronic | Suretemp Plus 690 | 19515532 | Hill-Rom / Welch Allyn | 3 East - Palliative and Hospice Unit | Akron | Akron City Campus | Akron City Hospital | 3rd Floor | 2020-01-17 | Low
No | 056329 | Thermometers, Electronic | Suretemp Plus 690 | 18350347 | Hill-Rom / Welch Allyn | H4 - Mother/Baby Unit | Akron | Akron City Campus | H Tower | 4th Floor | 2019-06-13 | Low
No | 056334 | Thermometers, Electronic | Suretemp Plus 690 | 18350356 | Hill-Rom / Welch Allyn | H4 - Mother/Baby Unit | Akron | Akron City Campus | H Tower | 4th Floor | 2019-06-13 | Low
No | 056337 | Thermometers, Electronic | Suretemp Plus 690 | 18350344 | Hill-Rom / Welch Allyn | H4 - Mother/Baby Unit | Akron | Akron City Campus | H Tower | 4th Floor | 2019-06-13 | Low
No | 056339 | Thermometers, Electronic | Suretemp Plus 690 | 183501169 | Hill-Rom / Welch Allyn | H4 - Mother/Baby Unit | Akron | Akron City Campus | H Tower | 4th Floor | 2019-06-13 | Low
No | 056344 | Thermometers, Electronic | Suretemp Plus 690 | 18350849 | Hill-Rom / Welch Allyn | H4 - Mother/Baby Unit | Akron | Akron City Campus | H Tower | 4th Floor | 2019-06-13 | Low
No | 056348 | Thermometers, Electronic | Suretemp Plus 690 | 18350511 | Hill-Rom / Welch Allyn | H4 - Mother/Baby Unit | Akron | Akron City Campus | H Tower | 4th Floor | 2019-06-13 | Low
No | 056734 | Thermometers, Electronic | Suretemp Plus 690 | 13220701 | Hill-Rom / Welch Allyn | Internal Medicine - ACH | Akron | Akron City Campus | 75 Arch | 4th Floor | 2019-04-04 | Low
No | 056753 | Thermometers, Electronic | Suretemp Plus 690 | 18350403 | Hill-Rom / Welch Allyn | H4 - Mother/Baby Unit | Akron | Akron City Campus | H Tower | 4th Floor | 2019-06-13 | Low
No | 056773 | Thermometers, Electronic | Suretemp Plus 690 | 17212225 | Hill-Rom / Welch Allyn | H4 - Mother/Baby Unit | Akron | Akron City Campus | H Tower | 4th Floor | 2019-06-17 | Low
No | 057012 | Thermometers, Electronic | Suretemp Plus 690 | 18348991 | Hill-Rom / Welch Allyn | H4 - Mother/Baby Unit | Akron | Akron City Campus | H Tower | 4th Floor | 2019-06-13 | Low
No | 057076 | Thermometers, Electronic | Suretemp Plus 690 | 18350411 | Hill-Rom / Welch Allyn | H4 - Mother/Baby Unit | Akron | Akron City Campus | H Tower | 4th Floor | 2019-06-13 | Low
No | 057079 | Thermometers, Electronic | Suretemp Plus 690 | 18348993 | Hill-Rom / Welch Allyn | H4 - Mother/Baby Unit | Akron | Akron City Campus | H Tower | 4th Floor | 2019-06-13 | Low
No | 057081 | Thermometers, Electronic | Suretemp Plus 690 | 18350237 | Hill-Rom / Welch Allyn | H4 - Mother/Baby Unit | Akron | Akron City Campus | H Tower | 4th Floor | 2019-06-13 | Low
No | 057086 | Thermometers, Electronic | Suretemp Plus 690 | 18350348 | Hill-Rom / Welch Allyn | H4 - Mother/Baby Unit | Akron | Akron City Campus | H Tower | 4th Floor | 2019-06-13 | Low
No | 057089 | Thermometers, Electronic | Suretemp Plus 690 | 18350410 | Hill-Rom / Welch Allyn | H4 - Mother/Baby Unit | Akron | Akron City Campus | H Tower | 4th Floor | 2019-06-13 | Low
No | 057093 | Thermometers, Electronic | Suretemp Plus 690 | 18350484 | Hill-Rom / Welch Allyn | H4 - Mother/Baby Unit | Akron | Akron City Campus | H Tower | 4th Floor | 2019-06-13 | Low
No | 057099 | Thermometers, Electronic | Suretemp Plus 690 | 18350407 | Hill-Rom / Welch Allyn | H4 - Mother/Baby Unit | Akron | Akron City Campus | H Tower | 4th Floor | 2019-06-13 | Low
No | 057112 | Thermometers, Electronic | Suretemp Plus 690 | 17212227 | Hill-Rom / Welch Allyn | H4 - Mother/Baby Unit | Akron | Akron City Campus | H Tower | 4th Floor | 2019-06-17 | Low
No | 057126 | Thermometers, Electronic | Suretemp Plus 690 | 18350503 | Hill-Rom / Welch Allyn | H4 - Mother/Baby Unit | Akron | Akron City Campus | H Tower | 4th Floor | 2019-06-13 | Low
No | 057133 | Thermometers, Electronic | Suretemp Plus 690 | 18348981 | Hill-Rom / Welch Allyn | H4 - Mother/Baby Unit | Akron | Akron City Campus | H Tower | 4th Floor | 2019-06-13 | Low
No | 057136 | Thermometers, Electronic | Suretemp Plus 690 | 18350499 | Hill-Rom / Welch Allyn | H4 - Mother/Baby Unit | Akron | Akron City Campus | H Tower | 4th Floor | 2019-06-13 | Low
No | 057140 | Thermometers, Electronic | Suretemp Plus 690 | 18350501 | Hill-Rom / Welch Allyn | H4 - Mother/Baby Unit | Akron | Akron City Campus | H Tower | 4th Floor | 2019-06-13 | Low
No | 057592 | Thermometers, Electronic | Suretemp Plus 690 | 19147550 | Hill-Rom / Welch Allyn | H2 - Labor and Delivery Unit (L&D) | Akron | Akron City Campus | H Tower | 2nd Floor | 2019-07-08 | Low
No | 057594 | Thermometers, Electronic | Suretemp Plus 690 | 19206101 | Hill-Rom / Welch Allyn | H2 - Perinatal Unit | Akron | Akron City Campus | H Tower | 2nd Floor | 2020-07-28 | Low
No | 057818 | Thermometers, Electronic | Suretemp Plus 690 | 19206103 | Hill-Rom / Welch Allyn | H2 - Perinatal Unit | Akron | Akron City Campus | H Tower | 2nd Floor | 2021-06-17 | Low
No | 057822 | Thermometers, Electronic | Suretemp Plus 690 | 19147543 | Hill-Rom / Welch Allyn | H2 - Labor and Delivery Unit (L&D) | Akron | Akron City Campus | H Tower | 2nd Floor | 2020-06-30 | Low
No | 057824 | Thermometers, Electronic | Suretemp Plus 690 | 19205393 | Hill-Rom / Welch Allyn | H2 - Labor and Delivery Unit (L&D) | Akron | Akron City Campus | H Tower | 2nd Floor | 2020-06-09 | Low
No | 058064 | Thermometers, Electronic | Suretemp Plus 690 | 06126808 | Hill-Rom / Welch Allyn | Wadsworth OB/GYN | Barberton | Wadsworth Campus | Founder's Hall | 3rd Floor | 2019-09-04 | Low
No | 058109 | Thermometers, Electronic | Suretemp Plus 690 | 19147558 | Hill-Rom / Welch Allyn | Tallmadge Family Medicine | Akron | Tallmadge Campus | Tallmadge Medical Center | 2nd Floor | 2019-10-15 | Low
No | 058112 | Thermometers, Electronic | Suretemp Plus 690 | 19147560 | Hill-Rom / Welch Allyn | Orthopedics - Tallmadge | Akron | Tallmadge Campus | Tallmadge Medical Center | 2nd Floor | 2019-10-15 | Low
No | 058114 | Thermometers, Electronic | Suretemp Plus 690 | 19233977 | Hill-Rom / Welch Allyn | Tallmadge Family Medicine | Akron | Tallmadge Campus | Tallmadge Medical Center | 2nd Floor | 2019-10-15 | Low
No | 058123 | Thermometers, Electronic | Suretemp Plus 690 | 19146890 | Hill-Rom / Welch Allyn | Tallmadge Family Medicine | Akron | Tallmadge Campus | Tallmadge Medical Center | 2nd Floor | 2019-09-24 | Low
No | 058151 | Thermometers, Electronic | Suretemp Plus 690 | 1946835 | Hill-Rom / Welch Allyn | Tallmadge Family Medicine | Akron | Tallmadge Campus | Tallmadge Medical Center | 2nd Floor | 2019-09-24 | Low
No | 058155 | Thermometers, Electronic | Suretemp Plus 690 | 19146718 | Hill-Rom / Welch Allyn | Tallmadge Family Medicine | Akron | Tallmadge Campus | Tallmadge Medical Center | 2nd Floor | 2019-09-24 | Low
No | 058158 | Thermometers, Electronic | Suretemp Plus 690 | 19146819 | Hill-Rom / Welch Allyn | Tallmadge Family Medicine | Akron | Tallmadge Campus | Tallmadge Medical Center | 2nd Floor | 2019-09-24 | Low
No | 058161 | Thermometers, Electronic | Suretemp Plus 690 | 19147222 | Hill-Rom / Welch Allyn | Tallmadge Family Medicine | Akron | Tallmadge Campus | Tallmadge Medical Center | 2nd Floor | 2019-09-24 | Low
No | 058164 | Thermometers, Electronic | Suretemp Plus 690 | 19146700 | Hill-Rom / Welch Allyn | Tallmadge Family Medicine | Akron | Tallmadge Campus | Tallmadge Medical Center | 2nd Floor | 2019-09-24 | Low
No | 058167 | Thermometers, Electronic | Suretemp Plus 690 | 18493945 | Hill-Rom / Welch Allyn | Tallmadge Family Medicine | Akron | Tallmadge Campus | Tallmadge Medical Center | 2nd Floor | 2019-09-24 | Low
No | 058171 | Thermometers, Electronic | Suretemp Plus 690 | 19146398 | Hill-Rom / Welch Allyn | Tallmadge Family Medicine | Akron | Tallmadge Campus | Tallmadge Medical Center | 2nd Floor | 2019-09-24 | Low
No | 058174 | Thermometers, Electronic | Suretemp Plus 690 | 19185679 | Hill-Rom / Welch Allyn | Tallmadge Family Medicine | Akron | Tallmadge Campus | Tallmadge Medical Center | 2nd Floor | 2019-09-24 | Low
No | 058176 | Thermometers, Electronic | Suretemp Plus 690 | 19233953 | Hill-Rom / Welch Allyn | Tallmadge Family Medicine | Akron | Tallmadge Campus | Tallmadge Medical Center | 2nd Floor | 2019-09-24 | Low
No | 058180 | Thermometers, Electronic | Suretemp Plus 690 | 1914665 | Hill-Rom / Welch Allyn | Tallmadge Family Medicine | Akron | Tallmadge Campus | Tallmadge Medical Center | 2nd Floor | 2019-09-24 | Low
No | 058184 | Thermometers, Electronic | Suretemp Plus 690 | 19146661 | Hill-Rom / Welch Allyn | Tallmadge Family Medicine | Akron | Tallmadge Campus | Tallmadge Medical Center | 2nd Floor | 2019-09-25 | Low
No | 058187 | Thermometers, Electronic | Suretemp Plus 690 | 19158744 | Hill-Rom / Welch Allyn | Tallmadge Family Medicine | Akron | Tallmadge Campus | Tallmadge Medical Center | 2nd Floor | 2019-09-25 | Low
No | 058190 | Thermometers, Electronic | Suretemp Plus 690 | 19233951 | Hill-Rom / Welch Allyn | Tallmadge Family Medicine | Akron | Tallmadge Campus | Tallmadge Medical Center | 2nd Floor | 2019-09-25 | Low
No | 058197 | Thermometers, Electronic | Suretemp Plus 690 | 19146891 | Hill-Rom / Welch Allyn | Tallmadge Family Medicine | Akron | Tallmadge Campus | Tallmadge Medical Center | 2nd Floor | 2019-10-04 | Low
No | 058448 | Thermometers, Electronic | Suretemp Plus 690 | (21)17212357 | Hill-Rom / Welch Allyn | Pride Clinic | Akron | Chapel Hill Campus | Summa Health Chapel Hill | Ground Floor | 2019-10-30 | Low
No | 058451 | Thermometers, Electronic | Suretemp Plus 690 | (21)17212027 | Hill-Rom / Welch Allyn | Pride Clinic | Akron | Chapel Hill Campus | Summa Health Chapel Hill | Ground Floor | 2019-10-30 | Low
No | 058454 | Thermometers, Electronic | Suretemp Plus 690 | (21)17212348 | Hill-Rom / Welch Allyn | Pride Clinic | Akron | Chapel Hill Campus | Summa Health Chapel Hill | Ground Floor | 2019-10-30 | Low
No | 058457 | Thermometers, Electronic | Suretemp Plus 690 | (21)17212026 | Hill-Rom / Welch Allyn | Pride Clinic | Akron | Chapel Hill Campus | Summa Health Chapel Hill | Ground Floor | 2019-10-30 | Low
No | 058460 | Thermometers, Electronic | Suretemp Plus 690 | (21)17212478 | Hill-Rom / Welch Allyn | Pride Clinic | Akron | Chapel Hill Campus | Summa Health Chapel Hill | Ground Floor | 2019-10-30 | Low
No | 058463 | Thermometers, Electronic | Suretemp Plus 690 | (21)17212484 | Hill-Rom / Welch Allyn | Pride Clinic | Akron | Chapel Hill Campus | Summa Health Chapel Hill | Ground Floor | 2019-10-30 | Low
No | 058466 | Thermometers, Electronic | Suretemp Plus 690 | (21)17212187 | Hill-Rom / Welch Allyn | Pride Clinic | Akron | Chapel Hill Campus | Summa Health Chapel Hill | Ground Floor | 2019-10-30 | Low
No | 058469 | Thermometers, Electronic | Suretemp Plus 690 | (21)19121530 | Hill-Rom / Welch Allyn | Pride Clinic | Akron | Chapel Hill Campus | Summa Health Chapel Hill | Ground Floor | 2019-10-30 | Low
No | 058599 | Thermometers, Electronic | Suretemp Plus 690 | 1225416 | Hill-Rom / Welch Allyn | Internal Medicine - White Pond | Barberton | White Pond Campus | White Pond Medical Center | 2nd Floor | 2020-03-06 | Low
No | 058638 | Thermometers, Electronic | Suretemp Plus 690 | 19146733 | Hill-Rom / Welch Allyn | H2 - Perinatal Unit | Akron | Akron City Campus | H Tower | 2nd Floor | 2020-07-23 | Low
No | 058641 | Thermometers, Electronic | Suretemp Plus 690 | 19173566 | Hill-Rom / Welch Allyn | Emergency Department (ED) - ACH | Akron | Akron City Campus | Akron City Hospital | Ground Floor | 2020-07-20 | Low
No | 058717 | Thermometers, Electronic | Suretemp Plus 690 | 19206107 | Hill-Rom / Welch Allyn | H2 - Labor and Delivery Unit (L&D) | Akron | Akron City Campus | H Tower | 2nd Floor | 2020-06-26 | Low
No | 058718 | Thermometers, Electronic | Suretemp Plus 690 | 19205711 | Hill-Rom / Welch Allyn | Labor & Delivery Triage | Akron | Akron City Campus | H Tower | 2nd Floor | 2020-06-30 | Low
No | 058719 | Thermometers, Electronic | Suretemp Plus 690 | 19206106 | Hill-Rom / Welch Allyn | Labor & Delivery Triage | Akron | Akron City Campus | H Tower | 2nd Floor | 2020-06-30 | Low
No | 058721 | Thermometers, Electronic | Suretemp Plus 690 | 19206110 | Hill-Rom / Welch Allyn | Labor & Delivery Triage | Akron | Akron City Campus | H Tower | 2nd Floor | 2020-06-30 | Low
No | 058722 | Thermometers, Electronic | Suretemp Plus 690 | 19206109 | Hill-Rom / Welch Allyn | Labor & Delivery Triage | Akron | Akron City Campus | H Tower | 2nd Floor | 2020-06-30 | Low
No | 058751 | Thermometers, Electronic | Suretemp Plus 690 | 07189397 | Hill-Rom / Welch Allyn | Internal Medicine - White Pond | Barberton | White Pond Campus | White Pond Medical Center | 2nd Floor | 2020-03-06 | Low
No | 058752 | Thermometers, Electronic | Suretemp Plus 690 | (21)18202258 | Hill-Rom / Welch Allyn | Internal Medicine - White Pond | Barberton | White Pond Campus | White Pond Medical Center | 2nd Floor | 2020-03-06 | Low
No | 058753 | Thermometers, Electronic | Suretemp Plus 690 | (21)18202207 | Hill-Rom / Welch Allyn | Internal Medicine - White Pond | Barberton | White Pond Campus | White Pond Medical Center | 2nd Floor | 2020-03-06 | Low
No | 058754 | Thermometers, Electronic | Suretemp Plus 690 | 07509028 | Hill-Rom / Welch Allyn | Internal Medicine - White Pond | Barberton | White Pond Campus | White Pond Medical Center | 2nd Floor | 2020-03-06 | Low
No | 058755 | Thermometers, Electronic | Suretemp Plus 690 | 06416785 | Hill-Rom / Welch Allyn | Dermatology - Park West | Barberton | White Pond Campus | White Pond Medical Center | 2nd Floor | 2020-03-06 | Low
No | 058829 | Thermometers, Electronic | Suretemp Plus 690 | 17222981 | Hill-Rom / Welch Allyn | H2 - Labor and Delivery Unit (L&D) | Akron | Akron City Campus | H Tower | 2nd Floor | 2020-03-18 | Low
No | 059160 | Thermometers, Electronic | Suretemp Plus 690 | (21)19175212 | Hill-Rom / Welch Allyn | POP - Private Out Patient | Akron | Akron City Campus | Akron City Hospital | Ground Floor | 2020-07-16 | Low
No | 059262 | Thermometers, Electronic | Suretemp Plus 690 | 20302983 | Hill-Rom / Welch Allyn | Pelvic Health | Akron | Akron City Campus | 95 Arch | 2nd Floor | 2020-09-09 | Low
No | 059263 | Thermometers, Electronic | Suretemp Plus 690 | 20303189 | Hill-Rom / Welch Allyn | Pelvic Health | Akron | Akron City Campus | 95 Arch | 2nd Floor | 2020-09-09 | Low
No | 059264 | Thermometers, Electronic | Suretemp Plus 690 | 20303191 | Hill-Rom / Welch Allyn | Pelvic Health | Akron | Akron City Campus | 95 Arch | 2nd Floor | 2020-09-09 | Low
No | 059270 | Thermometers, Electronic | Suretemp Plus 690 | 20303206 | Hill-Rom / Welch Allyn | Pelvic Health | Akron | Akron City Campus | 95 Arch | 2nd Floor | 2020-09-09 | Low
No | 059271 | Thermometers, Electronic | Suretemp Plus 690 | 20303186 | Hill-Rom / Welch Allyn | Pelvic Health | Akron | Akron City Campus | 95 Arch | 2nd Floor | 2020-09-09 | Low
No | 059272 | Thermometers, Electronic | Suretemp Plus 690 | 20303314 | Hill-Rom / Welch Allyn | Pelvic Health | Akron | Akron City Campus | 95 Arch | 2nd Floor | 2020-09-09 | Low
No | 059281 | Thermometers, Electronic | Suretemp Plus 690 | 20318940 | Hill-Rom / Welch Allyn | H2 - Labor and Delivery Unit (L&D) | Akron | Akron City Campus | H Tower | 2nd Floor | 2020-08-25 | Low
No | 059282 | Thermometers, Electronic | Suretemp Plus 690 | 20318938 | Hill-Rom / Welch Allyn | H4 - Mother/Baby Unit | Akron | Akron City Campus | H Tower | 4th Floor | 2020-08-25 | Low
No | 059283 | Thermometers, Electronic | Suretemp Plus 690 | 20318902 | Hill-Rom / Welch Allyn | H2 - Labor and Delivery Unit (L&D) | Akron | Akron City Campus | H Tower | 2nd Floor | 2020-08-25 | Low
No | 059314 | Thermometers, Electronic | Suretemp Plus 690 | 19205408 | Hill-Rom / Welch Allyn | H2 - Labor and Delivery Unit (L&D) | Akron | Akron City Campus | H Tower | 2nd Floor | 2020-10-20 | Low
No | 059428 | Thermometers, Electronic | Suretemp Plus 690 | (21)20284232 | Hill-Rom / Welch Allyn | SAMS Clinic | Akron | Akron City Campus | 95 Arch | 1st Floor | 2020-10-07 | Low
No | 059429 | Thermometers, Electronic | Suretemp Plus 690 | (21)20284244 | Hill-Rom / Welch Allyn | SAMS Clinic | Akron | Akron City Campus | 95 Arch | 1st Floor | 2020-10-07 | Low
No | 059478 | Thermometers, Electronic | Suretemp Plus 690 | 14250831 | Hill-Rom / Welch Allyn | Internal Medicine - Green | Barberton | Green Campus | Green Medical Center | Ground Floor | 2020-10-22 | Low
No | 059482 | Thermometers, Electronic | Suretemp Plus 690 | 14270877 | Hill-Rom / Welch Allyn | Internal Medicine - Green | Barberton | Green Campus | Green Medical Center | Ground Floor | 2020-10-22 | Low
No | 059490 | Thermometers, Electronic | Suretemp Plus 690 | 14270750 | Hill-Rom / Welch Allyn | Internal Medicine - Green | Barberton | Green Campus | Green Medical Center | Ground Floor | 2020-10-22 | Low
No | 059494 | Thermometers, Electronic | Suretemp Plus 690 | 14270887 | Hill-Rom / Welch Allyn | Internal Medicine - Green | Barberton | Green Campus | Green Medical Center | Ground Floor | 2020-10-22 | Low
No | 059730 | Thermometers, Electronic | Suretemp Plus 690 | N/A | Hill-Rom / Welch Allyn | Internal Medicine - ACH | Akron | Akron City Campus | 75 Arch | 4th Floor | 2020-11-18 | Low
No | 059746 | Thermometers, Electronic | Suretemp Plus 690 | 16449646 | Hill-Rom / Welch Allyn | Gastroenterology | Akron | Akron City Campus | 75 Arch | 3rd Floor | 2020-11-19 | Low
No | 059750 | Thermometers, Electronic | Suretemp Plus 690 | 16449629 | Hill-Rom / Welch Allyn | Gastroenterology | Akron | Akron City Campus | 75 Arch | 3rd Floor | 2020-11-19 | Low
No | 059752 | Thermometers, Electronic | Suretemp Plus 690 | 16449511 | Hill-Rom / Welch Allyn | Gastroenterology | Akron | Akron City Campus | 75 Arch | 3rd Floor | 2020-11-19 | Low
No | 059755 | Thermometers, Electronic | Suretemp Plus 690 | 16449366 | Hill-Rom / Welch Allyn | Gastroenterology | Akron | Akron City Campus | 75 Arch | 3rd Floor | 2020-11-19 | Low
No | 059758 | Thermometers, Electronic | Suretemp Plus 690 | 16449505 | Hill-Rom / Welch Allyn | Gastroenterology | Akron | Akron City Campus | 75 Arch | 3rd Floor | 2020-11-19 | Low
No | 059761 | Thermometers, Electronic | Suretemp Plus 690 | 19449376 | Hill-Rom / Welch Allyn | Gastroenterology | Akron | Akron City Campus | 75 Arch | 3rd Floor | 2020-11-19 | Low
No | 059764 | Thermometers, Electronic | Suretemp Plus 690 | 16449595 | Hill-Rom / Welch Allyn | Gastroenterology | Akron | Akron City Campus | 75 Arch | 3rd Floor | 2020-11-19 | Low
No | 059788 | Thermometers, Electronic | Suretemp Plus 690 | (21)17456103 | Hill-Rom / Welch Allyn | Urogynecology | Akron | Akron City Campus | 95 Arch | 2nd Floor | 2020-12-02 | Low
No | 060157 | Thermometers, Electronic | Suretemp Plus 690 | 20267585 | Hill-Rom / Welch Allyn | Internal Medicine - ACH | Akron | Akron City Campus | 75 Arch | 4th Floor | 2019-04-04 | Low
No | 060159 | Thermometers, Electronic | Suretemp Plus 690 | 20284461 | Hill-Rom / Welch Allyn | Internal Medicine - ACH | Akron | Akron City Campus | 75 Arch | 4th Floor | 2019-04-04 | Low
No | 060161 | Thermometers, Electronic | Suretemp Plus 690 | 20278734 | Hill-Rom / Welch Allyn | Internal Medicine - ACH | Akron | Akron City Campus | 75 Arch | 4th Floor | 2019-04-04 | Low
No | 060164 | Thermometers, Electronic | Suretemp Plus 690 | 20267586 | Hill-Rom / Welch Allyn | Internal Medicine - ACH | Akron | Akron City Campus | 75 Arch | 4th Floor | 2019-04-04 | Low
No | 060167 | Thermometers, Electronic | Suretemp Plus 690 | Unknown | Hill-Rom / Welch Allyn | Internal Medicine - ACH | Akron | Akron City Campus | 75 Arch | 4th Floor | 2019-04-04 | Low
No | 060169 | Thermometers, Electronic | Suretemp Plus 690 | 20267095 | Hill-Rom / Welch Allyn | Internal Medicine - ACH | Akron | Akron City Campus | 75 Arch | 4th Floor | 2019-04-04 | Low
No | 060170 | Thermometers, Electronic | Suretemp Plus 690 | 20267581 | Hill-Rom / Welch Allyn | Internal Medicine - ACH | Akron | Akron City Campus | 75 Arch | 4th Floor | 2019-04-04 | Low
No | 060627 | Thermometers, Electronic | Suretemp Plus 690 | 19158724 | Hill-Rom / Welch Allyn | H2 - Perinatal Unit | Akron | Akron City Campus | H Tower | 2nd Floor | 2021-06-14 | Low
No | 061553 | Thermometers, Electronic | Suretemp Plus 690 | 20494619 | Hill-Rom / Welch Allyn | Angiography | Akron | Akron City Campus | Akron City Hospital | 2nd Floor | 2022-01-10 | Low
No | 061663 | Thermometers, Electronic | Suretemp Plus 690 | 20486400 | Hill-Rom / Welch Allyn | Emergency Department (ED) - ACH | Akron | Akron City Campus | Akron City Hospital | Ground Floor | 2022-06-07 | Low
No | 061665 | Thermometers, Electronic | Suretemp Plus 690 | 20468846 | Hill-Rom / Welch Allyn | Emergency Department (ED) - ACH | Akron | Akron City Campus | Akron City Hospital | Ground Floor | 2022-06-07 | Low
No | 061667 | Thermometers, Electronic | Suretemp Plus 690 | 20469323 | Hill-Rom / Welch Allyn | Emergency Department (ED) - ACH | Akron | Akron City Campus | Akron City Hospital | Ground Floor | 2022-06-07 | Low
No | 061669 | Thermometers, Electronic | Suretemp Plus 690 | 17224338 | Hill-Rom / Welch Allyn | Emergency Department (ED) - ACH | Akron | Akron City Campus | Akron City Hospital | Ground Floor | 2022-06-07 | Low
No | 061671 | Thermometers, Electronic | Suretemp Plus 690 | 19161594 | Hill-Rom / Welch Allyn | H4 - Mother/Baby Unit | Akron | Akron City Campus | H Tower | 4th Floor | 2022-07-21 | Low
No | 061672 | Thermometers, Electronic | Suretemp Plus 690 | 19151017 | Hill-Rom / Welch Allyn | H4 - Mother/Baby Unit | Akron | Akron City Campus | H Tower | 4th Floor | 2022-07-21 | Low
No | 061673 | Thermometers, Electronic | Suretemp Plus 690 | 19161601 | Hill-Rom / Welch Allyn | H4 - Mother/Baby Unit | Akron | Akron City Campus | H Tower | 4th Floor | 2022-07-21 | Low
No | 061674 | Thermometers, Electronic | Suretemp Plus 690 | 19161604 | Hill-Rom / Welch Allyn | H4 - Mother/Baby Unit | Akron | Akron City Campus | H Tower | 4th Floor | 2022-07-21 | Low
No | 061675 | Thermometers, Electronic | Suretemp Plus 690 | 19158413 | Hill-Rom / Welch Allyn | H4 - Mother/Baby Unit | Akron | Akron City Campus | H Tower | 4th Floor | 2022-07-21 | Low
No | 061676 | Thermometers, Electronic | Suretemp Plus 690 | 19147294 | Hill-Rom / Welch Allyn | H4 - Mother/Baby Unit | Akron | Akron City Campus | H Tower | 4th Floor | 2022-07-21 | Low
No | 062854 | Thermometers, Electronic | Suretemp Plus 690 | 15390251 | Hill-Rom / Welch Allyn | H2 - Labor and Delivery Unit (L&D) | Akron | Akron City Campus | H Tower | 2nd Floor | 2023-01-20 09:04 | Low
No | 062881 | Thermometers, Electronic | Suretemp Plus 690 | 22223497 | Hill-Rom / Welch Allyn | Interventional Psychiatry | Akron | Akron City Campus | Akron City Hospital | 2nd Floor | 2023-01-24 08:57 | Low
No | 062915 | Thermometers, Electronic | Suretemp Plus 690 | 18049274 | Hill-Rom / Welch Allyn | BHP 5 - Acute Adult Psychiatric Unit | Akron | Akron City Campus | Juve Family BH Pavillion | 5th Floor | 2023-02-20 08:33 | Low
No | 063177 | Thermometers, Electronic | Suretemp Plus 690 | 19147412 | Hill-Rom / Welch Allyn | POP - Private Out Patient | Akron | Akron City Campus | Akron City Hospital | Basement | 2023-07-28 08:26 | Low
No | 063179 | Thermometers, Electronic | Suretemp Plus 690 | 19186567 | Hill-Rom / Welch Allyn | POP - Private Out Patient | Akron | Akron City Campus | Akron City Hospital | Basement | 2023-07-28 08:27 | Low
No | 063181 | Thermometers, Electronic | Suretemp Plus 690 | 19162055 | Hill-Rom / Welch Allyn | POP - Private Out Patient | Akron | Akron City Campus | Akron City Hospital | Basement | 2023-07-28 08:27 | Low
No | 063184 | Thermometers, Electronic | Suretemp Plus 690 | 19186756 | Hill-Rom / Welch Allyn | POP - Private Out Patient | Akron | Akron City Campus | Akron City Hospital | Basement | 2023-07-28 08:29 | Low
No | 063226 | Thermometers, Electronic | Suretemp Plus 690 | 901053 | Hill-Rom / Welch Allyn | Urogynecology | Akron | Akron City Campus | 95 Arch | 2nd Floor | 2023-06-28 13:43 | Low
No | 063275 | Thermometers, Electronic | Suretemp Plus 690 | 2455005 | Hill-Rom / Welch Allyn | Urogynecology | Akron | Akron City Campus | 95 Arch | 2nd Floor | 2023-06-28 13:34 | Low
No | 063306 | Thermometers, Electronic | Suretemp Plus 690 | 14270858 | Hill-Rom / Welch Allyn | ENT | Akron | Akron City Campus | 55 Arch | 2nd Floor | 2023-10-05 11:57 | Low
No | 063309 | Thermometers, Electronic | Suretemp Plus 690 | 14270745 | Hill-Rom / Welch Allyn | ENT | Akron | Akron City Campus | 55 Arch | 2nd Floor | 2023-10-05 12:06 | Low
No | 063311 | Thermometers, Electronic | Suretemp Plus 690 | 14270689 | Hill-Rom / Welch Allyn | ENT | Akron | Akron City Campus | 55 Arch | 2nd Floor | 2023-10-05 12:10 | Low
No | 063315 | Thermometers, Electronic | Suretemp Plus 690 | 14270687 | Hill-Rom / Welch Allyn | ENT | Akron | Akron City Campus | 55 Arch | 2nd Floor | 2023-10-05 12:13 | Low
No | 063317 | Thermometers, Electronic | Suretemp Plus 690 | 14262534 | Hill-Rom / Welch Allyn | ENT | Akron | Akron City Campus | 55 Arch | 2nd Floor | 2023-10-05 12:16 | Low
No | 063320 | Thermometers, Electronic | Suretemp Plus 690 | N/A | Hill-Rom / Welch Allyn | ENT | Akron | Akron City Campus | 55 Arch | 2nd Floor | 2023-10-05 12:18 | Low
No | 063323 | Thermometers, Electronic | Suretemp Plus 690 | 14270686 | Hill-Rom / Welch Allyn | ENT | Akron | Akron City Campus | 55 Arch | 2nd Floor | 2023-10-05 12:20 | Low
No | 063349 | Thermometers, Electronic | Suretemp Plus 690 | 23258873 | Hill-Rom / Welch Allyn | H4 - Mother/Baby Unit | Akron | Akron City Campus | H Tower | 4th Floor | 2022-04-15 | Low
No | 063350 | Thermometers, Electronic | Suretemp Plus 690 | 23258876 | Hill-Rom / Welch Allyn | H4 - Mother/Baby Unit | Akron | Akron City Campus | H Tower | 4th Floor | 2022-04-15 | Low
No | 063401 | Thermometers, Electronic | Suretemp Plus 690 | 23258885 | Hill-Rom / Welch Allyn | H4 - Mother/Baby Unit | Akron | Akron City Campus | H Tower | 4th Floor | 2022-04-15 | Low
No | 063402 | Thermometers, Electronic | Suretemp Plus 690 | 23258886 | Hill-Rom / Welch Allyn | H4 - Mother/Baby Unit | Akron | Akron City Campus | H Tower | 4th Floor | 2022-04-15 | Low
No | 063654 | Thermometers, Electronic | Suretemp Plus 690 | 10383248 | Hill-Rom / Welch Allyn | Medina Primary Care | Barberton | Medina Campus | Medina Medical Center | 3rd Floor | 2023-11-20 14:29 | Low
No | 063662 | Thermometers, Electronic | Suretemp Plus 690 | 22286774 | Hill-Rom / Welch Allyn | Medina Primary Care | Barberton | Medina Campus | Medina Medical Center | 3rd Floor | 2023-11-20 14:31 | Low
No | 063664 | Thermometers, Electronic | Suretemp Plus 690 | 22286725 | Hill-Rom / Welch Allyn | Medina Primary Care | Barberton | Medina Campus | Medina Medical Center | 3rd Floor | 2023-11-20 14:29 | Low
No | 063669 | Thermometers, Electronic | Suretemp Plus 690 | 22248051 | Hill-Rom / Welch Allyn | Medina Primary Care | Barberton | Medina Campus | Medina Medical Center | 3rd Floor | 2023-11-20 14:27 | Low
No | 063670 | Thermometers, Electronic | Suretemp Plus 690 | 22248047 | Hill-Rom / Welch Allyn | Medina Primary Care | Barberton | Medina Campus | Medina Medical Center | 3rd Floor | 2023-11-20 14:30 | Low
No | 063671 | Thermometers, Electronic | Suretemp Plus 690 | 22223517 | Hill-Rom / Welch Allyn | Medina Primary Care | Barberton | Medina Campus | Medina Medical Center | 3rd Floor | 2023-11-20 14:31 | Low
No | 063676 | Thermometers, Electronic | Suretemp Plus 690 | 07413096 | Hill-Rom / Welch Allyn | Medina Primary Care | Barberton | Medina Campus | Medina Medical Center | 3rd Floor | 2023-11-21 15:42 | Low
No | 063683 | Thermometers, Electronic | Suretemp Plus 690 | 20487437 | Hill-Rom / Welch Allyn | Multi Spec Ctr - Lake Medina Ste 250 | Barberton | Medina Campus | Medina Medical Center | 2nd Floor | 2023-11-21 15:55 | Low
No | 063685 | Thermometers, Electronic | Suretemp Plus 690 | 20487438 | Hill-Rom / Welch Allyn | Multi Spec Ctr - Lake Medina Ste 250 | Barberton | Medina Campus | Medina Medical Center | 2nd Floor | 2023-11-21 15:56 | Low
No | 063687 | Thermometers, Electronic | Suretemp Plus 690 | 20486295 | Hill-Rom / Welch Allyn | Multi Spec Ctr - Lake Medina Ste 250 | Barberton | Medina Campus | Medina Medical Center | 2nd Floor | 2023-11-21 15:52 | Low
No | 063689 | Thermometers, Electronic | Suretemp Plus 690 | 20487208 | Hill-Rom / Welch Allyn | Multi Spec Ctr - Lake Medina Ste 250 | Barberton | Medina Campus | Medina Medical Center | 2nd Floor | 2023-11-21 15:54 | Low
No | 063690 | Thermometers, Electronic | Suretemp Plus 690 | 20486288 | Hill-Rom / Welch Allyn | Multi Spec Ctr - Lake Medina Ste 250 | Barberton | Medina Campus | Medina Medical Center | 2nd Floor | 2023-11-21 15:52 | Low
No | 063691 | Thermometers, Electronic | Suretemp Plus 690 | 20486284 | Hill-Rom / Welch Allyn | Multi Spec Ctr - Lake Medina Ste 250 | Barberton | Medina Campus | Medina Medical Center | 2nd Floor | 2023-11-21 15:51 | Low
No | 063692 | Thermometers, Electronic | Suretemp Plus 690 | 20487184 | Hill-Rom / Welch Allyn | Multi Spec Ctr - Lake Medina Ste 250 | Barberton | Medina Campus | Medina Medical Center | 2nd Floor | 2023-11-21 15:53 | Low
No | 063697 | Thermometers, Electronic | Suretemp Plus 690 | 20487265 | Hill-Rom / Welch Allyn | Medina OB/GYN | Barberton | Medina Campus | Medina Medical Center | 2nd Floor | 2023-11-21 15:54 | Low
No | 063699 | Thermometers, Electronic | Suretemp Plus 690 | 20487504 | Hill-Rom / Welch Allyn | Medina OB/GYN | Barberton | Medina Campus | Medina Medical Center | 2nd Floor | 2023-11-21 15:56 | Low
No | 063700 | Thermometers, Electronic | Suretemp Plus 690 | 22248041 | Hill-Rom / Welch Allyn | Medina Primary Care | Barberton | Medina Campus | Medina Medical Center | 3rd Floor | 2023-11-21 15:57 | Low
No | 063798 | Thermometers, Electronic | Suretemp Plus 690 | 20103696 | Hill-Rom / Welch Allyn | IMG Health Ctr - Western Reserve | Akron | Hudson Campus | Hudson Medical Center |  | 2024-04-05 14:56 | Low
No | 064719 | Thermometers, Electronic | Suretemp Plus 690 | 20304330 | Hill-Rom / Welch Allyn | Neurology Outpatient | Akron | Akron City Campus | 75 Arch | 2nd Floor | 2024-11-12 07:19 | Low
No | 064720 | Thermometers, Electronic | Suretemp Plus 690 | 20468847 | Hill-Rom / Welch Allyn | Neurology Outpatient | Akron | Akron City Campus | 75 Arch | 2nd Floor | 2024-11-12 07:18 | Low
No | 064721 | Thermometers, Electronic | Suretemp Plus 690 | 20303819 | Hill-Rom / Welch Allyn | Neurology Outpatient | Akron | Akron City Campus | 75 Arch | 2nd Floor | 2024-11-12 07:17 | Low
No | 064722 | Thermometers, Electronic | Suretemp Plus 690 | 20452121 | Hill-Rom / Welch Allyn | Neurology Outpatient | Akron | Akron City Campus | 75 Arch | 2nd Floor | 2024-11-12 07:16 | Low
No | 064723 | Thermometers, Electronic | Suretemp Plus 690 | 20487286 | Hill-Rom / Welch Allyn | Neurology Outpatient | Akron | Akron City Campus | 75 Arch | 2nd Floor | 2024-11-12 07:16 | Low
No | 064724 | Thermometers, Electronic | Suretemp Plus 690 | 20473053 | Hill-Rom / Welch Allyn | Neurology Outpatient | Akron | Akron City Campus | 75 Arch | 2nd Floor | 2024-11-12 07:14 | Low
No | 064725 | Thermometers, Electronic | Suretemp Plus 690 | 20469512 | Hill-Rom / Welch Allyn | Neurology Outpatient | Akron | Akron City Campus | 75 Arch | 2nd Floor | 2024-11-12 07:12 | Low
No | 064762 | Thermometers, Electronic | Suretemp Plus 690 | 24226960 | Hill-Rom / Welch Allyn | Emergency Department (ED) - ACH | Akron | Akron City Campus | Akron City Hospital | Ground Floor | 2024-11-14 07:00 | Low
No | 064764 | Thermometers, Electronic | Suretemp Plus 690 | 24226901 | Hill-Rom / Welch Allyn | Emergency Department (ED) - ACH | Akron | Akron City Campus | Akron City Hospital | Ground Floor | 2024-11-14 06:58 | Low
No | 064766 | Thermometers, Electronic | Suretemp Plus 690 | 24226966 | Hill-Rom / Welch Allyn | Emergency Department (ED) - ACH | Akron | Akron City Campus | Akron City Hospital | Ground Floor | 2024-11-14 07:00 | Low
No | 064768 | Thermometers, Electronic | Suretemp Plus 690 | 24226934 | Hill-Rom / Welch Allyn | Emergency Department (ED) - ACH | Akron | Akron City Campus | Akron City Hospital | Ground Floor | 2024-11-14 07:00 | Low
No | 064801 | Thermometers, Electronic | Suretemp Plus 690 | 16449667 | Hill-Rom / Welch Allyn | Gastroenterology | Akron | Akron City Campus | 75 Arch | 3rd Floor | 2024-11-12 14:06 | Low
No | 065056 | Thermometers, Electronic | Suretemp Plus 690 | 24177545 | Hill-Rom / Welch Allyn | Pride Clinic | Akron | Chapel Hill Campus | Summa Health Chapel Hill | Ground Floor | 2025-02-28 08:07 | Low
No | 065059 | Thermometers, Electronic | Suretemp Plus 690 | 24180258 | Hill-Rom / Welch Allyn | Pride Clinic | Akron | Chapel Hill Campus | Summa Health Chapel Hill | Ground Floor | 2025-02-28 08:07 | Low
No | 065063 | Thermometers, Electronic | Suretemp Plus 690 | 23204453 | Hill-Rom / Welch Allyn | Pride Clinic | Akron | Chapel Hill Campus | Summa Health Chapel Hill | Ground Floor | 2025-02-28 08:07 | Low
No | 065067 | Thermometers, Electronic | Suretemp Plus 690 | 24177518 | Hill-Rom / Welch Allyn | Pride Clinic | Akron | Chapel Hill Campus | Summa Health Chapel Hill | Ground Floor | 2025-02-28 08:07 | Low
No | 065070 | Thermometers, Electronic | Suretemp Plus 690 | 24177977 | Hill-Rom / Welch Allyn | Pride Clinic | Akron | Chapel Hill Campus | Summa Health Chapel Hill | Ground Floor | 2025-02-28 08:07 | Low
No | 065073 | Thermometers, Electronic | Suretemp Plus 690 | 24180248 | Hill-Rom / Welch Allyn | Pride Clinic | Akron | Chapel Hill Campus | Summa Health Chapel Hill | Ground Floor | 2025-02-28 08:07 | Low
No | 065203 | Thermometers, Electronic | Suretemp Plus 690 | 24180245 | Hill-Rom / Welch Allyn | Pride Clinic | Akron | Chapel Hill Campus | Summa Health Chapel Hill | Ground Floor | 2025-02-28 08:07 | Low
No | 065206 | Thermometers, Electronic | Suretemp Plus 690 | 24177555 | Hill-Rom / Welch Allyn | Pride Clinic | Akron | Chapel Hill Campus | Summa Health Chapel Hill | Ground Floor | 2025-02-28 08:07 | Low
No | 065209 | Thermometers, Electronic | Suretemp Plus 690 | 24177930 | Hill-Rom / Welch Allyn | Pride Clinic | Akron | Chapel Hill Campus | Summa Health Chapel Hill | Ground Floor | 2025-02-28 08:07 | Low
No | 065212 | Thermometers, Electronic | Suretemp Plus 690 | 24180298 | Hill-Rom / Welch Allyn | Pride Clinic | Akron | Chapel Hill Campus | Summa Health Chapel Hill | Ground Floor | 2025-02-28 08:07 | Low
No | 065215 | Thermometers, Electronic | Suretemp Plus 690 | 24180533 | Hill-Rom / Welch Allyn | Pride Clinic | Akron | Chapel Hill Campus | Summa Health Chapel Hill | Ground Floor | 2025-02-28 08:07 | Low
No | 065218 | Thermometers, Electronic | Suretemp Plus 690 | 24177557 | Hill-Rom / Welch Allyn | Pride Clinic | Akron | Chapel Hill Campus | Summa Health Chapel Hill | Ground Floor | 2025-02-28 08:07 | Low
No | 065221 | Thermometers, Electronic | Suretemp Plus 690 | 24180253 | Hill-Rom / Welch Allyn | Pride Clinic | Akron | Chapel Hill Campus | Summa Health Chapel Hill | Ground Floor | 2025-02-28 08:07 | Low
No | 065224 | Thermometers, Electronic | Suretemp Plus 690 | 24177481 | Hill-Rom / Welch Allyn | Pride Clinic | Akron | Chapel Hill Campus | Summa Health Chapel Hill | Ground Floor | 2025-02-28 08:07 | Low
No | 065226 | Thermometers, Electronic | Suretemp Plus 690 | 24177983 | Hill-Rom / Welch Allyn | Pride Clinic | Akron | Chapel Hill Campus | Summa Health Chapel Hill | Ground Floor | 2025-02-28 08:07 | Low
No | 065229 | Thermometers, Electronic | Suretemp Plus 690 | 24180264 | Hill-Rom / Welch Allyn | Pride Clinic | Akron | Chapel Hill Campus | Summa Health Chapel Hill | Ground Floor | 2025-02-28 08:07 | Low
No | 070665 | Thermometers, Electronic | Suretemp Plus 690 | Unknown | Hill-Rom / Welch Allyn | Emergency Department (ED) - SBH | Barberton | Barberton Campus | Summa Barberton Hospital | Ground Floor | 2013-02-27 | Low
No | 070969 | Thermometers, Electronic | Suretemp Plus 690 | 08176324 | Hill-Rom / Welch Allyn | Emergency Department (ED) - SBH | Barberton | Barberton Campus | Summa Barberton Hospital | Ground Floor | 2013-02-27 | Low
No | 101-19309 | Thermometers, Electronic | Suretemp Plus 690 | 0532571 | Hill-Rom / Welch Allyn | Emergency Department (ED) - Wadsworth | Barberton | Wadsworth Campus | Wadsworth Emergency Bldg | Ground Floor | 2006-05-01 | Low
No | 101-20177 | Thermometers, Electronic | Suretemp Plus 690 | 07152526 | Hill-Rom / Welch Allyn | Emergency Department (ED) - Wadsworth | Barberton | Wadsworth Campus | Wadsworth Emergency Bldg | Ground Floor | 2007-05-10 | Low
No | 101-20178 | Thermometers, Electronic | Suretemp Plus 690 | 07151807 | Hill-Rom / Welch Allyn | Emergency Department (ED) - Wadsworth | Barberton | Wadsworth Campus | Wadsworth Emergency Bldg | Ground Floor | 2007-05-10 | Low
No | 101-20891 | Thermometers, Electronic | Suretemp Plus 690 | 07480702 | Hill-Rom / Welch Allyn | Emergency Department (ED) - Wadsworth | Barberton | Wadsworth Campus | Wadsworth Emergency Bldg | Ground Floor | 2011-01-22 | Low
No | 101-21911 | Thermometers, Electronic | Suretemp Plus 690 | 12400029 | Hill-Rom / Welch Allyn | Rehab Services Wadsworth - SW | Barberton | Wadsworth Campus | Wadsworth Community Center | 1st Floor | 2012-12-13 | Low
No | 101-21913 | Thermometers, Electronic | Suretemp Plus 690 | 12393844 | Hill-Rom / Welch Allyn | Rehab Services Wadsworth - SW | Barberton | Wadsworth Campus | Wadsworth Community Center | 1st Floor | 2012-12-13 | Low
No | 101-21915 | Thermometers, Electronic | Suretemp Plus 690 | 12393349 | Hill-Rom / Welch Allyn | Rehab Services Wadsworth - SW | Barberton | Wadsworth Campus | Wadsworth Community Center | 1st Floor | 2012-12-13 | Low
No | CE5973 | Thermometers, Electronic | Suretemp Plus 690 | 09341453 | Hill-Rom / Welch Allyn | Center for Corp Health - SB | Barberton | Barberton Campus | Tuscora Park Pavilion | 1st Floor | 2009-10-12 | Low
No | CE6073 | Thermometers, Electronic | Suretemp Plus 690 | 08150478 | Hill-Rom / Welch Allyn | 2 East - Cardiac Progressive Care Unit (PCU) - SB | Barberton | Barberton Campus | Summa Barberton Hospital | 2nd Floor | 2010-01-18 | Low
No | CE6192 | Thermometers, Electronic | Suretemp Plus 690 | 08462184 | Hill-Rom / Welch Allyn | Physical Therapy - SB | Barberton | Barberton Campus | Summa Barberton Hospital | 1st Floor | 2010-10-15 | Low
No | CE6271 | Thermometers, Electronic | Suretemp Plus 690 | 08462200 | Hill-Rom / Welch Allyn | Emergency Department (ED) - SBH | Barberton | Barberton Campus | Summa Barberton Hospital | Ground Floor | 2009-10-12 | Low
No | CE6656 | Thermometers, Electronic | Suretemp Plus 690 | 12370959 | Hill-Rom / Welch Allyn | 2 East - Cardiac Progressive Care Unit (PCU) - SB | Barberton | Barberton Campus | Summa Barberton Hospital | 2nd Floor | 2012-09-13 | Low
No | CE6678 | Thermometers, Electronic | Suretemp Plus 690 | 0846186 | Hill-Rom / Welch Allyn | 2 East - Cardiac Progressive Care Unit (PCU) - SB | Barberton | Barberton Campus | Summa Barberton Hospital | 2nd Floor | 2011-04-08 | Low
No | CE6709 | Thermometers, Electronic | Suretemp Plus 690 | 08150459 | Hill-Rom / Welch Allyn | Center for Corp Health - SB | Barberton | Barberton Campus | Tuscora Park Pavilion | 1st Floor | 2012-12-17 | Low
No | CE6771 | Thermometers, Electronic | Suretemp Plus 690 | 12390419 | Hill-Rom / Welch Allyn | Emergency Department (ED) - SBH | Barberton | Barberton Campus | Summa Barberton Hospital | Ground Floor | 2013-02-27 | Low
No | CE6773 | Thermometers, Electronic | Suretemp Plus 690 | 12381633 | Hill-Rom / Welch Allyn | Emergency Department (ED) - SBH | Barberton | Barberton Campus | Summa Barberton Hospital | Ground Floor | 2013-02-27 | Low
No | CE6775 | Thermometers, Electronic | Suretemp Plus 690 | 12390220 | Hill-Rom / Welch Allyn | Emergency Department (ED) - SBH | Barberton | Barberton Campus | Summa Barberton Hospital | Ground Floor | 2013-02-27 | Low
No | CE6777 | Thermometers, Electronic | Suretemp Plus 690 | 12381637 | Hill-Rom / Welch Allyn | Emergency Department (ED) - SBH | Barberton | Barberton Campus | Summa Barberton Hospital | Ground Floor | 2013-02-27 | Low
No | CE6779 | Thermometers, Electronic | Suretemp Plus 690 | 12381457 | Hill-Rom / Welch Allyn | Emergency Department (ED) - SBH | Barberton | Barberton Campus | Summa Barberton Hospital | Ground Floor | 2013-02-27 | Low
No | CE6781 | Thermometers, Electronic | Suretemp Plus 690 | 12381547 | Hill-Rom / Welch Allyn | Emergency Department (ED) - SBH | Barberton | Barberton Campus | Summa Barberton Hospital | Ground Floor | 2013-02-27 | Low
No | CE6783 | Thermometers, Electronic | Suretemp Plus 690 | 12390425 | Hill-Rom / Welch Allyn | Emergency Department (ED) - SBH | Barberton | Barberton Campus | Summa Barberton Hospital | Ground Floor | 2013-02-27 | Low
No | CE6785 | Thermometers, Electronic | Suretemp Plus 690 | 12381451 | Hill-Rom / Welch Allyn | Emergency Department (ED) - SBH | Barberton | Barberton Campus | Summa Barberton Hospital | Ground Floor | 2013-02-27 | Low
No | CE6797 | Thermometers, Electronic | Suretemp Plus 690 | 12410170 | Hill-Rom / Welch Allyn | Emergency Department (ED) - SBH | Barberton | Barberton Campus | Summa Barberton Hospital | Ground Floor | 2013-02-27 | Low
No | CE6799 | Thermometers, Electronic | Suretemp Plus 690 | 12381453 | Hill-Rom / Welch Allyn | Emergency Department (ED) - SBH | Barberton | Barberton Campus | Summa Barberton Hospital | Ground Floor | 2013-02-27 | Low
No | CE6801 | Thermometers, Electronic | Suretemp Plus 690 | 12381631 | Hill-Rom / Welch Allyn | Emergency Department (ED) - SBH | Barberton | Barberton Campus | Summa Barberton Hospital | Ground Floor | 2013-02-27 | Low
No | CE6803 | Thermometers, Electronic | Suretemp Plus 690 | 12381584 | Hill-Rom / Welch Allyn | Emergency Department (ED) - SBH | Barberton | Barberton Campus | Summa Barberton Hospital | Ground Floor | 2013-02-27 | Low
No | CE6805 | Thermometers, Electronic | Suretemp Plus 690 | 12381578 | Hill-Rom / Welch Allyn | Emergency Department (ED) - SBH | Barberton | Barberton Campus | Summa Barberton Hospital | Ground Floor | 2013-02-27 | Low
No | CE6807 | Thermometers, Electronic | Suretemp Plus 690 | 12381561 | Hill-Rom / Welch Allyn | Emergency Department (ED) - SBH | Barberton | Barberton Campus | Summa Barberton Hospital | Ground Floor | 2013-02-27 | Low
No | CE6809 | Thermometers, Electronic | Suretemp Plus 690 | 12381589 | Hill-Rom / Welch Allyn | Emergency Department (ED) - SBH | Barberton | Barberton Campus | Summa Barberton Hospital | Ground Floor | 2013-02-27 | Low
No | CE6811 | Thermometers, Electronic | Suretemp Plus 690 | 12403902 | Hill-Rom / Welch Allyn | Emergency Department (ED) - SBH | Barberton | Barberton Campus | Summa Barberton Hospital | Ground Floor | 2013-02-27 | Low
No | CE6813 | Thermometers, Electronic | Suretemp Plus 690 | 12403891 | Hill-Rom / Welch Allyn | Emergency Department (ED) - SBH | Barberton | Barberton Campus | Summa Barberton Hospital | Ground Floor | 2013-02-27 | Low
No | CE6815 | Thermometers, Electronic | Suretemp Plus 690 | 12390221 | Hill-Rom / Welch Allyn | Emergency Department (ED) - SBH | Barberton | Barberton Campus | Summa Barberton Hospital | Ground Floor | 2013-02-27 | Low
No | CE6817 | Thermometers, Electronic | Suretemp Plus 690 | 12381638 | Hill-Rom / Welch Allyn | Emergency Department (ED) - SBH | Barberton | Barberton Campus | Summa Barberton Hospital | Ground Floor | 2013-02-27 | Low
No | CE6819 | Thermometers, Electronic | Suretemp Plus 690 | 12381566 | Hill-Rom / Welch Allyn | Emergency Department (ED) - SBH | Barberton | Barberton Campus | Summa Barberton Hospital | Ground Floor | 2013-02-27 | Low
No | CE6821 | Thermometers, Electronic | Suretemp Plus 690 | 12403879 | Hill-Rom / Welch Allyn | Emergency Department (ED) - SBH | Barberton | Barberton Campus | Summa Barberton Hospital | Ground Floor | 2013-02-27 | Low
No | CE6823 | Thermometers, Electronic | Suretemp Plus 690 | 12410359 | Hill-Rom / Welch Allyn | Emergency Department (ED) - SBH | Barberton | Barberton Campus | Summa Barberton Hospital | Ground Floor | 2013-02-27 | Low
No | CE6825 | Thermometers, Electronic | Suretemp Plus 690 | 12390197 | Hill-Rom / Welch Allyn | Emergency Department (ED) - SBH | Barberton | Barberton Campus | Summa Barberton Hospital | Ground Floor | 2013-02-27 | Low
No | CE6827 | Thermometers, Electronic | Suretemp Plus 690 | 12381459 | Hill-Rom / Welch Allyn | Emergency Department (ED) - SBH | Barberton | Barberton Campus | Summa Barberton Hospital | Ground Floor | 2013-02-27 | Low
No | CE6829 | Thermometers, Electronic | Suretemp Plus 690 | 12381553 | Hill-Rom / Welch Allyn | Emergency Department (ED) - SBH | Barberton | Barberton Campus | Summa Barberton Hospital | Ground Floor | 2013-02-27 | Low
No | CE6850 | Thermometers, Electronic | Suretemp Plus 690 | 12403876 | Hill-Rom / Welch Allyn | Emergency Department (ED) - SBH | Barberton | Barberton Campus | Summa Barberton Hospital | Ground Floor | 2013-02-27 | Low
No | CE6852 | Thermometers, Electronic | Suretemp Plus 690 | 12410169 | Hill-Rom / Welch Allyn | Emergency Department (ED) - SBH | Barberton | Barberton Campus | Summa Barberton Hospital | Ground Floor | 2013-02-27 | Low
No | CE6855 | Thermometers, Electronic | Suretemp Plus 690 | 12390218 | Hill-Rom / Welch Allyn | Emergency Department (ED) - SBH | Barberton | Barberton Campus | Summa Barberton Hospital | Ground Floor | 2013-02-27 | Low
No | CE6875 | Thermometers, Electronic | Suretemp Plus 690 | Unknown | Hill-Rom / Welch Allyn | Emergency Department (ED) - SBH | Barberton | Barberton Campus | Summa Barberton Hospital | Ground Floor | 2013-02-27 | Low
No | CE6877 | Thermometers, Electronic | Suretemp Plus 690 | Unknown | Hill-Rom / Welch Allyn | Emergency Department (ED) - SBH | Barberton | Barberton Campus | Summa Barberton Hospital | Ground Floor | 2013-02-27 | Low
No | CE6879 | Thermometers, Electronic | Suretemp Plus 690 | Unknown | Hill-Rom / Welch Allyn | Emergency Department (ED) - SBH | Barberton | Barberton Campus | Summa Barberton Hospital | Ground Floor | 2013-02-27 | Low
No | CE6881 | Thermometers, Electronic | Suretemp Plus 690 | Unknown | Hill-Rom / Welch Allyn | Emergency Department (ED) - SBH | Barberton | Barberton Campus | Summa Barberton Hospital | Ground Floor | 2013-02-27 | Low
No | CE6885 | Thermometers, Electronic | Suretemp Plus 690 | Unknown | Hill-Rom / Welch Allyn | Emergency Department (ED) - SBH | Barberton | Barberton Campus | Summa Barberton Hospital | Ground Floor | 2013-02-27 | Low
No | CE6887 | Thermometers, Electronic | Suretemp Plus 690 | Unknown | Hill-Rom / Welch Allyn | Emergency Department (ED) - SBH | Barberton | Barberton Campus | Summa Barberton Hospital | Ground Floor | 2013-02-27 | Low
No | CE6889 | Thermometers, Electronic | Suretemp Plus 690 | Unknown | Hill-Rom / Welch Allyn | Emergency Department (ED) - SBH | Barberton | Barberton Campus | Summa Barberton Hospital | Ground Floor | 2013-02-27 | Low
No | CE6891 | Thermometers, Electronic | Suretemp Plus 690 | Unknown | Hill-Rom / Welch Allyn | Emergency Department (ED) - SBH | Barberton | Barberton Campus | Summa Barberton Hospital | Ground Floor | 2013-02-27 | Low
No | CE6893 | Thermometers, Electronic | Suretemp Plus 690 | Unknown | Hill-Rom / Welch Allyn | Emergency Department (ED) - SBH | Barberton | Barberton Campus | Summa Barberton Hospital | Ground Floor | 2013-02-27 | Low
No | CE6895 | Thermometers, Electronic | Suretemp Plus 690 | Unknown | Hill-Rom / Welch Allyn | Emergency Department (ED) - SBH | Barberton | Barberton Campus | Summa Barberton Hospital | Ground Floor | 2013-02-27 | Low
No | CE6897 | Thermometers, Electronic | Suretemp Plus 690 | Unknown | Hill-Rom / Welch Allyn | Emergency Department (ED) - SBH | Barberton | Barberton Campus | Summa Barberton Hospital | Ground Floor | 2013-02-27 | Low
No | CE6899 | Thermometers, Electronic | Suretemp Plus 690 | Unknown | Hill-Rom / Welch Allyn | Emergency Department (ED) - SBH | Barberton | Barberton Campus | Summa Barberton Hospital | Ground Floor | 2013-02-27 | Low
No | CE6901 | Thermometers, Electronic | Suretemp Plus 690 | Unknown | Hill-Rom / Welch Allyn | Emergency Department (ED) - SBH | Barberton | Barberton Campus | Summa Barberton Hospital | Ground Floor | 2013-02-27 | Low
No | CE6905 | Thermometers, Electronic | Suretemp Plus 690 | Unknown | Hill-Rom / Welch Allyn | Emergency Department (ED) - SBH | Barberton | Barberton Campus | Summa Barberton Hospital | Ground Floor | 2013-02-27 | Low
No | CE6910 | Thermometers, Electronic | Suretemp Plus 690 | 12390198 | Hill-Rom / Welch Allyn | Emergency Department (ED) - SBH | Barberton | Barberton Campus | Summa Barberton Hospital | Ground Floor | 2013-02-27 | Low
No | CE6913 | Thermometers, Electronic | Suretemp Plus 690 | Unknown | Hill-Rom / Welch Allyn | Emergency Department (ED) - SBH | Barberton | Barberton Campus | Summa Barberton Hospital | Ground Floor | 2013-02-27 | Low
No | CE7105 | Thermometers, Electronic | Suretemp Plus 690 | 08462194 | Hill-Rom / Welch Allyn | Radiation Therapy - SB | Barberton | Barberton Campus | Parkview Pavilion | Ground Floor | 2013-12-27 | Low
No | CE7106 | Thermometers, Electronic | Suretemp Plus 690 | 06453690 | Hill-Rom / Welch Allyn | Radiation Therapy - SB | Barberton | Barberton Campus | Parkview Pavilion | Ground Floor | 2013-12-27 | Low
No | CE7410 | Thermometers, Electronic | Suretemp Plus 690 | 06466564 | Hill-Rom / Welch Allyn | Radiation Therapy - SB | Barberton | Barberton Campus | Parkview Pavilion | Ground Floor | 2013-02-11 | Low
No | CE7411 | Thermometers, Electronic | Suretemp Plus 690 | 11513611 | Hill-Rom / Welch Allyn | Radiation Therapy - SB | Barberton | Barberton Campus | Parkview Pavilion | Ground Floor | 2013-02-11 | Low
No | CE8332 | Thermometers, Electronic | Suretemp Plus 690 | 06466827 | Hill-Rom / Welch Allyn | Radiation Therapy - SB | Barberton | Barberton Campus | Parkview Pavilion | Ground Floor | 2017-09-13 | Low
No | CE8333 | Thermometers, Electronic | Suretemp Plus 690 | 0645593 | Hill-Rom / Welch Allyn | Radiation Therapy - SB | Barberton | Barberton Campus | Parkview Pavilion | Ground Floor | 2017-09-13 | Low
No | 015000 | Thermometers, Electronic | Suretemp Plus 692 | 11480601 | Hill-Rom / Welch Allyn | H2 - Labor and Delivery Unit (L&D) | Akron | Akron City Campus | H Tower | 2nd Floor | 2012-01-04 | Low
No | 022986 | Thermometers, Electronic | Suretemp Plus 692 | 10521715 | Hill-Rom / Welch Allyn | 7 East - Oncology Medical Unit | Akron | Akron City Campus | Akron City Hospital | 7th Floor | 2011-01-01 | Low
No | 022987 | Thermometers, Electronic | Suretemp Plus 692 | 10521727 | Hill-Rom / Welch Allyn | 7 East - Oncology Medical Unit | Akron | Akron City Campus | Akron City Hospital | 7th Floor | 2011-01-01 | Low
No | 024244 | Thermometers, Electronic | Suretemp Plus 692 | 08451362 | Hill-Rom / Welch Allyn | H2 - Labor and Delivery Unit (L&D) | Akron | Akron City Campus | H Tower | 2nd Floor | 2008-12-04 | Low
No | 024245 | Thermometers, Electronic | Suretemp Plus 692 | 08451375 | Hill-Rom / Welch Allyn | H2 - Labor and Delivery Unit (L&D) | Akron | Akron City Campus | H Tower | 2nd Floor | 2008-12-04 | Low
No | 024273 | Thermometers, Electronic | Suretemp Plus 692 | 09090123 | Hill-Rom / Welch Allyn | H2 - Labor and Delivery Unit (L&D) | Akron | Akron City Campus | H Tower | 2nd Floor | 2009-03-20 | Low
No | 024274 | Thermometers, Electronic | Suretemp Plus 692 | 09062431 | Hill-Rom / Welch Allyn | H2 - Labor and Delivery Unit (L&D) | Akron | Akron City Campus | H Tower | 2nd Floor | 2009-03-20 | Low
No | 024275 | Thermometers, Electronic | Suretemp Plus 692 | 09051830 | Hill-Rom / Welch Allyn | H2 - Labor and Delivery Unit (L&D) | Akron | Akron City Campus | H Tower | 2nd Floor | 2009-03-20 | Low
No | 026275 | Thermometers, Electronic | Suretemp Plus 692 | 09481125 | Hill-Rom / Welch Allyn | H2 - Labor and Delivery Unit (L&D) | Akron | Akron City Campus | H Tower | 2nd Floor | 2010-01-18 | Low
No | 026978 | Thermometers, Electronic | Suretemp Plus 692 | (21)20116717 | Hill-Rom / Welch Allyn | Tallmadge Urgent Care | Akron | Tallmadge Campus | Tallmadge Medical Center | 1st Floor | 2020-09-23 | Low
No | 026981 | Thermometers, Electronic | Suretemp Plus 692 | (21)20116596 | Hill-Rom / Welch Allyn | Tallmadge Urgent Care | Akron | Tallmadge Campus | Tallmadge Medical Center | 1st Floor | 2020-09-23 | Low
No | 026984 | Thermometers, Electronic | Suretemp Plus 692 | (21)20116702 | Hill-Rom / Welch Allyn | Tallmadge Urgent Care | Akron | Tallmadge Campus | Tallmadge Medical Center | 1st Floor | 2020-09-23 | Low
No | 027195 | Thermometers, Electronic | Suretemp Plus 692 | 10110253 | Hill-Rom / Welch Allyn | 5 West - Cardiac Progressive Care Unit (PCU) | Akron | Akron City Campus | Akron City Hospital | 5th Floor | 2010-05-03 | Low
No | 027196 | Thermometers, Electronic | Suretemp Plus 692 | 10120173 | Hill-Rom / Welch Allyn | 5 West - Cardiac Progressive Care Unit (PCU) | Akron | Akron City Campus | Akron City Hospital | 5th Floor | 2010-05-03 | Low
No | 027197 | Thermometers, Electronic | Suretemp Plus 692 | 10120317 | Hill-Rom / Welch Allyn | 5 West - Cardiac Progressive Care Unit (PCU) | Akron | Akron City Campus | Akron City Hospital | 5th Floor | 2010-05-03 | Low
No | 027198 | Thermometers, Electronic | Suretemp Plus 692 | 0102015 | Hill-Rom / Welch Allyn | 5 West - Cardiac Progressive Care Unit (PCU) | Akron | Akron City Campus | Akron City Hospital | 5th Floor | 2010-05-03 | Low
No | 027474 | Thermometers, Electronic | Suretemp Plus 692 | 10230577 | Hill-Rom / Welch Allyn | Sameday Surgery Center | Akron | Akron City Campus | H Tower | 1st Floor | 2011-01-03 | Low
No | 027475 | Thermometers, Electronic | Suretemp Plus 692 | 10230862 | Hill-Rom / Welch Allyn | Sameday Surgery Center | Akron | Akron City Campus | H Tower | 1st Floor | 2011-01-03 | Low
No | 028038 | Thermometers, Electronic | Suretemp Plus 692 | 11101366 | Hill-Rom / Welch Allyn | Employee Health Center | Akron | Akron City Campus | Akron City Hospital | Basement | 2011-09-21 | Low
No | 028066 | Thermometers, Electronic | Suretemp Plus 692 | 11341541 | Hill-Rom / Welch Allyn | H5 - Medical/Surgical Unit (MSU) | Akron | Akron City Campus | H Tower | 5th Floor | 2011-11-01 | Low
No | 028068 | Thermometers, Electronic | Suretemp Plus 692 | 11341551 | Hill-Rom / Welch Allyn | Employee Health Center | Akron | Akron City Campus | Akron City Hospital | Basement | 2011-11-01 | Low
No | 028089 | Thermometers, Electronic | Suretemp Plus 692 | 11440420 | Hill-Rom / Welch Allyn | H4 - Mother/Baby Unit | Akron | Akron City Campus | H Tower | 4th Floor | 2012-01-06 | Low
No | 028090 | Thermometers, Electronic | Suretemp Plus 692 | 11440423 | Hill-Rom / Welch Allyn | H4 - Mother/Baby Unit | Akron | Akron City Campus | H Tower | 4th Floor | 2012-01-06 | Low
No | 028331 | Thermometers, Electronic | Suretemp Plus 692 | 10472093 | Hill-Rom / Welch Allyn | H2 - Labor and Delivery Unit (L&D) | Akron | Akron City Campus | H Tower | 2nd Floor | 2010-12-09 | Low
No | 028335 | Thermometers, Electronic | Suretemp Plus 692 | 10471818 | Hill-Rom / Welch Allyn | H2 - Labor and Delivery Unit (L&D) | Akron | Akron City Campus | H Tower | 2nd Floor | 2010-12-13 | Low
No | 028348 | Thermometers, Electronic | Suretemp Plus 692 | 10262103 | Hill-Rom / Welch Allyn | H4 - Mother/Baby Unit | Akron | Akron City Campus | H Tower | 4th Floor | 2011-01-07 | Low
No | 028349 | Thermometers, Electronic | Suretemp Plus 692 | 10271383 | Hill-Rom / Welch Allyn | H4 - Mother/Baby Unit | Akron | Akron City Campus | H Tower | 4th Floor | 2011-01-07 | Low
No | 028364 | Thermometers, Electronic | Suretemp Plus 692 | 11040089 | Hill-Rom / Welch Allyn | H2 - Labor and Delivery Unit (L&D) | Akron | Akron City Campus | H Tower | 2nd Floor | 2011-02-25 | Low
No | 028366 | Thermometers, Electronic | Suretemp Plus 692 | 11040078 | Hill-Rom / Welch Allyn | H2 - Labor and Delivery Unit (L&D) | Akron | Akron City Campus | H Tower | 2nd Floor | 2011-02-25 | Low
No | 028883 | Thermometers, Electronic | Suretemp Plus 692 | 11150691 | Hill-Rom / Welch Allyn | 4 East - Detox Unit | Akron | Akron City Campus | Akron City Hospital | 4th Floor | 2011-05-04 | Low
No | 029617 | Thermometers, Electronic | Suretemp Plus 692 | 12310297 | Hill-Rom / Welch Allyn | Emergency Department (ED) - ACH | Akron | Akron City Campus | Akron City Hospital | Ground Floor | 2012-08-15 | Low
No | 029618 | Thermometers, Electronic | Suretemp Plus 692 | 12310332 | Hill-Rom / Welch Allyn | Emergency Department (ED) - ACH | Akron | Akron City Campus | Akron City Hospital | Ground Floor | 2012-08-15 | Low
No | 029619 | Thermometers, Electronic | Suretemp Plus 692 | 12312080 | Hill-Rom / Welch Allyn | Emergency Department (ED) - ACH | Akron | Akron City Campus | Akron City Hospital | Ground Floor | 2012-08-15 | Low
No | 029620 | Thermometers, Electronic | Suretemp Plus 692 | 12280990 | Hill-Rom / Welch Allyn | Emergency Department (ED) - ACH | Akron | Akron City Campus | Akron City Hospital | Ground Floor | 2012-08-15 | Low
No | 029621 | Thermometers, Electronic | Suretemp Plus 692 | 12280987 | Hill-Rom / Welch Allyn | Emergency Department (ED) - ACH | Akron | Akron City Campus | Akron City Hospital | Ground Floor | 2012-08-15 | Low
No | 029622 | Thermometers, Electronic | Suretemp Plus 692 | 12280981 | Hill-Rom / Welch Allyn | Emergency Department (ED) - ACH | Akron | Akron City Campus | Akron City Hospital | Ground Floor | 2012-08-15 | Low
No | 029623 | Thermometers, Electronic | Suretemp Plus 692 | 12280989 | Hill-Rom / Welch Allyn | Emergency Department (ED) - ACH | Akron | Akron City Campus | Akron City Hospital | Ground Floor | 2012-08-15 | Low
No | 030283 | Thermometers, Electronic | Suretemp Plus 692 | 10110230 | Hill-Rom / Welch Allyn | 5 West - Cardiac Progressive Care Unit (PCU) | Akron | Akron City Campus | Akron City Hospital | 5th Floor | 2013-01-30 | Low
No | 030358 | Thermometers, Electronic | Suretemp Plus 692 | 11390760 | Hill-Rom / Welch Allyn | H4 - Mother/Baby Unit | Akron | Akron City Campus | H Tower | 4th Floor | 2013-11-05 | Low
No | 030377 | Thermometers, Electronic | Suretemp Plus 692 | 11390450 | Hill-Rom / Welch Allyn | POP - Private Out Patient | Akron | Akron City Campus | Akron City Hospital | Ground Floor | 2014-01-21 | Low
No | 030418 | Thermometers, Electronic | Suretemp Plus 692 | 14151404 | Hill-Rom / Welch Allyn | 6 West - Acute Care of the Elderly (ACE) Unit | Akron | Akron City Campus | Akron City Hospital | 6th Floor | 2014-05-05 | Low
No | 030419 | Thermometers, Electronic | Suretemp Plus 692 | 14151344 | Hill-Rom / Welch Allyn | 6 West - Acute Care of the Elderly (ACE) Unit | Akron | Akron City Campus | Akron City Hospital | 6th Floor | 2014-05-05 | Low
No | 030865 | Thermometers, Electronic | Suretemp Plus 692 | 12420524 | Hill-Rom / Welch Allyn | Emergency Department (ED) - ACH | Akron | Akron City Campus | Akron City Hospital | Ground Floor | 2013-03-13 | Low
No | 031079 | Thermometers, Electronic | Suretemp Plus 692 | 11470498 | Hill-Rom / Welch Allyn | Summa Rehab Hospital | Akron | Akron City Campus | Summa Rehab Hospital |  | 2012-01-04 | Low
No | 031080 | Thermometers, Electronic | Suretemp Plus 692 | 11470973 | Hill-Rom / Welch Allyn | Summa Rehab Hospital | Akron | Akron City Campus | Summa Rehab Hospital |  | 2012-01-04 | Low
No | 031089 | Thermometers, Electronic | Suretemp Plus 692 | 11410035 | Hill-Rom / Welch Allyn | 7 East - Oncology Medical Unit | Akron | Akron City Campus | Akron City Hospital | 7th Floor | 2012-01-04 | Low
No | 031090 | Thermometers, Electronic | Suretemp Plus 692 | 11370917 | Hill-Rom / Welch Allyn | 7 East - Oncology Medical Unit | Akron | Akron City Campus | Akron City Hospital | 7th Floor | 2012-01-04 | Low
No | 031091 | Thermometers, Electronic | Suretemp Plus 692 | 11410268 | Hill-Rom / Welch Allyn | 7 East - Oncology Medical Unit | Akron | Akron City Campus | Akron City Hospital | 7th Floor | 2012-01-04 | Low
No | 031093 | Thermometers, Electronic | Suretemp Plus 692 | 11390093 | Hill-Rom / Welch Allyn | 7 East - Oncology Medical Unit | Akron | Akron City Campus | Akron City Hospital | 7th Floor | 2012-01-04 | Low
No | 031094 | Thermometers, Electronic | Suretemp Plus 692 | 11390091 | Hill-Rom / Welch Allyn | 7 East - Oncology Medical Unit | Akron | Akron City Campus | Akron City Hospital | 7th Floor | 2012-01-04 | Low
No | 031095 | Thermometers, Electronic | Suretemp Plus 692 | 11410074 | Hill-Rom / Welch Allyn | 7 East - Oncology Medical Unit | Akron | Akron City Campus | Akron City Hospital | 7th Floor | 2012-01-04 | Low
No | 031096 | Thermometers, Electronic | Suretemp Plus 692 | 11410051 | Hill-Rom / Welch Allyn | 7 East - Oncology Medical Unit | Akron | Akron City Campus | Akron City Hospital | 7th Floor | 2012-01-04 | Low
No | 031097 | Thermometers, Electronic | Suretemp Plus 692 | 11410211 | Hill-Rom / Welch Allyn | 7 East - Oncology Medical Unit | Akron | Akron City Campus | Akron City Hospital | 7th Floor | 2012-01-04 | Low
No | 031098 | Thermometers, Electronic | Suretemp Plus 692 | 11405584 | Hill-Rom / Welch Allyn | 7 East - Oncology Medical Unit | Akron | Akron City Campus | Akron City Hospital | 7th Floor | 2012-01-04 | Low
No | 031099 | Thermometers, Electronic | Suretemp Plus 692 | 11405587 | Hill-Rom / Welch Allyn | 7 East - Oncology Medical Unit | Akron | Akron City Campus | Akron City Hospital | 7th Floor | 2012-01-04 | Low
No | 031280 | Thermometers, Electronic | Suretemp Plus 692 | 12420214 | Hill-Rom / Welch Allyn | Health Tech Mgmt | Akron | Akron City Campus | ACH Admin Building | Ground Floor | 2013-02-20 | Low
No | 031291 | Thermometers, Electronic | Suretemp Plus 692 | 12371180 | Hill-Rom / Welch Allyn | Center for Senior Health | Akron | Akron City Campus | 75 Arch | Ground Floor | 2012-11-01 | Low
No | 031292 | Thermometers, Electronic | Suretemp Plus 692 | 12371613 | Hill-Rom / Welch Allyn | Center for Senior Health | Akron | Akron City Campus | 75 Arch | Ground Floor | 2012-11-01 | Low
No | 031996 | Thermometers, Electronic | Suretemp Plus 692 | 12161791 | Hill-Rom / Welch Allyn | H4 - Mother/Baby Unit | Akron | Akron City Campus | H Tower | 4th Floor | 2012-05-29 | Low
No | 032216 | Thermometers, Electronic | Suretemp Plus 692 | 13211946 | Hill-Rom / Welch Allyn | H5 - Medical/Surgical Unit (MSU) | Akron | Akron City Campus | H Tower | 5th Floor | 2013-09-11 | Low
No | 032220 | Thermometers, Electronic | Suretemp Plus 692 | 13211933 | Hill-Rom / Welch Allyn | H5 - Medical/Surgical Unit (MSU) | Akron | Akron City Campus | H Tower | 5th Floor | 2013-09-11 | Low
No | 032222 | Thermometers, Electronic | Suretemp Plus 692 | 13212665 | Hill-Rom / Welch Allyn | H5 - Medical/Surgical Unit (MSU) | Akron | Akron City Campus | H Tower | 5th Floor | 2013-09-11 | Low
No | 032224 | Thermometers, Electronic | Suretemp Plus 692 | 13241381 | Hill-Rom / Welch Allyn | Employee Health Center | Akron | Akron City Campus | Akron City Hospital | Basement | 2013-09-11 | Low
No | 032226 | Thermometers, Electronic | Suretemp Plus 692 | 13251882 | Hill-Rom / Welch Allyn | Employee Health Center | Akron | Akron City Campus | Akron City Hospital | Basement | 2013-09-11 | Low
No | 032231 | Thermometers, Electronic | Suretemp Plus 692 | 13251558 | Hill-Rom / Welch Allyn | H5 - Medical/Surgical Unit (MSU) | Akron | Akron City Campus | H Tower | 5th Floor | 2013-09-11 | Low
No | 032233 | Thermometers, Electronic | Suretemp Plus 692 | 13241344 | Hill-Rom / Welch Allyn | Employee Health Center | Akron | Akron City Campus | Akron City Hospital | Basement | 2013-09-11 | Low
No | 032292 | Thermometers, Electronic | Suretemp Plus 692 | 15250865 | Hill-Rom / Welch Allyn | 7 West - Respiratory Unit | Akron | Akron City Campus | Akron City Hospital | 7th Floor | 2015-10-23 | Low
No | 032293 | Thermometers, Electronic | Suretemp Plus 692 | 15251288 | Hill-Rom / Welch Allyn | 7 West - Respiratory Unit | Akron | Akron City Campus | Akron City Hospital | 7th Floor | 2015-10-23 | Low
No | 032294 | Thermometers, Electronic | Suretemp Plus 692 | 15250808 | Hill-Rom / Welch Allyn | 7 West - Respiratory Unit | Akron | Akron City Campus | Akron City Hospital | 7th Floor | 2015-10-23 | Low
No | 032519 | Thermometers, Electronic | Suretemp Plus 692 | 12161809 | Hill-Rom / Welch Allyn | H4 - Mother/Baby Unit | Akron | Akron City Campus | H Tower | 4th Floor | 2012-05-29 | Low
No | 032522 | Thermometers, Electronic | Suretemp Plus 692 | 12163469 | Hill-Rom / Welch Allyn | H4 - Mother/Baby Unit | Akron | Akron City Campus | H Tower | 4th Floor | 2012-05-29 | Low
No | 032524 | Thermometers, Electronic | Suretemp Plus 692 | 12222603 | Hill-Rom / Welch Allyn | H4 - Mother/Baby Unit | Akron | Akron City Campus | H Tower | 4th Floor | 2012-05-29 | Low
No | 032525 | Thermometers, Electronic | Suretemp Plus 692 | 12222610 | Hill-Rom / Welch Allyn | SCI - Noninvasive Vascular | Akron | Akron City Campus | Akron City Hospital | Ground Floor | 2012-05-29 | Low
No | 032529 | Thermometers, Electronic | Suretemp Plus 692 | 10230854 | Hill-Rom / Welch Allyn | H4 - Mother/Baby Unit | Akron | Akron City Campus | H Tower | 4th Floor | 2010-06-24 | Low
No | 032539 | Thermometers, Electronic | Suretemp Plus 692 | 12261361 | Hill-Rom / Welch Allyn | PACU | Akron | Akron City Campus | Akron City Hospital | 1st Floor | 2012-06-29 | Low
No | 032590 | Thermometers, Electronic | Suretemp Plus 692 | 12441872 | Hill-Rom / Welch Allyn | 1 Central - CV Progressive Care Unit (PCU) | Akron | Akron City Campus | Akron City Hospital | 1st Floor | 2012-11-29 | Low
No | 032591 | Thermometers, Electronic | Suretemp Plus 692 | 12441959 | Hill-Rom / Welch Allyn | 1 Central - CV Progressive Care Unit (PCU) | Akron | Akron City Campus | Akron City Hospital | 1st Floor | 2012-11-29 | Low
No | 032610 | Thermometers, Electronic | Suretemp Plus 692 | 12261417 | Hill-Rom / Welch Allyn | T1 - CTV Intensive Care Unit (CTV-ICU) | Akron | Akron City Campus | Critical Care Tower | 1st Floor | 2012-12-13 | Low
No | 032611 | Thermometers, Electronic | Suretemp Plus 692 | 12245919 | Hill-Rom / Welch Allyn | T1 - CTV Intensive Care Unit (CTV-ICU) | Akron | Akron City Campus | Critical Care Tower | 1st Floor | 2012-12-13 | Low
No | 032612 | Thermometers, Electronic | Suretemp Plus 692 | 12246400 | Hill-Rom / Welch Allyn | T1 - CTV Intensive Care Unit (CTV-ICU) | Akron | Akron City Campus | Critical Care Tower | 1st Floor | 2012-12-13 | Low
No | 032613 | Thermometers, Electronic | Suretemp Plus 692 | 12245924 | Hill-Rom / Welch Allyn | T1 - CTV Intensive Care Unit (CTV-ICU) | Akron | Akron City Campus | Critical Care Tower | 1st Floor | 2012-12-13 | Low
No | 032614 | Thermometers, Electronic | Suretemp Plus 692 | 12261418 | Hill-Rom / Welch Allyn | T1 - CTV Intensive Care Unit (CTV-ICU) | Akron | Akron City Campus | Critical Care Tower | 1st Floor | 2012-12-13 | Low
No | 032615 | Thermometers, Electronic | Suretemp Plus 692 | 12261364 | Hill-Rom / Welch Allyn | T1 - CTV Intensive Care Unit (CTV-ICU) | Akron | Akron City Campus | Critical Care Tower | 1st Floor | 2012-12-13 | Low
No | 032676 | Thermometers, Electronic | Suretemp Plus 692 | 13280883 | Hill-Rom / Welch Allyn | H4 - Mother/Baby Unit | Akron | Akron City Campus | H Tower | 4th Floor | 2013-09-09 | Low
No | 032678 | Thermometers, Electronic | Suretemp Plus 692 | 13280866 | Hill-Rom / Welch Allyn | H4 - Mother/Baby Unit | Akron | Akron City Campus | H Tower | 4th Floor | 2013-09-09 | Low
No | 032700 | Thermometers, Electronic | Suretemp Plus 692 | 09151868 | Hill-Rom / Welch Allyn | H2 - Labor and Delivery Unit (L&D) | Akron | Akron City Campus | H Tower | 2nd Floor | 2009-07-07 | Low
No | 032702 | Thermometers, Electronic | Suretemp Plus 692 | 10472115 | Hill-Rom / Welch Allyn | H2 - Labor and Delivery Unit (L&D) | Akron | Akron City Campus | H Tower | 2nd Floor | 2010-12-09 | Low
No | 032704 | Thermometers, Electronic | Suretemp Plus 692 | 10471801 | Hill-Rom / Welch Allyn | H2 - Labor and Delivery Unit (L&D) | Akron | Akron City Campus | H Tower | 2nd Floor | 2010-12-09 | Low
No | 032715 | Thermometers, Electronic | Suretemp Plus 692 | 09290716 | Hill-Rom / Welch Allyn | H2 - Labor and Delivery Unit (L&D) | Akron | Akron City Campus | H Tower | 2nd Floor | 2009-08-06 | Low
No | 032939 | Thermometers, Electronic | Suretemp Plus 692 | 11040084 | Hill-Rom / Welch Allyn | H2 - Labor and Delivery Unit (L&D) | Akron | Akron City Campus | H Tower | 2nd Floor | 2011-02-25 | Low
No | 032945 | Thermometers, Electronic | Suretemp Plus 692 | 13431586 | Hill-Rom / Welch Allyn | H2 - Labor and Delivery Unit (L&D) | Akron | Akron City Campus | H Tower | 2nd Floor | 2014-07-24 | Low
No | 032946 | Thermometers, Electronic | Suretemp Plus 692 | 13431449 | Hill-Rom / Welch Allyn | H2 - Labor and Delivery Unit (L&D) | Akron | Akron City Campus | H Tower | 2nd Floor | 2014-07-24 | Low
No | 032947 | Thermometers, Electronic | Suretemp Plus 692 | 11480603 | Hill-Rom / Welch Allyn | H2 - Labor and Delivery Unit (L&D) | Akron | Akron City Campus | H Tower | 2nd Floor | 2012-01-04 | Low
No | 032953 | Thermometers, Electronic | Suretemp Plus 692 | 09051837 | Hill-Rom / Welch Allyn | H2 - Labor and Delivery Unit (L&D) | Akron | Akron City Campus | H Tower | 2nd Floor | 2009-07-07 | Low
No | 032965 | Thermometers, Electronic | Suretemp Plus 692 | 09481111 | Hill-Rom / Welch Allyn | H2 - Labor and Delivery Unit (L&D) | Akron | Akron City Campus | H Tower | 2nd Floor | 2010-01-18 | Low
No | 033062 | Thermometers, Electronic | Suretemp Plus 692 | 09471589 | Hill-Rom / Welch Allyn | H2 - Labor and Delivery Unit (L&D) | Akron | Akron City Campus | H Tower | 2nd Floor | 2013-04-29 | Low
No | 033078 | Thermometers, Electronic | Suretemp Plus 692 | 12371773 | Hill-Rom / Welch Allyn | Health Tech Mgmt | Akron | Akron City Campus | ACH Admin Building | Ground Floor | 2013-10-25 | Low
No | 034009 | Thermometers, Electronic | Suretemp Plus 692 | 12262367 | Hill-Rom / Welch Allyn | 4 East - Detox Unit | Akron | Akron City Campus | Akron City Hospital | 4th Floor | 2012-12-21 | Low
No | 034010 | Thermometers, Electronic | Suretemp Plus 692 | 13431438 | Hill-Rom / Welch Allyn | BHP 7 - Adult Subacute Psychiatric Unit | Akron | Akron City Campus | Juve Family BH Pavillion | 7th Floor | 2013-12-18 | Low
No | 034083 | Thermometers, Electronic | Suretemp Plus 692 | 14492100 | Hill-Rom / Welch Allyn | Wound Care Center | Akron | Akron City Campus | Wound Care Building | Ground Floor | 2015-01-20 | Low
No | 034767 | Thermometers, Electronic | Suretemp Plus 692 | 16022985 | Hill-Rom / Welch Allyn | T1 - CTV Intensive Care Unit (CTV-ICU) | Akron | Akron City Campus | Critical Care Tower | 1st Floor | 2016-07-06 | Low
No | 034768 | Thermometers, Electronic | Suretemp Plus 692 | 16031944 | Hill-Rom / Welch Allyn | T1 - CTV Intensive Care Unit (CTV-ICU) | Akron | Akron City Campus | Critical Care Tower | 1st Floor | 2016-07-06 | Low
No | 034769 | Thermometers, Electronic | Suretemp Plus 692 | 16140326 | Hill-Rom / Welch Allyn | T1 - CTV Intensive Care Unit (CTV-ICU) | Akron | Akron City Campus | Critical Care Tower | 1st Floor | 2016-07-06 | Low
No | 034770 | Thermometers, Electronic | Suretemp Plus 692 | 16150181 | Hill-Rom / Welch Allyn | T1 - CTV Intensive Care Unit (CTV-ICU) | Akron | Akron City Campus | Critical Care Tower | 1st Floor | 2016-07-06 | Low
No | 034771 | Thermometers, Electronic | Suretemp Plus 692 | 16161375 | Hill-Rom / Welch Allyn | T1 - CTV Intensive Care Unit (CTV-ICU) | Akron | Akron City Campus | Critical Care Tower | 1st Floor | 2016-07-06 | Low
No | 034772 | Thermometers, Electronic | Suretemp Plus 692 | 16172475 | Hill-Rom / Welch Allyn | T1 - CTV Intensive Care Unit (CTV-ICU) | Akron | Akron City Campus | Critical Care Tower | 1st Floor | 2016-07-06 | Low
No | 034773 | Thermometers, Electronic | Suretemp Plus 692 | 16172476 | Hill-Rom / Welch Allyn | T1 - CTV Intensive Care Unit (CTV-ICU) | Akron | Akron City Campus | Critical Care Tower | 1st Floor | 2016-07-06 | Low
No | 034774 | Thermometers, Electronic | Suretemp Plus 692 | 16172482 | Hill-Rom / Welch Allyn | T1 - CTV Intensive Care Unit (CTV-ICU) | Akron | Akron City Campus | Critical Care Tower | 1st Floor | 2016-07-06 | Low
No | 034775 | Thermometers, Electronic | Suretemp Plus 692 | 16172483 | Hill-Rom / Welch Allyn | T1 - CTV Intensive Care Unit (CTV-ICU) | Akron | Akron City Campus | Critical Care Tower | 1st Floor | 2016-07-06 | Low
No | 034776 | Thermometers, Electronic | Suretemp Plus 692 | 16172501 | Hill-Rom / Welch Allyn | T1 - CTV Intensive Care Unit (CTV-ICU) | Akron | Akron City Campus | Critical Care Tower | 1st Floor | 2016-07-06 | Low
No | 034777 | Thermometers, Electronic | Suretemp Plus 692 | 16172502 | Hill-Rom / Welch Allyn | T1 - CTV Intensive Care Unit (CTV-ICU) | Akron | Akron City Campus | Critical Care Tower | 1st Floor | 2016-07-06 | Low
No | 034778 | Thermometers, Electronic | Suretemp Plus 692 | 16172983 | Hill-Rom / Welch Allyn | T1 - CTV Intensive Care Unit (CTV-ICU) | Akron | Akron City Campus | Critical Care Tower | 1st Floor | 2016-07-06 | Low
No | 034789 | Thermometers, Electronic | Suretemp Plus 692 | 16241582 | Hill-Rom / Welch Allyn | T1 - CTV Intensive Care Unit (CTV-ICU) | Akron | Akron City Campus | Critical Care Tower | 1st Floor | 2016-07-25 | Low
No | 034790 | Thermometers, Electronic | Suretemp Plus 692 | 16250846 | Hill-Rom / Welch Allyn | T1 - CTV Intensive Care Unit (CTV-ICU) | Akron | Akron City Campus | Critical Care Tower | 1st Floor | 2016-07-25 | Low
No | 034791 | Thermometers, Electronic | Suretemp Plus 692 | 16251191 | Hill-Rom / Welch Allyn | T1 - CTV Intensive Care Unit (CTV-ICU) | Akron | Akron City Campus | Critical Care Tower | 1st Floor | 2016-07-25 | Low
No | 034792 | Thermometers, Electronic | Suretemp Plus 692 | 16251521 | Hill-Rom / Welch Allyn | T1 - CTV Intensive Care Unit (CTV-ICU) | Akron | Akron City Campus | Critical Care Tower | 1st Floor | 2016-07-25 | Low
No | 034793 | Thermometers, Electronic | Suretemp Plus 692 | 16251528 | Hill-Rom / Welch Allyn | T1 - CTV Intensive Care Unit (CTV-ICU) | Akron | Akron City Campus | Critical Care Tower | 1st Floor | 2016-07-25 | Low
No | 034794 | Thermometers, Electronic | Suretemp Plus 692 | 16251724 | Hill-Rom / Welch Allyn | T1 - CTV Intensive Care Unit (CTV-ICU) | Akron | Akron City Campus | Critical Care Tower | 1st Floor | 2016-07-25 | Low
No | 035264 | Thermometers, Electronic | Suretemp Plus 692 | 12420212 | Hill-Rom / Welch Allyn | 5 West - Cardiac Progressive Care Unit (PCU) | Akron | Akron City Campus | Akron City Hospital | 5th Floor | 2015-07-02 | Low
No | 035274 | Thermometers, Electronic | Suretemp Plus 692 | 15192869 | Hill-Rom / Welch Allyn | H2 - Labor and Delivery Unit (L&D) | Akron | Akron City Campus | H Tower | 2nd Floor | 2015-07-30 | Low
No | 035275 | Thermometers, Electronic | Suretemp Plus 692 | 15192872 | Hill-Rom / Welch Allyn | H2 - Labor and Delivery Unit (L&D) | Akron | Akron City Campus | H Tower | 2nd Floor | 2015-07-30 | Low
No | 035276 | Thermometers, Electronic | Suretemp Plus 692 | 15210204 | Hill-Rom / Welch Allyn | H2 - Labor and Delivery Unit (L&D) | Akron | Akron City Campus | H Tower | 2nd Floor | 2015-07-30 | Low
No | 035294 | Thermometers, Electronic | Suretemp Plus 692 | 15411389 | Hill-Rom / Welch Allyn | H2 - Labor and Delivery Unit (L&D) | Akron | Akron City Campus | H Tower | 2nd Floor | 2015-10-27 | Low
No | 035295 | Thermometers, Electronic | Suretemp Plus 692 | 15411380 | Hill-Rom / Welch Allyn | H2 - Labor and Delivery Unit (L&D) | Akron | Akron City Campus | H Tower | 2nd Floor | 2015-10-27 | Low
No | 035296 | Thermometers, Electronic | Suretemp Plus 692 | 15410958 | Hill-Rom / Welch Allyn | H2 - Perinatal Unit | Akron | Akron City Campus | H Tower | 2nd Floor | 2015-10-27 | Low
No | 035316 | Thermometers, Electronic | Suretemp Plus 692 | 15340716 | Hill-Rom / Welch Allyn | H6 - Surgical Progressive Care Unit (PCU) | Akron | Akron City Campus | H Tower | 6th Floor | 2016-03-16 | Low
No | 035423 | Thermometers, Electronic | Suretemp Plus 692 | 16031901 | Hill-Rom / Welch Allyn | T1 - CTV Intensive Care Unit (CTV-ICU) | Akron | Akron City Campus | Critical Care Tower | 1st Floor | 2016-04-11 | Low
No | 035424 | Thermometers, Electronic | Suretemp Plus 692 | 16090818 | Hill-Rom / Welch Allyn | T1 - CTV Intensive Care Unit (CTV-ICU) | Akron | Akron City Campus | Critical Care Tower | 1st Floor | 2016-04-11 | Low
No | 035472 | Thermometers, Electronic | Suretemp Plus 692 | 15381960 | Hill-Rom / Welch Allyn | 5 East - Observation Unit | Akron | Akron City Campus | Akron City Hospital | 5th Floor | 2017-02-16 | Low
No | 035473 | Thermometers, Electronic | Suretemp Plus 692 | 15193201 | Hill-Rom / Welch Allyn | 5 North - Acuity Adaptable Unit (AAU) | Akron | Akron City Campus | Akron City Hospital | 4th Floor | 2017-02-16 | Low
No | 035977 | Thermometers, Electronic | Suretemp Plus 692 | 15301377 | Hill-Rom / Welch Allyn | Center for Corp Health - NEOMED | Akron | Rootstown Campus | Rootstown Medical Center | Ground Floor | 2017-08-18 | Low
No | 036303 | Thermometers, Electronic | Suretemp Plus 692 | 15210557 | Hill-Rom / Welch Allyn | Ophthalmology | Akron | Akron City Campus | 75 Arch | 2nd Floor | 2016-10-19 | Low
No | 036304 | Thermometers, Electronic | Suretemp Plus 692 | 10081244 | Hill-Rom / Welch Allyn | Ophthalmology Chapel Hill | Akron | Chapel Hill Campus | Summa Health Chapel Hill | Ground Floor | 2016-10-21 | Low
No | 037464 | Thermometers, Electronic | Suretemp Plus 692 | 12290347 | Hill-Rom / Welch Allyn | Emergency Department (ED) - Wadsworth | Barberton | Wadsworth Campus | Wadsworth Emergency Bldg | Ground Floor | 2012-08-08 | Low
No | 037465 | Thermometers, Electronic | Suretemp Plus 692 | 12290340 | Hill-Rom / Welch Allyn | Emergency Department (ED) - Wadsworth | Barberton | Wadsworth Campus | Wadsworth Emergency Bldg | Ground Floor | 2012-08-08 | Low
No | 037466 | Thermometers, Electronic | Suretemp Plus 692 | 12281051 | Hill-Rom / Welch Allyn | Emergency Department (ED) - Wadsworth | Barberton | Wadsworth Campus | Wadsworth Emergency Bldg | Ground Floor | 2012-08-08 | Low
No | 037892 | Thermometers, Electronic | Suretemp Plus 692 | 07192747 | Hill-Rom / Welch Allyn | Family Practice Center - SB | Barberton | Barberton Campus | Summa Barberton Hospital | 1st Floor | 2018-10-10 | Low
No | 038368 | Thermometers, Electronic | Suretemp Plus 692 | 12246394 | Hill-Rom / Welch Allyn | H2 - Labor and Delivery Unit (L&D) | Akron | Akron City Campus | Akron City Hospital | 2nd Floor | 2014-06-04 | Low
No | 038369 | Thermometers, Electronic | Suretemp Plus 692 | 13242824 | Hill-Rom / Welch Allyn | H2 - Labor and Delivery Unit (L&D) | Akron | Akron City Campus | H Tower | 2nd Floor | 2014-06-04 | Low
No | 038370 | Thermometers, Electronic | Suretemp Plus 692 | 12411730 | Hill-Rom / Welch Allyn | H2 - Labor and Delivery Unit (L&D) | Akron | Akron City Campus | H Tower | 2nd Floor | 2014-06-04 | Low
No | 038456 | Thermometers, Electronic | Suretemp Plus 692 | 11351509 | Hill-Rom / Welch Allyn | H2 - Labor and Delivery Unit (L&D) | Akron | Akron City Campus | H Tower | 2nd Floor | 2017-03-15 | Low
No | 038458 | Thermometers, Electronic | Suretemp Plus 692 | 03421641 | Hill-Rom / Welch Allyn | H2 - Labor and Delivery Unit (L&D) | Akron | Akron City Campus | H Tower | 2nd Floor | 2010-05-10 | Low
No | 038460 | Thermometers, Electronic | Suretemp Plus 692 | 12411739 | Hill-Rom / Welch Allyn | H2 - Labor and Delivery Unit (L&D) | Akron | Akron City Campus | H Tower | 2nd Floor | 2010-05-10 | Low
No | 038462 | Thermometers, Electronic | Suretemp Plus 692 | 11390745 | Hill-Rom / Welch Allyn | H2 - Labor and Delivery Unit (L&D) | Akron | Akron City Campus | H Tower | 2nd Floor | 2014-06-04 | Low
No | 038748 | Thermometers, Electronic | Suretemp Plus 692 | 12420537 | Hill-Rom / Welch Allyn | 2 East - Cardiac Progressive Care Unit (PCU) - SB | Barberton | Barberton Campus | Summa Barberton Hospital | 2nd Floor | 2012-10-03 | Low
No | 038763 | Thermometers, Electronic | Suretemp Plus 692 | 13330444 | Hill-Rom / Welch Allyn | 4 South - Medical/Surgical Unit (MSU) - SB | Barberton | Barberton Campus | Summa Barberton Hospital | 4th Floor | 2020-09-21 | Low
No | 039036 | Thermometers, Electronic | Suretemp Plus 692 | 12270277 | Hill-Rom / Welch Allyn | 1 West - Joint Center of Excellence (COE) | Barberton | Barberton Campus | Summa Barberton Hospital | 1st Floor | 2012-09-19 | Low
No | 039338 | Thermometers, Electronic | Suretemp Plus 692 | 13431521 | Hill-Rom / Welch Allyn | Sameday Surgery Center - SW | Barberton | Wadsworth Campus | Wadsworth-Rittman Medical Center | 1st Floor | 2014-10-23 | Low
No | 039434 | Thermometers, Electronic | Suretemp Plus 692 | 12161795 | Hill-Rom / Welch Allyn | 4 South - Medical/Surgical Unit (MSU) - SB | Barberton | Barberton Campus | Summa Barberton Hospital | 4th Floor | 2012-10-03 | Low
No | 039466 | Thermometers, Electronic | Suretemp Plus 692 | Unknown | Hill-Rom / Welch Allyn | Neurology Outpatient - SB | Barberton | Barberton Campus | Tuscora Park Pavilion | 1st Floor | 2021-07-23 | Low
No | 039469 | Thermometers, Electronic | Suretemp Plus 692 | Unknown | Hill-Rom / Welch Allyn | Neurology Outpatient - SB | Barberton | Barberton Campus | Tuscora Park Pavilion | 1st Floor | 2021-07-23 | Low
No | 039472 | Thermometers, Electronic | Suretemp Plus 692 | Unknown | Hill-Rom / Welch Allyn | Neurology Outpatient - SB | Barberton | Barberton Campus | Tuscora Park Pavilion | 1st Floor | 2021-07-23 | Low
No | 039497 | Thermometers, Electronic | Suretemp Plus 692 | (21)21420248 | Hill-Rom / Welch Allyn | 2 East - Cardiac Progressive Care Unit (PCU) - SB | Barberton | Barberton Campus | Summa Barberton Hospital | 2nd Floor | 2021-12-15 | Low
No | 039502 | Thermometers, Electronic | Suretemp Plus 692 | Unknown | Hill-Rom / Welch Allyn | Neurology Outpatient - SB | Barberton | Barberton Campus | Tuscora Park Pavilion | 1st Floor | 2021-07-23 | Low
No | 039505 | Thermometers, Electronic | Suretemp Plus 692 | Unknown | Hill-Rom / Welch Allyn | Neurology Outpatient - SB | Barberton | Barberton Campus | Tuscora Park Pavilion | 1st Floor | 2021-07-23 | Low
No | 039508 | Thermometers, Electronic | Suretemp Plus 692 | Unknown | Hill-Rom / Welch Allyn | Neurology Outpatient - SB | Barberton | Barberton Campus | Tuscora Park Pavilion | 1st Floor | 2021-07-23 | Low
No | 039511 | Thermometers, Electronic | Suretemp Plus 692 | Unknown | Hill-Rom / Welch Allyn | Neurology Outpatient - SB | Barberton | Barberton Campus | Tuscora Park Pavilion | 1st Floor | 2021-07-23 | Low
No | 039559 | Thermometers, Electronic | Suretemp Plus 692 | 12270268 | Hill-Rom / Welch Allyn | Intensive Care Unit (ICU) - SB | Barberton | Barberton Campus | Summa Barberton Hospital | 2nd Floor | 2012-09-19 | Low
No | 039568 | Thermometers, Electronic | Suretemp Plus 692 | 08220877 | Hill-Rom / Welch Allyn | 1 East - Medical/Surgical Unit (MSU) - SB | Barberton | Barberton Campus | Summa Barberton Hospital | 1st Floor | 2010-10-25 | Low
No | 039741 | Thermometers, Electronic | Suretemp Plus 692 | 214755907 | Hill-Rom / Welch Allyn | Emergency Department (ED) - Green | Barberton | Green Campus | Green Medical Center | Ground Floor | 2022-06-27 | Low
No | 039742 | Thermometers, Electronic | Suretemp Plus 692 | 21475892 | Hill-Rom / Welch Allyn | Emergency Department (ED) - Green | Barberton | Green Campus | Green Medical Center | Ground Floor | 2022-06-27 | Low
No | 039931 | Thermometers, Electronic | Suretemp Plus 692 | 22286798 | Hill-Rom / Welch Allyn | Internal Medicine - Barberton | Barberton | Barberton Campus | Summa Barberton Hospital | 1st Floor | 2022-10-27 | Low
No | 039934 | Thermometers, Electronic | Suretemp Plus 692 | 22286804 | Hill-Rom / Welch Allyn | Internal Medicine - Barberton | Barberton | Barberton Campus | Summa Barberton Hospital | 1st Floor | 2022-10-27 | Low
No | 039937 | Thermometers, Electronic | Suretemp Plus 692 | 22286732 | Hill-Rom / Welch Allyn | Internal Medicine - Barberton | Barberton | Barberton Campus | Summa Barberton Hospital | 1st Floor | 2022-10-27 | Low
No | 039940 | Thermometers, Electronic | Suretemp Plus 692 | 22286791 | Hill-Rom / Welch Allyn | Internal Medicine - Barberton | Barberton | Barberton Campus | Summa Barberton Hospital | 1st Floor | 2022-10-27 | Low
No | 039943 | Thermometers, Electronic | Suretemp Plus 692 | 22286764 | Hill-Rom / Welch Allyn | Internal Medicine - Barberton | Barberton | Barberton Campus | Summa Barberton Hospital | 1st Floor | 2022-10-27 | Low
No | 039946 | Thermometers, Electronic | Suretemp Plus 692 | 22286772 | Hill-Rom / Welch Allyn | Internal Medicine - Barberton | Barberton | Barberton Campus | Summa Barberton Hospital | 1st Floor | 2022-10-27 | Low
No | 039949 | Thermometers, Electronic | Suretemp Plus 692 | 22286745 | Hill-Rom / Welch Allyn | Internal Medicine - Barberton | Barberton | Barberton Campus | Summa Barberton Hospital | 1st Floor | 2022-10-27 | Low
No | 039952 | Thermometers, Electronic | Suretemp Plus 692 | 22286765 | Hill-Rom / Welch Allyn | Internal Medicine - Barberton | Barberton | Barberton Campus | Summa Barberton Hospital | 1st Floor | 2022-10-27 | Low
No | 039955 | Thermometers, Electronic | Suretemp Plus 692 | 22286792 | Hill-Rom / Welch Allyn | Internal Medicine - Barberton | Barberton | Barberton Campus | Summa Barberton Hospital | 1st Floor | 2022-10-27 | Low
No | 039958 | Thermometers, Electronic | Suretemp Plus 692 | 22247022 | Hill-Rom / Welch Allyn | Internal Medicine - Barberton | Barberton | Barberton Campus | Summa Barberton Hospital | 1st Floor | 2022-10-27 | Low
No | 039961 | Thermometers, Electronic | Suretemp Plus 692 | 22246980 | Hill-Rom / Welch Allyn | Internal Medicine - Barberton | Barberton | Barberton Campus | Summa Barberton Hospital | 1st Floor | 2022-10-27 | Low
No | 039964 | Thermometers, Electronic | Suretemp Plus 692 | 22286770 | Hill-Rom / Welch Allyn | Internal Medicine - Barberton | Barberton | Barberton Campus | Summa Barberton Hospital | 1st Floor | 2022-10-27 | Low
No | 039967 | Thermometers, Electronic | Suretemp Plus 692 | 22286805 | Hill-Rom / Welch Allyn | Internal Medicine - Barberton | Barberton | Barberton Campus | Summa Barberton Hospital | 1st Floor | 2022-10-27 | Low
No | 043538 | Thermometers, Electronic | Suretemp Plus 692 | Unknown | Hill-Rom / Welch Allyn | NEOCS Cardiology - Rootstown | Akron | Rootstown Campus | Rootstown Medical Center | Ground Floor | 2021-09-30 | Low
No | 043541 | Thermometers, Electronic | Suretemp Plus 692 | Unknown | Hill-Rom / Welch Allyn | NEOCS Cardiology - Rootstown | Akron | Rootstown Campus | Rootstown Medical Center | Ground Floor | 2021-09-24 | Low
No | 043543 | Thermometers, Electronic | Suretemp Plus 692 | 20486830 | Hill-Rom / Welch Allyn | NEOCS Cardiology - Rootstown | Akron | Rootstown Campus | Rootstown Medical Center | Ground Floor | 2021-09-24 | Low
No | 043548 | Thermometers, Electronic | Suretemp Plus 692 | Unknown | Hill-Rom / Welch Allyn | NEOCS Cardiology - Rootstown | Akron | Rootstown Campus | Rootstown Medical Center | Ground Floor | 2021-09-24 | Low
No | 043564 | Thermometers, Electronic | Suretemp Plus 692 | 20418910 | Hill-Rom / Welch Allyn | NEOCS Cardiology - Rootstown | Akron | Rootstown Campus | Rootstown Medical Center | Ground Floor | 2023-04-12 16:29 | Low
No | 043567 | Thermometers, Electronic | Suretemp Plus 692 | Unknown | Hill-Rom / Welch Allyn | NEOCS Cardiology - Rootstown | Akron | Rootstown Campus | Rootstown Medical Center | Ground Floor | 2021-09-24 | Low
No | 043571 | Thermometers, Electronic | Suretemp Plus 692 | Unknown | Hill-Rom / Welch Allyn | NEOCS Cardiology - Rootstown | Akron | Rootstown Campus | Rootstown Medical Center | Ground Floor | 2021-09-24 | Low
No | 043574 | Thermometers, Electronic | Suretemp Plus 692 | Unknown | Hill-Rom / Welch Allyn | NEOCS Cardiology - Rootstown | Akron | Rootstown Campus | Rootstown Medical Center | Ground Floor | 2021-09-24 | Low
No | 050000 | Thermometers, Electronic | Suretemp Plus 692 | 16142971 | Hill-Rom / Welch Allyn | 1 Central - CV Progressive Care Unit (PCU) | Akron | Akron City Campus | Akron City Hospital | 1st Floor | 2016-11-29 | Low
No | 050001 | Thermometers, Electronic | Suretemp Plus 692 | Unknown | Hill-Rom / Welch Allyn | 1 Central - CV Progressive Care Unit (PCU) | Akron | Akron City Campus | Akron City Hospital | 1st Floor | 2016-11-29 | Low
No | 050002 | Thermometers, Electronic | Suretemp Plus 692 | 16150168 | Hill-Rom / Welch Allyn | 1 Central - CV Progressive Care Unit (PCU) | Akron | Akron City Campus | Akron City Hospital | 1st Floor | 2016-11-29 | Low
No | 050003 | Thermometers, Electronic | Suretemp Plus 692 | 16211303 | Hill-Rom / Welch Allyn | 1 Central - CV Progressive Care Unit (PCU) | Akron | Akron City Campus | Akron City Hospital | 1st Floor | 2016-11-29 | Low
No | 050004 | Thermometers, Electronic | Suretemp Plus 692 | 16212616 | Hill-Rom / Welch Allyn | 1 Central - CV Progressive Care Unit (PCU) | Akron | Akron City Campus | Akron City Hospital | 1st Floor | 2016-11-29 | Low
No | 050005 | Thermometers, Electronic | Suretemp Plus 692 | 16221717 | Hill-Rom / Welch Allyn | 1 Central - CV Progressive Care Unit (PCU) | Akron | Akron City Campus | Akron City Hospital | 1st Floor | 2016-11-29 | Low
No | 050006 | Thermometers, Electronic | Suretemp Plus 692 | 16212613 | Hill-Rom / Welch Allyn | 1 Central - CV Progressive Care Unit (PCU) | Akron | Akron City Campus | Akron City Hospital | 1st Floor | 2016-11-29 | Low
No | 050007 | Thermometers, Electronic | Suretemp Plus 692 | 1621 | Hill-Rom / Welch Allyn | 1 Central - CV Progressive Care Unit (PCU) | Akron | Akron City Campus | Akron City Hospital | 1st Floor | 2016-11-29 | Low
No | 050008 | Thermometers, Electronic | Suretemp Plus 692 | 16221740 | Hill-Rom / Welch Allyn | 1 Central - CV Progressive Care Unit (PCU) | Akron | Akron City Campus | Akron City Hospital | 1st Floor | 2016-11-29 | Low
No | 050009 | Thermometers, Electronic | Suretemp Plus 692 | 16223310 | Hill-Rom / Welch Allyn | 1 Central - CV Progressive Care Unit (PCU) | Akron | Akron City Campus | Akron City Hospital | 1st Floor | 2016-11-29 | Low
No | 050010 | Thermometers, Electronic | Suretemp Plus 692 | 16221715 | Hill-Rom / Welch Allyn | 1 Central - CV Progressive Care Unit (PCU) | Akron | Akron City Campus | Akron City Hospital | 1st Floor | 2016-11-29 | Low
No | 050011 | Thermometers, Electronic | Suretemp Plus 692 | Unknown | Hill-Rom / Welch Allyn | 1 Central - CV Progressive Care Unit (PCU) | Akron | Akron City Campus | Akron City Hospital | 1st Floor | 2016-11-29 | Low
No | 050012 | Thermometers, Electronic | Suretemp Plus 692 | 16212545 | Hill-Rom / Welch Allyn | Employee Health Center | Akron | Akron City Campus | Akron City Hospital | Basement | 2016-11-29 | Low
No | 050013 | Thermometers, Electronic | Suretemp Plus 692 | 16221731 | Hill-Rom / Welch Allyn | 1 Central - CV Progressive Care Unit (PCU) | Akron | Akron City Campus | Akron City Hospital | 1st Floor | 2016-11-29 | Low
No | 050014 | Thermometers, Electronic | Suretemp Plus 692 | 16223340 | Hill-Rom / Welch Allyn | 1 Central - CV Progressive Care Unit (PCU) | Akron | Akron City Campus | Akron City Hospital | 1st Floor | 2016-11-29 | Low
No | 050015 | Thermometers, Electronic | Suretemp Plus 692 | 16172489 | Hill-Rom / Welch Allyn | 1 Central - CV Progressive Care Unit (PCU) | Akron | Akron City Campus | Akron City Hospital | 1st Floor | 2016-11-29 | Low
No | 050016 | Thermometers, Electronic | Suretemp Plus 692 | 16250854 | Hill-Rom / Welch Allyn | H4 - Mother/Baby Unit | Akron | Akron City Campus | H Tower | 4th Floor | 2016-08-01 | Low
No | 050017 | Thermometers, Electronic | Suretemp Plus 692 | 16251365 | Hill-Rom / Welch Allyn | Maternal Fetal Medicine | Akron | Akron City Campus | 75 Arch | 1st Floor | 2016-07-28 | Low
No | 050102 | Thermometers, Electronic | Suretemp Plus 692 | 12163465 | Hill-Rom / Welch Allyn | H4 - Mother/Baby Unit | Akron | Akron City Campus | H Tower | 4th Floor | 2012-05-29 | Low
No | 050135 | Thermometers, Electronic | Suretemp Plus 692 | (21) 19205403 | Hill-Rom / Welch Allyn | Endoscopy | Akron | Akron City Campus | Akron City Hospital | Ground Floor | 2020-06-05 | Low
No | 050136 | Thermometers, Electronic | Suretemp Plus 692 | 16332383 | Hill-Rom / Welch Allyn | H2 - Labor and Delivery Unit (L&D) | Akron | Akron City Campus | H Tower | 2nd Floor | 2018-03-26 | Low
No | 050137 | Thermometers, Electronic | Suretemp Plus 692 | 16331203 | Hill-Rom / Welch Allyn | H2 - Labor and Delivery Unit (L&D) | Akron | Akron City Campus | H Tower | 2nd Floor | 2020-03-10 | Low
No | 050138 | Thermometers, Electronic | Suretemp Plus 692 | 16331133 | Hill-Rom / Welch Allyn | H2 - Labor and Delivery Unit (L&D) | Akron | Akron City Campus | H Tower | 2nd Floor | 2020-06-09 | Low
No | 050139 | Thermometers, Electronic | Suretemp Plus 692 | 16438254 | Hill-Rom / Welch Allyn | H2 - Perinatal Unit | Akron | Akron City Campus | H Tower | 2nd Floor | 2020-09-10 | Low
No | 050140 | Thermometers, Electronic | Suretemp Plus 692 | 16211954 | Hill-Rom / Welch Allyn | H2 - Labor and Delivery Unit (L&D) | Akron | Akron City Campus | H Tower | 2nd Floor | 2020-06-10 | Low
No | 050141 | Thermometers, Electronic | Suretemp Plus 692 | 16438269 | Hill-Rom / Welch Allyn | H2 - Labor and Delivery Unit (L&D) | Akron | Akron City Campus | H Tower | 2nd Floor | 2017-11-08 | Low
No | 050144 | Thermometers, Electronic | Suretemp Plus 692 | 16331202 | Hill-Rom / Welch Allyn | H4 - Mother/Baby Unit | Akron | Akron City Campus | H Tower | 4th Floor | 2018-01-09 | Low
No | 050145 | Thermometers, Electronic | Suretemp Plus 692 | 16438245 | Hill-Rom / Welch Allyn | H2 - Perinatal Unit | Akron | Akron City Campus | H Tower | 2nd Floor | 2020-07-23 | Low
No | 050166 | Thermometers, Electronic | Suretemp Plus 692 | 08451361 | Hill-Rom / Welch Allyn | H2 - Labor and Delivery Unit (L&D) | Akron | Akron City Campus | H Tower | 2nd Floor | 2008-12-04 | Low
No | 050180 | Thermometers, Electronic | Suretemp Plus 692 | 132413334 | Hill-Rom / Welch Allyn | Employee Health Center | Akron | Akron City Campus | Akron City Hospital | Basement | 2013-09-11 | Low
No | 050192 | Thermometers, Electronic | Suretemp Plus 692 | 16061695 | Hill-Rom / Welch Allyn | Emergency Department (ED) - ACH | Akron | Akron City Campus | Akron City Hospital | Ground Floor | 2018-02-28 | Low
No | 050195 | Thermometers, Electronic | Suretemp Plus 692 | 16161552 | Hill-Rom / Welch Allyn | H4 - Mother/Baby Unit | Akron | Akron City Campus | H Tower | 4th Floor | 2022-07-27 | Low
No | 050198 | Thermometers, Electronic | Suretemp Plus 692 | 15391492 | Hill-Rom / Welch Allyn | Emergency Department (ED) - ACH | Akron | Akron City Campus | Akron City Hospital | Ground Floor | 2017-04-17 | Low
No | 050202 | Thermometers, Electronic | Suretemp Plus 692 | 12182582 | Hill-Rom / Welch Allyn | H4 - Mother/Baby Unit | Akron | Akron City Campus | H Tower | 4th Floor | 2012-05-29 | Low
No | 050213 | Thermometers, Electronic | Suretemp Plus 692 | 17438004 | Hill-Rom / Welch Allyn | H2 - Labor and Delivery Unit (L&D) | Akron | Akron City Campus | H Tower | 2nd Floor | 2020-05-11 | Low
No | 050218 | Thermometers, Electronic | Suretemp Plus 692 | 15381959 | Hill-Rom / Welch Allyn | Clinical Decision Unit (CDU) - ACH | Akron | Akron City Campus | H Tower | Ground Floor | 2020-06-03 | Low
No | 050769 | Thermometers, Electronic | Suretemp Plus 692 | 15291377 | Hill-Rom / Welch Allyn | 4 West - CPI Progressive Care Unit (CPI-PCU) | Akron | Akron City Campus | Akron City Hospital | 4th Floor | 2017-04-26 | Low
No | 050849 | Thermometers, Electronic | Suretemp Plus 692 | 09493664 | Hill-Rom / Welch Allyn | H2 - Labor and Delivery Unit (L&D) | Akron | Akron City Campus | H Tower | 2nd Floor | 2010-01-18 | Low
No | 050850 | Thermometers, Electronic | Suretemp Plus 692 | 10472095 | Hill-Rom / Welch Allyn | H4 - Mother/Baby Unit | Akron | Akron City Campus | H Tower | 4th Floor | 2010-12-13 | Low
No | 050851 | Thermometers, Electronic | Suretemp Plus 692 | 09493812 | Hill-Rom / Welch Allyn | H2 - Labor and Delivery Unit (L&D) | Akron | Akron City Campus | H Tower | 2nd Floor | 2010-01-18 | Low
No | 050859 | Thermometers, Electronic | Suretemp Plus 692 | 09290460 | Hill-Rom / Welch Allyn | H4 - Mother/Baby Unit | Akron | Akron City Campus | H Tower | 4th Floor | 2009-08-06 | Low
No | 050861 | Thermometers, Electronic | Suretemp Plus 692 | 09062435 | Hill-Rom / Welch Allyn | H2 - Labor and Delivery Unit (L&D) | Akron | Akron City Campus | H Tower | 2nd Floor | 2009-03-20 | Low
No | 050869 | Thermometers, Electronic | Suretemp Plus 692 | 13431584 | Hill-Rom / Welch Allyn | H2 - Labor and Delivery Unit (L&D) | Akron | Akron City Campus | H Tower | 2nd Floor | 2014-07-24 | Low
No | 050884 | Thermometers, Electronic | Suretemp Plus 692 | 12182584 | Hill-Rom / Welch Allyn | H4 - Mother/Baby Unit | Akron | Akron City Campus | H Tower | 4th Floor | 2012-05-29 | Low
No | 051593 | Thermometers, Electronic | Suretemp Plus 692 | 15250893 | Hill-Rom / Welch Allyn | 5 North - Acuity Adaptable Unit (AAU) | Akron | Akron City Campus | Akron City Hospital | 4th Floor | 2017-02-07 | Low
No | 051596 | Thermometers, Electronic | Suretemp Plus 692 | 16135235 | Hill-Rom / Welch Allyn | 3 West - Trauma/Neuro Progressive Care Unit (PCU) | Akron | Akron City Campus | Akron City Hospital | 3rd Floor | 2017-04-05 | Low
No | 051598 | Thermometers, Electronic | Suretemp Plus 692 | 15381643 | Hill-Rom / Welch Allyn | 5 East - Observation Unit | Akron | Akron City Campus | Akron City Hospital | 5th Floor | 2017-03-23 | Low
No | 052008 | Thermometers, Electronic | Suretemp Plus 692 | 17373330 | Hill-Rom / Welch Allyn | Emergency Department (ED) - Green | Barberton | Green Campus | Green Medical Center | Ground Floor | 2017-11-13 | Low
No | 052009 | Thermometers, Electronic | Suretemp Plus 692 | 17374381 | Hill-Rom / Welch Allyn | Emergency Department (ED) - Green | Barberton | Green Campus | Green Medical Center | Ground Floor | 2017-11-13 | Low
No | 052305 | Thermometers, Electronic | Suretemp Plus 692 | 16135237 | Hill-Rom / Welch Allyn | 3 West - Trauma/Neuro Progressive Care Unit (PCU) | Akron | Akron City Campus | Akron City Hospital | 3rd Floor | 2017-01-13 | Low
No | 053177 | Thermometers, Electronic | Suretemp Plus 692 | 16135220 | Hill-Rom / Welch Allyn | 5 West - Cardiac Progressive Care Unit (PCU) | Akron | Akron City Campus | Akron City Hospital | 5th Floor | 2017-10-25 | Low
No | 054342 | Thermometers, Electronic | Suretemp Plus 692 | 16521859 | Hill-Rom / Welch Allyn | 3 West - Trauma/Neuro Progressive Care Unit (PCU) | Akron | Akron City Campus | Akron City Hospital | 3rd Floor | 2017-04-11 | Low
No | 054346 | Thermometers, Electronic | Suretemp Plus 692 | 17136810 | Hill-Rom / Welch Allyn | 1 Central - CV Progressive Care Unit (PCU) | Akron | Akron City Campus | Akron City Hospital | 1st Floor | 2017-04-14 | Low
No | 054347 | Thermometers, Electronic | Suretemp Plus 692 | 17126685 | Hill-Rom / Welch Allyn | 5 North - Acuity Adaptable Unit (AAU) | Akron | Akron City Campus | Akron City Hospital | 4th Floor | 2017-04-14 | Low
No | 054436 | Thermometers, Electronic | Suretemp Plus 692 | 16478066 | Hill-Rom / Welch Allyn | Bariatric Care - ACH | Akron | Akron City Campus | 95 Arch | 2nd Floor | 2017-11-27 | Low
No | 054523 | Thermometers, Electronic | Suretemp Plus 692 | 12161806 | Hill-Rom / Welch Allyn | H4 - Mother/Baby Unit | Akron | Akron City Campus | H Tower | 4th Floor | 2012-05-29 | Low
No | 054898 | Thermometers, Electronic | Suretemp Plus 692 | 15381632 | Hill-Rom / Welch Allyn | 5 East - Observation Unit | Akron | Akron City Campus | Akron City Hospital | 5th Floor | 2018-10-25 | Low
No | 054903 | Thermometers, Electronic | Suretemp Plus 692 | 15193200 | Hill-Rom / Welch Allyn | 5 East - Observation Unit | Akron | Akron City Campus | Akron City Hospital | 5th Floor | 2018-10-29 | Low
No | 055591 | Thermometers, Electronic | Suretemp Plus 692 | 18378193 | Hill-Rom / Welch Allyn | 7 West - Respiratory Unit | Akron | Akron City Campus | Akron City Hospital | 7th Floor | 2018-10-19 | Low
No | 055592 | Thermometers, Electronic | Suretemp Plus 692 | 18378189 | Hill-Rom / Welch Allyn | 7 West - Respiratory Unit | Akron | Akron City Campus | Akron City Hospital | 7th Floor | 2018-10-19 | Low
No | 056302 | Thermometers, Electronic | Suretemp Plus 692 | 18350350 | Hill-Rom / Welch Allyn | H4 - Mother/Baby Unit | Akron | Akron City Campus | H Tower | 4th Floor | 2019-06-17 | Low
No | 056306 | Thermometers, Electronic | Suretemp Plus 692 | 172122353 | Hill-Rom / Welch Allyn | H4 - Mother/Baby Unit | Akron | Akron City Campus | H Tower | 4th Floor | 2019-06-17 | Low
No | 056310 | Thermometers, Electronic | Suretemp Plus 692 | 17212226 | Hill-Rom / Welch Allyn | H4 - Mother/Baby Unit | Akron | Akron City Campus | H Tower | 4th Floor | 2019-06-17 | Low
No | 056315 | Thermometers, Electronic | Suretemp Plus 692 | 18350360 | Hill-Rom / Welch Allyn | H4 - Mother/Baby Unit | Akron | Akron City Campus | H Tower | 4th Floor | 2019-06-17 | Low
No | 056318 | Thermometers, Electronic | Suretemp Plus 692 | 17232468 | Hill-Rom / Welch Allyn | H4 - Mother/Baby Unit | Akron | Akron City Campus | H Tower | 4th Floor | 2019-06-17 | Low
No | 056323 | Thermometers, Electronic | Suretemp Plus 692 | 17212469 | Hill-Rom / Welch Allyn | H4 - Mother/Baby Unit | Akron | Akron City Campus | H Tower | 4th Floor | 2019-06-17 | Low
No | 056450 | Thermometers, Electronic | Suretemp Plus 692 | (21)19247824 | Hill-Rom / Welch Allyn | Internal Medicine Chapel Hill | Akron | Chapel Hill Campus | Summa Health Chapel Hill | Ground Floor | 2019-11-07 | Low
No | 056516 | Thermometers, Electronic | Suretemp Plus 692 | (21)18491288 | Hill-Rom / Welch Allyn | Green Urgent Care | Barberton | Green Campus | Green Urgent Care | Ground Floor | 2019-04-25 | Low
No | 056519 | Thermometers, Electronic | Suretemp Plus 692 | (21)18491059 | Hill-Rom / Welch Allyn | Green Urgent Care | Barberton | Green Campus | Green Urgent Care | Ground Floor | 2019-04-25 | Low
No | 056522 | Thermometers, Electronic | Suretemp Plus 692 | (21)18491040 | Hill-Rom / Welch Allyn | Green Urgent Care | Barberton | Green Campus | Green Urgent Care | Ground Floor | 2019-04-25 | Low
No | 056525 | Thermometers, Electronic | Suretemp Plus 692 | (21)18490883 | Hill-Rom / Welch Allyn | Green Urgent Care | Barberton | Green Campus | Green Urgent Care | Ground Floor | 2019-04-25 | Low
No | 056528 | Thermometers, Electronic | Suretemp Plus 692 | (21)18491042 | Hill-Rom / Welch Allyn | Green Urgent Care | Barberton | Green Campus | Green Urgent Care | Ground Floor | 2019-04-25 | Low
No | 056531 | Thermometers, Electronic | Suretemp Plus 692 | (21)18490891 | Hill-Rom / Welch Allyn | Green Urgent Care | Barberton | Green Campus | Green Urgent Care | Ground Floor | 2019-04-25 | Low
No | 056694 | Thermometers, Electronic | Suretemp Plus 692 | 21 19144954 | Hill-Rom / Welch Allyn | 3 West - Trauma/Neuro Progressive Care Unit (PCU) | Akron | Akron City Campus | Akron City Hospital | 3rd Floor | 2019-05-06 | Low
No | 056695 | Thermometers, Electronic | Suretemp Plus 692 | 21 19144965 | Hill-Rom / Welch Allyn | 3 West - Trauma/Neuro Progressive Care Unit (PCU) | Akron | Akron City Campus | Akron City Hospital | 3rd Floor | 2019-05-06 | Low
No | 056732 | Thermometers, Electronic | Suretemp Plus 692 | 21-17438793 | Hill-Rom / Welch Allyn | Internal Medicine - ACH | Akron | Akron City Campus | 75 Arch | 4th Floor | 2019-04-04 | Low
No | 056760 | Thermometers, Electronic | Suretemp Plus 692 | 183504802 | Hill-Rom / Welch Allyn | H4 - Mother/Baby Unit | Akron | Akron City Campus | H Tower | 4th Floor | 2019-06-17 | Low
No | 056765 | Thermometers, Electronic | Suretemp Plus 692 | 17212482 | Hill-Rom / Welch Allyn | H4 - Mother/Baby Unit | Akron | Akron City Campus | H Tower | 4th Floor | 2019-06-17 | Low
No | 056768 | Thermometers, Electronic | Suretemp Plus 692 | 17212458 | Hill-Rom / Welch Allyn | H4 - Mother/Baby Unit | Akron | Akron City Campus | H Tower | 4th Floor | 2019-06-17 | Low
No | 057101 | Thermometers, Electronic | Suretemp Plus 692 | 18350375 | Hill-Rom / Welch Allyn | H4 - Mother/Baby Unit | Akron | Akron City Campus | H Tower | 4th Floor | 2019-06-17 | Low
No | 057104 | Thermometers, Electronic | Suretemp Plus 692 | 18350845 | Hill-Rom / Welch Allyn | H4 - Mother/Baby Unit | Akron | Akron City Campus | H Tower | 4th Floor | 2019-06-17 | Low
No | 057109 | Thermometers, Electronic | Suretemp Plus 692 | 17212284 | Hill-Rom / Welch Allyn | H4 - Mother/Baby Unit | Akron | Akron City Campus | H Tower | 4th Floor | 2019-06-17 | Low
No | 057116 | Thermometers, Electronic | Suretemp Plus 692 | 18350844 | Hill-Rom / Welch Allyn | H4 - Mother/Baby Unit | Akron | Akron City Campus | H Tower | 4th Floor | 2019-06-17 | Low
No | 057119 | Thermometers, Electronic | Suretemp Plus 692 | 18350343 | Hill-Rom / Welch Allyn | H4 - Mother/Baby Unit | Akron | Akron City Campus | H Tower | 4th Floor | 2019-06-17 | Low
No | 057124 | Thermometers, Electronic | Suretemp Plus 692 | 18350495 | Hill-Rom / Welch Allyn | H4 - Mother/Baby Unit | Akron | Akron City Campus | H Tower | 4th Floor | 2019-06-17 | Low
No | 057200 | Thermometers, Electronic | Suretemp Plus 692 | 13291999 | Hill-Rom / Welch Allyn | H4 - Mother/Baby Unit | Akron | Akron City Campus | H Tower | 4th Floor | 2013-09-09 | Low
No | 057579 | Thermometers, Electronic | Suretemp Plus 692 | 11480595 | Hill-Rom / Welch Allyn | H2 - Labor and Delivery Unit (L&D) | Akron | Akron City Campus | H Tower | 2nd Floor | 2012-01-04 | Low
No | 058110 | Thermometers, Electronic | Suretemp Plus 692 | 1914886 | Hill-Rom / Welch Allyn | Tallmadge Family Medicine | Akron | Tallmadge Campus | Tallmadge Medical Center | 2nd Floor | 2019-10-15 | Low
No | 058481 | Thermometers, Electronic | Suretemp Plus 692 | (21)19246553 | Hill-Rom / Welch Allyn | Internal Medicine Chapel Hill | Akron | Chapel Hill Campus | Summa Health Chapel Hill | Ground Floor | 2019-11-07 | Low
No | 058604 | Thermometers, Electronic | Suretemp Plus 692 | 19246824 | Hill-Rom / Welch Allyn | H5 - Medical/Surgical Unit (MSU) | Akron | Akron City Campus | H Tower | 5th Floor | 2019-05-24 | Low
No | 058725 | Thermometers, Electronic | Suretemp Plus 692 | 12411733 | Hill-Rom / Welch Allyn | Maternal Fetal Medicine | Akron | Akron City Campus | 75 Arch | 1st Floor | 2013-11-21 | Low
No | 058957 | Thermometers, Electronic | Suretemp Plus 692 | (21)19147011 | Hill-Rom / Welch Allyn | Tallmadge Family Medicine | Akron | Tallmadge Campus | Tallmadge Medical Center | 2nd Floor | 2020-09-17 | Low
No | 058961 | Thermometers, Electronic | Suretemp Plus 692 | (21)19146676 | Hill-Rom / Welch Allyn | Tallmadge Family Medicine | Akron | Tallmadge Campus | Tallmadge Medical Center | 2nd Floor | 2020-09-17 | Low
No | 058964 | Thermometers, Electronic | Suretemp Plus 692 | (21)19146988 | Hill-Rom / Welch Allyn | Tallmadge Family Medicine | Akron | Tallmadge Campus | Tallmadge Medical Center | 2nd Floor | 2020-09-17 | Low
No | 058967 | Thermometers, Electronic | Suretemp Plus 692 | (21)18493932 | Hill-Rom / Welch Allyn | Tallmadge Family Medicine | Akron | Tallmadge Campus | Tallmadge Medical Center | 2nd Floor | 2020-09-23 | Low
No | 058970 | Thermometers, Electronic | Suretemp Plus 692 | (21)18493941 | Hill-Rom / Welch Allyn | Tallmadge Family Medicine | Akron | Tallmadge Campus | Tallmadge Medical Center | 2nd Floor | 2020-09-21 | Low
No | 058973 | Thermometers, Electronic | Suretemp Plus 692 | (21)20116468 | Hill-Rom / Welch Allyn | Tallmadge Urgent Care | Akron | Tallmadge Campus | Tallmadge Medical Center | 1st Floor | 2020-09-23 | Low
No | 058974 | Thermometers, Electronic | Suretemp Plus 692 | (21)20116472 | Hill-Rom / Welch Allyn | Tallmadge Urgent Care | Akron | Tallmadge Campus | Tallmadge Medical Center | 1st Floor | 2020-09-23 | Low
No | 058992 | Thermometers, Electronic | Suretemp Plus 692 | 19246820 | Hill-Rom / Welch Allyn | H6 - Surgical Progressive Care Unit (PCU) | Akron | Akron City Campus | H Tower | 6th Floor | 2020-05-15 | Low
No | 059022 | Thermometers, Electronic | Suretemp Plus 692 | 19246901 | Hill-Rom / Welch Allyn | H6 - Surgical Progressive Care Unit (PCU) | Akron | Akron City Campus | H Tower | 6th Floor | 2020-06-11 | Low
No | 059207 | Thermometers, Electronic | Suretemp Plus 692 | (21)20242672 | Hill-Rom / Welch Allyn | Emergency Department (ED) - Green | Barberton | Green Campus | Green Medical Center | Ground Floor | 2020-07-30 | Low
No | 059312 | Thermometers, Electronic | Suretemp Plus 692 | 20411152 | Hill-Rom / Welch Allyn | Emergency Department (ED) - ACH | Akron | Akron City Campus | Akron City Hospital | Ground Floor | 2020-10-23 | Low
No | 059313 | Thermometers, Electronic | Suretemp Plus 692 | 18519681 | Hill-Rom / Welch Allyn | H2 - Perinatal Unit | Akron | Akron City Campus | H Tower | 2nd Floor | 2020-10-20 | Low
No | 059509 | Thermometers, Electronic | Suretemp Plus 692 | 11390755 | Hill-Rom / Welch Allyn | 7 East - Oncology Medical Unit | Akron | Akron City Campus | Akron City Hospital | 7th Floor | 2021-01-25 | Low
No | 060035 | Thermometers, Electronic | Suretemp Plus 692 | 18351407 | Hill-Rom / Welch Allyn | Emergency Department (ED) - ACH | Akron | Akron City Campus | Akron City Hospital | Ground Floor | 2021-02-25 | Low
No | 060143 | Thermometers, Electronic | Suretemp Plus 692 | 19246872 | Hill-Rom / Welch Allyn | H6 - Surgical Progressive Care Unit (PCU) | Akron | Akron City Campus | H Tower | 6th Floor | 2021-02-22 | Low
No | 060477 | Thermometers, Electronic | Suretemp Plus 692 | 19246842 | Hill-Rom / Welch Allyn | H6 - Surgical Progressive Care Unit (PCU) | Akron | Akron City Campus | H Tower | 6th Floor | 2020-05-15 | Low
No | 060478 | Thermometers, Electronic | Suretemp Plus 692 | 19246828 | Hill-Rom / Welch Allyn | H6 - Surgical Progressive Care Unit (PCU) | Akron | Akron City Campus | H Tower | 6th Floor | 2020-05-15 | Low
No | 060686 | Thermometers, Electronic | Suretemp Plus 692 | (21)21076261 | Hill-Rom / Welch Allyn | 3 West - Trauma/Neuro Progressive Care Unit (PCU) | Akron | Akron City Campus | Akron City Hospital | 3rd Floor | 2021-07-19 | Low
No | 060689 | Thermometers, Electronic | Suretemp Plus 692 | (21)21076248 | Hill-Rom / Welch Allyn | 3 West - Trauma/Neuro Progressive Care Unit (PCU) | Akron | Akron City Campus | Akron City Hospital | 3rd Floor | 2021-07-19 | Low
No | 060690 | Thermometers, Electronic | Suretemp Plus 692 | (21)21076924 | Hill-Rom / Welch Allyn | 3 West - Trauma/Neuro Progressive Care Unit (PCU) | Akron | Akron City Campus | Akron City Hospital | 3rd Floor | 2021-07-19 | Low
No | 060910 | Thermometers, Electronic | Suretemp Plus 692 | 20418205 | Hill-Rom / Welch Allyn | Colon/Rectal Surgeons | Akron | Akron City Campus | 95 Arch | 1st Floor | 2021-10-22 | Low
No | 060914 | Thermometers, Electronic | Suretemp Plus 692 | 20410258 | Hill-Rom / Welch Allyn | Colon/Rectal Surgeons | Akron | Akron City Campus | 95 Arch | 1st Floor | 2021-10-22 | Low
No | 060918 | Thermometers, Electronic | Suretemp Plus 692 | 20419740 | Hill-Rom / Welch Allyn | Colon/Rectal Surgeons | Akron | Akron City Campus | 95 Arch | 1st Floor | 2021-10-22 | Low
No | 060922 | Thermometers, Electronic | Suretemp Plus 692 | 20419834 | Hill-Rom / Welch Allyn | Colon/Rectal Surgeons | Akron | Akron City Campus | 95 Arch | 1st Floor | 2021-10-22 | Low
No | 061052 | Thermometers, Electronic | Suretemp Plus 692 | 20410239 | Hill-Rom / Welch Allyn | Colon/Rectal Surgeons | Akron | Akron City Campus | 95 Arch | 1st Floor | 2021-10-22 | Low
No | 061056 | Thermometers, Electronic | Suretemp Plus 692 | 20419845 | Hill-Rom / Welch Allyn | Colon/Rectal Surgeons | Akron | Akron City Campus | 95 Arch | 1st Floor | 2021-10-22 | Low
No | 061061 | Thermometers, Electronic | Suretemp Plus 692 | 20418189 | Hill-Rom / Welch Allyn | Colon/Rectal Surgeons | Akron | Akron City Campus | 95 Arch | 1st Floor | 2021-10-22 | Low
No | 061065 | Thermometers, Electronic | Suretemp Plus 692 | 20418175 | Hill-Rom / Welch Allyn | Colon/Rectal Surgeons | Akron | Akron City Campus | 95 Arch | 1st Floor | 2021-10-22 | Low
No | 061071 | Thermometers, Electronic | Suretemp Plus 692 | 20418178 | Hill-Rom / Welch Allyn | Colon/Rectal Surgeons | Akron | Akron City Campus | 95 Arch | 1st Floor | 2021-10-25 | Low
No | 061075 | Thermometers, Electronic | Suretemp Plus 692 | 20417926 | Hill-Rom / Welch Allyn | Colon/Rectal Surgeons | Akron | Akron City Campus | 95 Arch | 1st Floor | 2021-10-25 | Low
No | 061079 | Thermometers, Electronic | Suretemp Plus 692 | 2041897 | Hill-Rom / Welch Allyn | Colon/Rectal Surgeons | Akron | Akron City Campus | 95 Arch | 1st Floor | 2021-10-26 | Low
No | 061080 | Thermometers, Electronic | Suretemp Plus 692 | 20417933 | Hill-Rom / Welch Allyn | Colon/Rectal Surgeons | Akron | Akron City Campus | 95 Arch | 1st Floor | 2021-10-26 | Low
No | 061106 | Thermometers, Electronic | Suretemp Plus 692 | 19173585 | Hill-Rom / Welch Allyn | Emergency Department (ED) - ACH | Akron | Akron City Campus | Akron City Hospital | Ground Floor | 2021-11-16 | Low
No | 061337 | Thermometers, Electronic | Suretemp Plus 692 | 20486942 | Hill-Rom / Welch Allyn | Orthopedics - Rootstown | Akron | Rootstown Campus | Rootstown Medical Center | Ground Floor | 2023-04-14 06:16 | Low
No | 061625 | Thermometers, Electronic | Suretemp Plus 692 | 20316594 | Hill-Rom / Welch Allyn | Rootstown Primary Care | Akron | Rootstown Campus | Rootstown Medical Center | Ground Floor | 2022-03-29 | Low
No | 061705 | Thermometers, Electronic | Suretemp Plus 692 | 20316596 | Hill-Rom / Welch Allyn | Rootstown Primary Care | Akron | Rootstown Campus | Rootstown Medical Center | Ground Floor | 2022-03-29 | Low
No | 061709 | Thermometers, Electronic | Suretemp Plus 692 | 20316426 | Hill-Rom / Welch Allyn | Rootstown Primary Care | Akron | Rootstown Campus | Rootstown Medical Center | Ground Floor | 2022-03-29 | Low
No | 061716 | Thermometers, Electronic | Suretemp Plus 692 | 20303288 | Hill-Rom / Welch Allyn | Rootstown Primary Care | Akron | Rootstown Campus | Rootstown Medical Center | Ground Floor | 2022-03-29 | Low
No | 061720 | Thermometers, Electronic | Suretemp Plus 692 | 20316602 | Hill-Rom / Welch Allyn | Rootstown Primary Care | Akron | Rootstown Campus | Rootstown Medical Center | Ground Floor | 2022-03-29 | Low
No | 061728 | Thermometers, Electronic | Suretemp Plus 692 | 20304005 | Hill-Rom / Welch Allyn | Rootstown Primary Care | Akron | Rootstown Campus | Rootstown Medical Center | Ground Floor | 2022-03-29 | Low
No | 061934 | Thermometers, Electronic | Suretemp Plus 692 | 21475592 | Hill-Rom / Welch Allyn | 3 West - Trauma/Neuro Progressive Care Unit (PCU) | Akron | Akron City Campus | Akron City Hospital | 3rd Floor | 2022-04-27 | Low
No | 061935 | Thermometers, Electronic | Suretemp Plus 692 | 22040359 | Hill-Rom / Welch Allyn | 3 West - Trauma/Neuro Progressive Care Unit (PCU) | Akron | Akron City Campus | Akron City Hospital | 3rd Floor | 2022-04-27 | Low
No | 061936 | Thermometers, Electronic | Suretemp Plus 692 | 21475586 | Hill-Rom / Welch Allyn | 3 West - Trauma/Neuro Progressive Care Unit (PCU) | Akron | Akron City Campus | Akron City Hospital | 3rd Floor | 2022-04-27 | Low
No | 061937 | Thermometers, Electronic | Suretemp Plus 692 | 21475848 | Hill-Rom / Welch Allyn | 3 West - Trauma/Neuro Progressive Care Unit (PCU) | Akron | Akron City Campus | Akron City Hospital | 3rd Floor | 2022-04-27 | Low
No | 062175 | Thermometers, Electronic | Suretemp Plus 692 | 22371740 | Hill-Rom / Welch Allyn | H2 - Labor and Delivery Unit (L&D) | Akron | Akron City Campus | H Tower | 2nd Floor | 2022-09-26 | Low
No | 062196 | Thermometers, Electronic | Suretemp Plus 692 | 19233961 | Hill-Rom / Welch Allyn | Cuyahoga Falls Primary Care | Akron | Cuyahoga Falls Campus | Cuyahoga Falls Primary Care | Ground Floor | 2022-07-26 | Low
No | 062423 | Thermometers, Electronic | Suretemp Plus 692 | 23011845 | Hill-Rom / Welch Allyn | H2 - Labor and Delivery Unit (L&D) | Akron | Akron City Campus | H Tower | 2nd Floor | 2023-01-16 08:14 | Low
No | 062853 | Thermometers, Electronic | Suretemp Plus 692 | 05516284 | Hill-Rom / Welch Allyn | H2 - Labor and Delivery Unit (L&D) | Akron | Akron City Campus | H Tower | 2nd Floor | 2023-01-19 15:06 | Low
No | 062969 | Thermometers, Electronic | Suretemp Plus 692 | 13330150 | Hill-Rom / Welch Allyn | Employee Health Center | Akron | Akron City Campus | Akron City Hospital | Basement | 2023-07-26 08:25 | Low
No | 063078 | Thermometers, Electronic | Suretemp Plus 692 | 20493012 | Hill-Rom / Welch Allyn | Center for Corp Health - NEOMED | Akron | Rootstown Campus | Rootstown Medical Center | Ground Floor | 2023-04-04 06:18 | Low
No | 063079 | Thermometers, Electronic | Suretemp Plus 692 | 20486841 | Hill-Rom / Welch Allyn | Center for Corp Health - NEOMED | Akron | Rootstown Campus | Rootstown Medical Center | Ground Floor | 2023-04-04 06:21 | Low
No | 063080 | Thermometers, Electronic | Suretemp Plus 692 | 20475771 | Hill-Rom / Welch Allyn | Center for Corp Health - NEOMED | Akron | Rootstown Campus | Rootstown Medical Center | Ground Floor | 2023-04-04 06:18 | Low
No | 063081 | Thermometers, Electronic | Suretemp Plus 692 | 20486939 | Hill-Rom / Welch Allyn | Center for Corp Health - NEOMED | Akron | Rootstown Campus | Rootstown Medical Center | Ground Floor | 2023-04-04 06:19 | Low
No | 063087 | Thermometers, Electronic | Suretemp Plus 692 | 20493668 | Hill-Rom / Welch Allyn | Rootstown Urgent Care | Akron | Rootstown Campus | Rootstown Medical Center | Ground Floor | 2023-04-04 06:16 | Low
No | 063088 | Thermometers, Electronic | Suretemp Plus 692 | 20475784 | Hill-Rom / Welch Allyn | Rootstown Urgent Care | Akron | Rootstown Campus | Rootstown Medical Center | Ground Floor | 2023-04-04 06:20 | Low
No | 063089 | Thermometers, Electronic | Suretemp Plus 692 | 20473336 | Hill-Rom / Welch Allyn | Rootstown Urgent Care | Akron | Rootstown Campus | Rootstown Medical Center | Ground Floor | 2023-04-04 06:18 | Low
No | 063090 | Thermometers, Electronic | Suretemp Plus 692 | 20452288 | Hill-Rom / Welch Allyn | Rootstown Urgent Care | Akron | Rootstown Campus | Rootstown Medical Center | Ground Floor | 2023-04-04 06:20 | Low
No | 063091 | Thermometers, Electronic | Suretemp Plus 692 | 20486838 | Hill-Rom / Welch Allyn | Rootstown Urgent Care | Akron | Rootstown Campus | Rootstown Medical Center | Ground Floor | 2023-04-04 06:17 | Low
No | 063493 | Thermometers, Electronic | Suretemp Plus 692 | 17058808 | Hill-Rom / Welch Allyn | Orthopedics - Medina | Barberton | Medina Campus | Medina Medical Center | 2nd Floor | 2023-11-14 15:06 | Low
No | 063665 | Thermometers, Electronic | Suretemp Plus 692 | 19499249 | Hill-Rom / Welch Allyn | Medina Primary Care | Barberton | Medina Campus | Medina Medical Center | 3rd Floor | 2023-11-20 14:32 | Low
No | 064978 | Thermometers, Electronic | Suretemp Plus 692 | 24516532 | Hill-Rom / Welch Allyn | H2 - Labor and Delivery Unit (L&D) | Akron | Akron City Campus | H Tower | 2nd Floor | 2025-01-30 13:22 | Low
No | 064979 | Thermometers, Electronic | Suretemp Plus 692 | 24516519 | Hill-Rom / Welch Allyn | H2 - Labor and Delivery Unit (L&D) | Akron | Akron City Campus | H Tower | 2nd Floor | 2025-01-30 13:22 | Low
No | 064980 | Thermometers, Electronic | Suretemp Plus 692 | 24516701 | Hill-Rom / Welch Allyn | H2 - Labor and Delivery Unit (L&D) | Akron | Akron City Campus | H Tower | 2nd Floor | 2025-01-30 13:22 | Low
No | 064986 | Thermometers, Electronic | Suretemp Plus 692 | 25033278 | Hill-Rom / Welch Allyn | Outpatient Oncology-Stow/Kent | Akron | Stow-Kent Campus | Stow-Kent Medical Center | 1st Floor | 2025-02-21 07:59 | Low
No | 065121 | Thermometers, Electronic | Suretemp Plus 692 | 25057613 | Hill-Rom / Welch Allyn | Emergency Department (ED) - ACH | Akron | Akron City Campus | Akron City Hospital | Ground Floor | 2025-04-07 08:24 | Low
No | 065122 | Thermometers, Electronic | Suretemp Plus 692 | 25057629 | Hill-Rom / Welch Allyn | Emergency Department (ED) - ACH | Akron | Akron City Campus | Akron City Hospital | Ground Floor | 2025-04-07 08:24 | Low
No | 065123 | Thermometers, Electronic | Suretemp Plus 692 | 25057564 | Hill-Rom / Welch Allyn | Emergency Department (ED) - ACH | Akron | Akron City Campus | Akron City Hospital | Ground Floor | 2025-04-07 08:24 | Low
No | 034081A | Thermometers, Electronic | Suretemp Plus 692 | 14492109 | Hill-Rom / Welch Allyn | Wound Care Center | Akron | Akron City Campus | Wound Care Building | Ground Floor | 2015-01-20 | Low
No | 101-21198 | Thermometers, Electronic | Suretemp Plus 692 | 12163524 | Hill-Rom / Welch Allyn | Intensive Care Unit (ICU) - SB | Barberton | Barberton Campus | Summa Barberton Hospital | 2nd Floor | 2012-10-04 | Low
No | 101-21726 | Thermometers, Electronic | Suretemp Plus 692 | 12121098 | Hill-Rom / Welch Allyn | Endoscopy - SW | Barberton | Wadsworth Campus | Wadsworth-Rittman Medical Center | 1st Floor | 2012-09-25 | Low
No | 101-21727 | Thermometers, Electronic | Suretemp Plus 692 | 12121123 | Hill-Rom / Welch Allyn | Endoscopy - SW | Barberton | Wadsworth Campus | Wadsworth-Rittman Medical Center | 1st Floor | 2012-09-25 | Low
No | 101-21736 | Thermometers, Electronic | Suretemp Plus 692 | 11351581 | Hill-Rom / Welch Allyn | Emergency Department (ED) - Wadsworth | Barberton | Wadsworth Campus | Wadsworth Emergency Bldg | Ground Floor | 2012-07-03 | Low
No | 101-21737 | Thermometers, Electronic | Suretemp Plus 692 | 11510955 | Hill-Rom / Welch Allyn | Emergency Department (ED) - Wadsworth | Barberton | Wadsworth Campus | Wadsworth Emergency Bldg | Ground Floor | 2012-07-03 | Low
No | 101-21738 | Thermometers, Electronic | Suretemp Plus 692 | 11510954 | Hill-Rom / Welch Allyn | Emergency Department (ED) - Wadsworth | Barberton | Wadsworth Campus | Wadsworth Emergency Bldg | Ground Floor | 2012-07-03 | Low
No | 101-21761 | Thermometers, Electronic | Suretemp Plus 692 | 12290337 | Hill-Rom / Welch Allyn | Emergency Department (ED) - Wadsworth | Barberton | Wadsworth Campus | Wadsworth Emergency Bldg | Ground Floor | 2012-08-08 | Low
No | 101-21762 | Thermometers, Electronic | Suretemp Plus 692 | 12281044 | Hill-Rom / Welch Allyn | Emergency Department (ED) - Wadsworth | Barberton | Wadsworth Campus | Wadsworth Emergency Bldg | Ground Floor | 2012-08-08 | Low
No | 101-21763 | Thermometers, Electronic | Suretemp Plus 692 | 12290329 | Hill-Rom / Welch Allyn | Emergency Department (ED) - Wadsworth | Barberton | Wadsworth Campus | Wadsworth Emergency Bldg | Ground Floor | 2012-08-08 | Low
No | 101-21764 | Thermometers, Electronic | Suretemp Plus 692 | 12290349 | Hill-Rom / Welch Allyn | Emergency Department (ED) - Wadsworth | Barberton | Wadsworth Campus | Wadsworth Emergency Bldg | Ground Floor | 2012-08-08 | Low
No | 101-21766 | Thermometers, Electronic | Suretemp Plus 692 | 12290343 | Hill-Rom / Welch Allyn | Emergency Department (ED) - Wadsworth | Barberton | Wadsworth Campus | Wadsworth Emergency Bldg | Ground Floor | 2012-08-08 | Low
No | 101-21767 | Thermometers, Electronic | Suretemp Plus 692 | 12290052 | Hill-Rom / Welch Allyn | Emergency Department (ED) - Wadsworth | Barberton | Wadsworth Campus | Wadsworth Emergency Bldg | Ground Floor | 2012-08-08 | Low
No | 101-21768 | Thermometers, Electronic | Suretemp Plus 692 | 12281053 | Hill-Rom / Welch Allyn | Emergency Department (ED) - Wadsworth | Barberton | Wadsworth Campus | Wadsworth Emergency Bldg | Ground Floor | 2012-08-08 | Low
No | 101-21822 | Thermometers, Electronic | Suretemp Plus 692 | 12431749 | Hill-Rom / Welch Allyn | Acuity Adaptable Unit (AAU) - SB | Barberton | Barberton Campus | Summa Barberton Hospital | 2nd Floor | 2012-11-08 | Low
No | 101-21874 | Thermometers, Electronic | Suretemp Plus 692 | 12341261 | Hill-Rom / Welch Allyn | Sameday Surgery Center - SW | Barberton | Wadsworth Campus | Wadsworth-Rittman Medical Center | 1st Floor | 2012-10-18 | Low
No | 101-21875 | Thermometers, Electronic | Suretemp Plus 692 | 11501273 | Hill-Rom / Welch Allyn | Sameday Surgery Center - SW | Barberton | Wadsworth Campus | Wadsworth-Rittman Medical Center | 1st Floor | 2012-10-18 | Low
No | 101-21876 | Thermometers, Electronic | Suretemp Plus 692 | 12050484 | Hill-Rom / Welch Allyn | PACU - SW | Barberton | Wadsworth Campus | Wadsworth-Rittman Medical Center | 1st Floor | 2012-10-18 | Low
No | 101-21877 | Thermometers, Electronic | Suretemp Plus 692 | 12371433 | Hill-Rom / Welch Allyn | PACU - SW | Barberton | Wadsworth Campus | Wadsworth-Rittman Medical Center | 1st Floor | 2012-10-18 | Low
No | 101-21878 | Thermometers, Electronic | Suretemp Plus 692 | 12341253 | Hill-Rom / Welch Allyn | PACU - SW | Barberton | Wadsworth Campus | Wadsworth-Rittman Medical Center | 1st Floor | 2012-10-18 | Low
No | 101-21879 | Thermometers, Electronic | Suretemp Plus 692 | 12371422 | Hill-Rom / Welch Allyn | PACU - SW | Barberton | Wadsworth Campus | Wadsworth-Rittman Medical Center | 1st Floor | 2012-10-18 | Low
No | 101-21880 | Thermometers, Electronic | Suretemp Plus 692 | 12371424 | Hill-Rom / Welch Allyn | PACU - SW | Barberton | Wadsworth Campus | Wadsworth-Rittman Medical Center | 1st Floor | 2012-10-18 | Low
No | 101-21881 | Thermometers, Electronic | Suretemp Plus 692 | 11351821 | Hill-Rom / Welch Allyn | PACU - SW | Barberton | Wadsworth Campus | Wadsworth-Rittman Medical Center | 1st Floor | 2012-10-18 | Low
No | 101-21882 | Thermometers, Electronic | Suretemp Plus 692 | 12371442 | Hill-Rom / Welch Allyn | PACU - SW | Barberton | Wadsworth Campus | Wadsworth-Rittman Medical Center | 1st Floor | 2012-10-18 | Low
No | 101-22261 | Thermometers, Electronic | Suretemp Plus 692 | 13441458 | Hill-Rom / Welch Allyn | Center for Corp Health - SW | Barberton | Wadsworth Campus | Wadsworth Emergency Bldg | Ground Floor | 2014-03-25 | Low
No | 101-22262 | Thermometers, Electronic | Suretemp Plus 692 | 1341649 | Hill-Rom / Welch Allyn | Center for Corp Health - SW | Barberton | Wadsworth Campus | Wadsworth Emergency Bldg | Ground Floor | 2014-03-25 | Low
No | 101-22263 | Thermometers, Electronic | Suretemp Plus 692 | 13441457 | Hill-Rom / Welch Allyn | Intensive Care Unit (ICU) - SB | Barberton | Barberton Campus | Summa Barberton Hospital | 2nd Floor | 2012-10-03 | Low
No | CE6074 | Thermometers, Electronic | Suretemp Plus 692 | 08220756 | Hill-Rom / Welch Allyn | 2 East - Cardiac Progressive Care Unit (PCU) - SB | Barberton | Barberton Campus | Summa Barberton Hospital | 2nd Floor | 2010-01-18 | Low
No | CE6158 | Thermometers, Electronic | Suretemp Plus 692 | 08220882 | Hill-Rom / Welch Allyn | 1 East - Medical/Surgical Unit (MSU) - SB | Barberton | Barberton Campus | Summa Barberton Hospital | 1st Floor | 2010-03-17 | Low
No | CE6230 | Thermometers, Electronic | Suretemp Plus 692 | 10181915 | Hill-Rom / Welch Allyn | 4 South - Medical/Surgical Unit (MSU) - SB | Barberton | Barberton Campus | Summa Barberton Hospital | 4th Floor | 2010-05-10 | Low
No | CE6382 | Thermometers, Electronic | Suretemp Plus 692 | 10421469 | Hill-Rom / Welch Allyn | Center for Corp Health - SB | Barberton | Barberton Campus | Tuscora Park Pavilion | 1st Floor | 2011-04-18 | Low
No | CE6433 | Thermometers, Electronic | Suretemp Plus 692 | 10191293 | Hill-Rom / Welch Allyn | 4 South - Medical/Surgical Unit (MSU) - SB | Barberton | Barberton Campus | Summa Barberton Hospital | 4th Floor | 2011-12-30 | Low
No | CE6651 | Thermometers, Electronic | Suretemp Plus 692 | 12270461 | Hill-Rom / Welch Allyn | 1 West - Joint Center of Excellence (COE) | Barberton | Barberton Campus | Summa Barberton Hospital | 1st Floor | 2012-09-19 | Low
No | CE6665 | Thermometers, Electronic | Suretemp Plus 692 | 12246395 | Hill-Rom / Welch Allyn | 2 East - Cardiac Progressive Care Unit (PCU) - SB | Barberton | Barberton Campus | Summa Barberton Hospital | 2nd Floor | 2012-10-03 | Low
No | CE6746 | Thermometers, Electronic | Suretemp Plus 692 | 12214516 | Hill-Rom / Welch Allyn | Emergency Department (ED) - SBH | Barberton | Barberton Campus | Summa Barberton Hospital | Ground Floor | 2013-02-11 | Low
No | CE6747 | Thermometers, Electronic | Suretemp Plus 692 | 12214515 | Hill-Rom / Welch Allyn | Emergency Department (ED) - SBH | Barberton | Barberton Campus | Summa Barberton Hospital | Ground Floor | 2013-02-11 | Low
No | CE6748 | Thermometers, Electronic | Suretemp Plus 692 | 12214587 | Hill-Rom / Welch Allyn | Emergency Department (ED) - SBH | Barberton | Barberton Campus | Summa Barberton Hospital | Ground Floor | 2013-02-11 | Low
No | CE6832 | Thermometers, Electronic | Suretemp Plus 692 | 12420153 | Hill-Rom / Welch Allyn | Emergency Department (ED) - SBH | Barberton | Barberton Campus | Summa Barberton Hospital | Ground Floor | 2013-02-26 | Low
No | CE6833 | Thermometers, Electronic | Suretemp Plus 692 | 12431699 | Hill-Rom / Welch Allyn | Emergency Department (ED) - SBH | Barberton | Barberton Campus | Summa Barberton Hospital | Ground Floor | 2013-02-26 | Low
No | CE6834 | Thermometers, Electronic | Suretemp Plus 692 | 12420152 | Hill-Rom / Welch Allyn | Emergency Department (ED) - SBH | Barberton | Barberton Campus | Summa Barberton Hospital | Ground Floor | 2013-02-26 | Low
No | CE6835 | Thermometers, Electronic | Suretemp Plus 692 | 12420539 | Hill-Rom / Welch Allyn | Emergency Department (ED) - SBH | Barberton | Barberton Campus | Summa Barberton Hospital | Ground Floor | 2013-02-26 | Low
No | CE6836 | Thermometers, Electronic | Suretemp Plus 692 | 12431750 | Hill-Rom / Welch Allyn | Emergency Department (ED) - SBH | Barberton | Barberton Campus | Summa Barberton Hospital | Ground Floor | 2013-02-26 | Low
No | CE6837 | Thermometers, Electronic | Suretemp Plus 692 | 12431701 | Hill-Rom / Welch Allyn | Emergency Department (ED) - SBH | Barberton | Barberton Campus | Summa Barberton Hospital | Ground Floor | 2013-02-26 | Low
No | CE7070 | Thermometers, Electronic | Suretemp Plus 692 | 12261354 | Hill-Rom / Welch Allyn | 4 South - Medical/Surgical Unit (MSU) - SB | Barberton | Barberton Campus | Summa Barberton Hospital | 4th Floor | 2010-05-10 | Low
No | CE7091 | Thermometers, Electronic | Suretemp Plus 692 | 12182335 | Hill-Rom / Welch Allyn | Center for Corp Health - SB | Barberton | Barberton Campus | Tuscora Park Pavilion | 1st Floor | 2009-04-01 | Low
No | CE7204 | Thermometers, Electronic | Suretemp Plus 692 | 13330547 | Hill-Rom / Welch Allyn | 4 South - Medical/Surgical Unit (MSU) - SB | Barberton | Barberton Campus | Summa Barberton Hospital | 4th Floor | 2013-10-10 | Low
No | CE7205 | Thermometers, Electronic | Suretemp Plus 692 | 12341263 | Hill-Rom / Welch Allyn | 4 South - Medical/Surgical Unit (MSU) - SB | Barberton | Barberton Campus | Summa Barberton Hospital | 4th Floor | 2012-12-20 | Low
No | CE7206 | Thermometers, Electronic | Suretemp Plus 692 | 13441475 | Hill-Rom / Welch Allyn | 4 South - Medical/Surgical Unit (MSU) - SB | Barberton | Barberton Campus | Summa Barberton Hospital | 4th Floor | 2014-03-25 | Low
No | CE7207 | Thermometers, Electronic | Suretemp Plus 692 | 1330023 | Hill-Rom / Welch Allyn | 4 South - Medical/Surgical Unit (MSU) - SB | Barberton | Barberton Campus | Summa Barberton Hospital | 4th Floor | 2013-10-10 | Low
No | CE7208 | Thermometers, Electronic | Suretemp Plus 692 | 13330935 | Hill-Rom / Welch Allyn | 4 South - Medical/Surgical Unit (MSU) - SB | Barberton | Barberton Campus | Summa Barberton Hospital | 4th Floor | 2013-10-10 | Low
No | CE7209 | Thermometers, Electronic | Suretemp Plus 692 | 12431751 | Hill-Rom / Welch Allyn | 4 South - Medical/Surgical Unit (MSU) - SB | Barberton | Barberton Campus | Summa Barberton Hospital | 4th Floor | 2012-11-08 | Low
No | CE7408 | Thermometers, Electronic | Suretemp Plus 692 | 13391450 | Hill-Rom / Welch Allyn | Radiation Therapy - SB | Barberton | Barberton Campus | Parkview Pavilion | Ground Floor | 2013-02-11 | Low
No | CE7409 | Thermometers, Electronic | Suretemp Plus 692 | 13371144 | Hill-Rom / Welch Allyn | Radiation Therapy - SB | Barberton | Barberton Campus | Parkview Pavilion | Ground Floor | 2013-02-11 | Low
No | CE7412 | Thermometers, Electronic | Suretemp Plus 692 | 13391451 | Hill-Rom / Welch Allyn | Radiation Therapy - SB | Barberton | Barberton Campus | Parkview Pavilion | Ground Floor | 2013-02-11 | Low
No | CE8086 | Thermometers, Electronic | Suretemp Plus 692 | 11431792 | Hill-Rom / Welch Allyn | Intensive Care Unit (ICU) - SB | Barberton | Barberton Campus | Summa Barberton Hospital | 2nd Floor | 2012-10-04 | Low
No | CE8092 | Thermometers, Electronic | Suretemp Plus 692 | 12161787 | Hill-Rom / Welch Allyn | Acuity Adaptable Unit (AAU) - SB | Barberton | Barberton Campus | Summa Barberton Hospital | 2nd Floor | 2012-10-03 | Low
No | CE8095 | Thermometers, Electronic | Suretemp Plus 692 | 13391433 | Hill-Rom / Welch Allyn | Acuity Adaptable Unit (AAU) - SB | Barberton | Barberton Campus | Summa Barberton Hospital | 2nd Floor | 2012-10-03 | Low
No | CE8105 | Thermometers, Electronic | Suretemp Plus 692 | 11145696 | Hill-Rom / Welch Allyn | 4 South - Medical/Surgical Unit (MSU) - SB | Barberton | Barberton Campus | Summa Barberton Hospital | 4th Floor | 2012-10-03 | Low
No | CE8131 | Thermometers, Electronic | Suretemp Plus 692 | 13330154 | Hill-Rom / Welch Allyn | 4 South - Medical/Surgical Unit (MSU) - SB | Barberton | Barberton Campus | Summa Barberton Hospital | 4th Floor | 2012-10-03 | Low
No | CE8381 | Thermometers, Electronic | Suretemp Plus 692 | 10412180 | Hill-Rom / Welch Allyn | Emergency Department (ED) - SBH | Barberton | Barberton Campus | Summa Barberton Hospital | Ground Floor | 2018-01-16 | Low
No | CE8583 | Thermometers, Electronic | Suretemp Plus 692 | 18353262 | Hill-Rom / Welch Allyn | Intensive Care Unit (ICU) - SB | Barberton | Barberton Campus | Summa Barberton Hospital | 2nd Floor | 2018-10-10 | Low
No | CE8584 | Thermometers, Electronic | Suretemp Plus 692 | 18367111 | Hill-Rom / Welch Allyn | Intensive Care Unit (ICU) - SB | Barberton | Barberton Campus | Summa Barberton Hospital | 2nd Floor | 2018-10-10 | Low
No | CE8585 | Thermometers, Electronic | Suretemp Plus 692 | 18366914 | Hill-Rom / Welch Allyn | Intensive Care Unit (ICU) - SB | Barberton | Barberton Campus | Summa Barberton Hospital | 2nd Floor | 2018-10-10 | Low
No | CE8586 | Thermometers, Electronic | Suretemp Plus 692 | 18366918 | Hill-Rom / Welch Allyn | Intensive Care Unit (ICU) - SB | Barberton | Barberton Campus | Summa Barberton Hospital | 2nd Floor | 2018-10-10 | Low
No | CE8587 | Thermometers, Electronic | Suretemp Plus 692 | 18366912 | Hill-Rom / Welch Allyn | Intensive Care Unit (ICU) - SB | Barberton | Barberton Campus | Summa Barberton Hospital | 2nd Floor | 2018-10-10 | Low
No | CE8588 | Thermometers, Electronic | Suretemp Plus 692 | 18335498 | Hill-Rom / Welch Allyn | Intensive Care Unit (ICU) - SB | Barberton | Barberton Campus | Summa Barberton Hospital | 2nd Floor | 2018-10-10 | Low
No | CE8589 | Thermometers, Electronic | Suretemp Plus 692 | 18353254 | Hill-Rom / Welch Allyn | Intensive Care Unit (ICU) - SB | Barberton | Barberton Campus | Summa Barberton Hospital | 2nd Floor | 2018-10-10 | Low
No | CE8590 | Thermometers, Electronic | Suretemp Plus 692 | 18367112 | Hill-Rom / Welch Allyn | Intensive Care Unit (ICU) - SB | Barberton | Barberton Campus | Summa Barberton Hospital | 2nd Floor | 2018-10-10 | Low
No | CE8591 | Thermometers, Electronic | Suretemp Plus 692 | 18347396 | Hill-Rom / Welch Allyn | Intensive Care Unit (ICU) - SB | Barberton | Barberton Campus | Summa Barberton Hospital | 2nd Floor | 2018-10-10 | Low
No | 070103 | Thermometers, Electronic | TC-12 - Temp-Check Rapid Response Thermometer | 1410 2586 119 | Hampshire Controls Corp | LAB Blood Bank - SB | Barberton | Barberton Campus | Summa Barberton Hospital | 6th Floor | 2019-01-08 | Low
No | 023699 | Thermometers, Electronic, Infrared, Ear | 06000-200 - Braun Thermoscan Pro 6000 | 29517k50024 | Hill-Rom / Welch Allyn | Family Practice - AES | Akron | Non-Campus Sites | AES Family Medicine | 2nd Floor | 2021-06-10 | Low
No | 064351 | Thermometers, Electronic, Infrared, Ear | Genius 3 | N23046883 | Covidien | Sameday Surgery Center | Akron | Akron City Campus | H Tower | 1st Floor | 2024-07-02 13:22 | Low
No | 064352 | Thermometers, Electronic, Infrared, Ear | Genius 3 | N23046561 | Covidien | Sameday Surgery Center | Akron | Akron City Campus | H Tower | 1st Floor | 2024-07-02 13:22 | Low
No | 064353 | Thermometers, Electronic, Infrared, Ear | Genius 3 | N23046651 | Covidien | Sameday Surgery Center | Akron | Akron City Campus | H Tower | 1st Floor | 2024-07-02 13:22 | Low
No | 064354 | Thermometers, Electronic, Infrared, Ear | Genius 3 | N23046957 | Covidien | Sameday Surgery Center | Akron | Akron City Campus | H Tower | 1st Floor | 2024-07-02 13:22 | Low
No | 064355 | Thermometers, Electronic, Infrared, Ear | Genius 3 | N23046643 | Covidien | Sameday Surgery Center | Akron | Akron City Campus | H Tower | 1st Floor | 2024-07-02 13:22 | Low
No | 064356 | Thermometers, Electronic, Infrared, Ear | Genius 3 | N23046781 | Covidien | Sameday Surgery Center | Akron | Akron City Campus | H Tower | 1st Floor | 2024-07-02 13:22 | Low
No | 064357 | Thermometers, Electronic, Infrared, Ear | Genius 3 | N23046964 | Covidien | Sameday Surgery Center | Akron | Akron City Campus | H Tower | 1st Floor | 2024-07-02 13:22 | Low
No | 064358 | Thermometers, Electronic, Infrared, Ear | Genius 3 | N23046978 | Covidien | Sameday Surgery Center | Akron | Akron City Campus | H Tower | 1st Floor | 2024-07-02 13:22 | Low
No | 064359 | Thermometers, Electronic, Infrared, Ear | Genius 3 | N230466712 | Covidien | Sameday Surgery Center | Akron | Akron City Campus | H Tower | 1st Floor | 2024-07-02 13:22 | Low
No | 064360 | Thermometers, Electronic, Infrared, Ear | Genius 3 | N23046975 | Covidien | Sameday Surgery Center | Akron | Akron City Campus | H Tower | 1st Floor | 2024-07-02 13:22 | Low
No | 064361 | Thermometers, Electronic, Infrared, Ear | Genius 3 | N23046926 | Covidien | Sameday Surgery Center | Akron | Akron City Campus | H Tower | 1st Floor | 2024-07-02 13:22 | Low
No | 064362 | Thermometers, Electronic, Infrared, Ear | Genius 3 | N23046966 | Covidien | Sameday Surgery Center | Akron | Akron City Campus | H Tower | 1st Floor | 2024-07-02 13:22 | Low
No | 064363 | Thermometers, Electronic, Infrared, Ear | Genius 3 | N23046863 | Covidien | Sameday Surgery Center | Akron | Akron City Campus | H Tower | 1st Floor | 2024-07-02 13:22 | Low
No | 064364 | Thermometers, Electronic, Infrared, Ear | Genius 3 | N23046840 | Covidien | Sameday Surgery Center | Akron | Akron City Campus | H Tower | 1st Floor | 2024-07-02 13:22 | Low
No | 064365 | Thermometers, Electronic, Infrared, Ear | Genius 3 | N23046617 | Covidien | Sameday Surgery Center | Akron | Akron City Campus | H Tower | 1st Floor | 2024-07-02 13:22 | Low
No | 064366 | Thermometers, Electronic, Infrared, Ear | Genius 3 | N23046919 | Covidien | Sameday Surgery Center | Akron | Akron City Campus | H Tower | 1st Floor | 2024-07-02 13:22 | Low
No | 064367 | Thermometers, Electronic, Infrared, Ear | Genius 3 | N23046832 | Covidien | Sameday Surgery Center | Akron | Akron City Campus | H Tower | 1st Floor | 2024-07-02 13:22 | Low
No | 064368 | Thermometers, Electronic, Infrared, Ear | Genius 3 | N23046870 | Covidien | PACU | Akron | Akron City Campus | Akron City Hospital | 1st Floor | 2024-07-02 13:22 | Low
No | 064369 | Thermometers, Electronic, Infrared, Ear | Genius 3 | N23046990 | Covidien | PACU | Akron | Akron City Campus | Akron City Hospital | 1st Floor | 2024-07-02 13:22 | Low
No | 064370 | Thermometers, Electronic, Infrared, Ear | Genius 3 | N23046701 | Covidien | PACU | Akron | Akron City Campus | Akron City Hospital | 1st Floor | 2024-07-02 13:22 | Low
No | 064371 | Thermometers, Electronic, Infrared, Ear | Genius 3 | N23046924 | Covidien | PACU | Akron | Akron City Campus | Akron City Hospital | 1st Floor | 2024-07-02 13:22 | Low
No | 064372 | Thermometers, Electronic, Infrared, Ear | Genius 3 | N23046826 | Covidien | PACU | Akron | Akron City Campus | Akron City Hospital | 1st Floor | 2024-07-02 13:22 | Low
No | 064373 | Thermometers, Electronic, Infrared, Ear | Genius 3 | N23046551 | Covidien | PACU | Akron | Akron City Campus | Akron City Hospital | 1st Floor | 2024-07-02 13:22 | Low
No | 064374 | Thermometers, Electronic, Infrared, Ear | Genius 3 | N23046699 | Covidien | PACU | Akron | Akron City Campus | Akron City Hospital | 1st Floor | 2024-07-02 13:22 | Low
No | 064375 | Thermometers, Electronic, Infrared, Ear | Genius 3 | N23046686 | Covidien | PACU | Akron | Akron City Campus | Akron City Hospital | 1st Floor | 2024-07-02 13:22 | Low
No | 064378 | Thermometers, Electronic, Infrared, Ear | Genius 3 | N23046940 | Covidien | PACU | Akron | Akron City Campus | Akron City Hospital | 1st Floor | 2024-07-02 13:22 | Low
No | 064379 | Thermometers, Electronic, Infrared, Ear | Genius 3 | N23046860 | Covidien | PACU | Akron | Akron City Campus | Akron City Hospital | 1st Floor | 2024-07-02 13:22 | Low
No | 064380 | Thermometers, Electronic, Infrared, Ear | Genius 3 | N23046659 | Covidien | PACU | Akron | Akron City Campus | Akron City Hospital | 1st Floor | 2024-07-02 13:22 | Low
No | 064382 | Thermometers, Electronic, Infrared, Ear | Genius 3 | N23046831 | Covidien | PACU | Akron | Akron City Campus | Akron City Hospital | 1st Floor | 2024-07-02 13:22 | Low
No | 064386 | Thermometers, Electronic, Infrared, Ear | Genius 3 | N23046807 | Covidien | PACU | Akron | Akron City Campus | Akron City Hospital | 1st Floor | 2024-07-02 13:22 | Low
No | 064387 | Thermometers, Electronic, Infrared, Ear | Genius 3 | N23046969 | Covidien | PACU | Akron | Akron City Campus | Akron City Hospital | 1st Floor | 2024-07-02 13:22 | Low
No | 064389 | Thermometers, Electronic, Infrared, Ear | Genius 3 | N23046578 | Covidien | PACU | Akron | Akron City Campus | Akron City Hospital | 1st Floor | 2024-07-02 13:22 | Low
No | 064390 | Thermometers, Electronic, Infrared, Ear | Genius 3 | N23046821 | Covidien | PACU | Akron | Akron City Campus | Akron City Hospital | 1st Floor | 2024-07-02 13:22 | Low
No | 064391 | Thermometers, Electronic, Infrared, Ear | Genius 3 | N23046890 | Covidien | PACU | Akron | Akron City Campus | Akron City Hospital | 1st Floor | 2024-07-02 13:22 | Low
No | 064392 | Thermometers, Electronic, Infrared, Ear | Genius 3 | N23046641 | Covidien | PACU | Akron | Akron City Campus | Akron City Hospital | 1st Floor | 2024-07-02 13:22 | Low
No | 064393 | Thermometers, Electronic, Infrared, Ear | Genius 3 | N23046661 | Covidien | PACU | Akron | Akron City Campus | Akron City Hospital | 1st Floor | 2024-07-02 13:22 | Low
No | 064394 | Thermometers, Electronic, Infrared, Ear | Genius 3 | N23046674 | Covidien | PACU | Akron | Akron City Campus | Akron City Hospital | 1st Floor | 2024-07-02 13:22 | Low
No | 064396 | Thermometers, Electronic, Infrared, Ear | Genius 3 | N23046670 | Covidien | PACU | Akron | Akron City Campus | Akron City Hospital | 1st Floor | 2024-07-02 13:22 | Low
No | 064397 | Thermometers, Electronic, Infrared, Ear | Genius 3 | N23046785 | Covidien | PACU | Akron | Akron City Campus | Akron City Hospital | 1st Floor | 2024-07-02 13:22 | Low
No | 064398 | Thermometers, Electronic, Infrared, Ear | Genius 3 | N23046732 | Covidien | PACU | Akron | Akron City Campus | Akron City Hospital | 1st Floor | 2024-07-02 13:22 | Low
No | 064399 | Thermometers, Electronic, Infrared, Ear | Genius 3 | N23046549 | Covidien | PACU | Akron | Akron City Campus | Akron City Hospital | 1st Floor | 2024-07-02 13:22 | Low
No | 064400 | Thermometers, Electronic, Infrared, Ear | Genius 3 | N23046742 | Covidien | PACU | Akron | Akron City Campus | Akron City Hospital | 1st Floor | 2024-07-02 13:22 | Low
No | 064401 | Thermometers, Electronic, Infrared, Ear | Genius 3 | N23046662 | Covidien | Sameday Surgery Center | Akron | Akron City Campus | H Tower | 1st Floor | 2024-07-02 13:22 | Low
No | 064402 | Thermometers, Electronic, Infrared, Ear | Genius 3 | N23046996 | Covidien | Sameday Surgery Center | Akron | Akron City Campus | H Tower | 1st Floor | 2024-07-02 13:22 | Low
No | 064403 | Thermometers, Electronic, Infrared, Ear | Genius 3 | N23046658 | Covidien | Sameday Surgery Center | Akron | Akron City Campus | H Tower | 1st Floor | 2024-07-02 13:22 | Low
No | 064404 | Thermometers, Electronic, Infrared, Ear | Genius 3 | N23046774 | Covidien | Sameday Surgery Center | Akron | Akron City Campus | H Tower | 1st Floor | 2024-07-02 13:22 | Low
No | 064405 | Thermometers, Electronic, Infrared, Ear | Genius 3 | N23046568 | Covidien | Sameday Surgery Center | Akron | Akron City Campus | H Tower | 1st Floor | 2024-07-02 13:22 | Low
No | 064406 | Thermometers, Electronic, Infrared, Ear | Genius 3 | N23046786 | Covidien | Sameday Surgery Center | Akron | Akron City Campus | H Tower | 1st Floor | 2024-07-02 13:22 | Low
No | 064407 | Thermometers, Electronic, Infrared, Ear | Genius 3 | N23046693 | Covidien | Sameday Surgery Center | Akron | Akron City Campus | H Tower | 1st Floor | 2024-07-02 13:22 | Low
No | 064408 | Thermometers, Electronic, Infrared, Ear | Genius 3 | N23046981 | Covidien | Sameday Surgery Center | Akron | Akron City Campus | H Tower | 1st Floor | 2024-07-02 13:22 | Low
No | 064409 | Thermometers, Electronic, Infrared, Ear | Genius 3 | N23046846 | Covidien | Sameday Surgery Center | Akron | Akron City Campus | H Tower | 1st Floor | 2024-07-02 13:22 | Low
No | 064410 | Thermometers, Electronic, Infrared, Ear | Genius 3 | N23046998 | Covidien | Sameday Surgery Center | Akron | Akron City Campus | H Tower | 1st Floor | 2024-07-02 13:22 | Low
No | 064411 | Thermometers, Electronic, Infrared, Ear | Genius 3 | N23046708 | Covidien | Sameday Surgery Center | Akron | Akron City Campus | H Tower | 1st Floor | 2024-07-02 13:22 | Low
No | 064412 | Thermometers, Electronic, Infrared, Ear | Genius 3 | N23046891 | Covidien | Sameday Surgery Center | Akron | Akron City Campus | H Tower | 1st Floor | 2024-07-02 13:22 | Low
No | 064413 | Thermometers, Electronic, Infrared, Ear | Genius 3 | N23046979 | Covidien | Sameday Surgery Center | Akron | Akron City Campus | H Tower | 1st Floor | 2024-07-02 13:22 | Low
No | 064414 | Thermometers, Electronic, Infrared, Ear | Genius 3 | N23046979 | Covidien | Sameday Surgery Center | Akron | Akron City Campus | H Tower | 1st Floor | 2024-07-02 13:22 | Low
No | 064415 | Thermometers, Electronic, Infrared, Ear | Genius 3 | N23046671 | Covidien | Sameday Surgery Center | Akron | Akron City Campus | H Tower | 1st Floor | 2024-07-02 13:22 | Low
No | 064416 | Thermometers, Electronic, Infrared, Ear | Genius 3 | N23046711 | Covidien | Sameday Surgery Center | Akron | Akron City Campus | H Tower | 1st Floor | 2024-07-02 13:22 | Low
No | 064417 | Thermometers, Electronic, Infrared, Ear | Genius 3 | N23046859 | Covidien | Sameday Surgery Center | Akron | Akron City Campus | H Tower | 1st Floor | 2024-07-02 13:22 | Low
No | 064418 | Thermometers, Electronic, Infrared, Ear | Genius 3 | N23046853 | Covidien | Sameday Surgery Center | Akron | Akron City Campus | H Tower | 1st Floor | 2024-07-02 13:22 | Low
No | 064419 | Thermometers, Electronic, Infrared, Ear | Genius 3 | N23046665 | Covidien | Sameday Surgery Center | Akron | Akron City Campus | H Tower | 1st Floor | 2024-07-02 13:22 | Low
No | 064420 | Thermometers, Electronic, Infrared, Ear | Genius 3 | N23046923 | Covidien | Sameday Surgery Center | Akron | Akron City Campus | H Tower | 1st Floor | 2024-07-02 13:22 | Low
No | 064421 | Thermometers, Electronic, Infrared, Ear | Genius 3 | N23046994 | Covidien | Sameday Surgery Center | Akron | Akron City Campus | H Tower | 1st Floor | 2024-07-02 13:22 | Low
No | 064422 | Thermometers, Electronic, Infrared, Ear | Genius 3 | N23046724 | Covidien | Sameday Surgery Center | Akron | Akron City Campus | H Tower | 1st Floor | 2024-07-02 13:22 | Low
No | 064423 | Thermometers, Electronic, Infrared, Ear | Genius 3 | N23046928 | Covidien | Sameday Surgery Center | Akron | Akron City Campus | H Tower | 1st Floor | 2024-07-02 13:22 | Low
No | 064424 | Thermometers, Electronic, Infrared, Ear | Genius 3 | N23046830 | Covidien | Sameday Surgery Center | Akron | Akron City Campus | H Tower | 1st Floor | 2024-07-02 13:22 | Low
No | 064425 | Thermometers, Electronic, Infrared, Ear | Genius 3 | N23046946 | Covidien | Sameday Surgery Center | Akron | Akron City Campus | H Tower | 1st Floor | 2024-07-02 13:22 | Low
No | 064426 | Thermometers, Electronic, Infrared, Ear | Genius 3 | N23046723 | Covidien | Sameday Surgery Center | Akron | Akron City Campus | H Tower | 1st Floor | 2024-07-02 13:22 | Low
No | 064429 | Thermometers, Electronic, Infrared, Ear | Genius 3 | N23046570 | Covidien | Sameday Surgery Center | Akron | Akron City Campus | H Tower | 1st Floor | 2024-07-02 13:22 | Low
No | 064430 | Thermometers, Electronic, Infrared, Ear | Genius 3 | N23046944 | Covidien | Sameday Surgery Center | Akron | Akron City Campus | H Tower | 1st Floor | 2024-07-02 13:22 | Low
No | 064431 | Thermometers, Electronic, Infrared, Ear | Genius 3 | N23046918 | Covidien | Sameday Surgery Center | Akron | Akron City Campus | H Tower | 1st Floor | 2024-07-02 13:22 | Low
No | 064432 | Thermometers, Electronic, Infrared, Ear | Genius 3 | N23046849 | Covidien | Sameday Surgery Center | Akron | Akron City Campus | H Tower | 1st Floor | 2024-07-02 13:22 | Low
No | 064433 | Thermometers, Electronic, Infrared, Ear | Genius 3 | N23046779 | Covidien | Sameday Surgery Center | Akron | Akron City Campus | H Tower | 1st Floor | 2024-07-02 13:22 | Low
No | 064434 | Thermometers, Electronic, Infrared, Ear | Genius 3 | N23046947 | Covidien | Sameday Surgery Center | Akron | Akron City Campus | H Tower | 1st Floor | 2024-07-02 13:22 | Low
No | 064435 | Thermometers, Electronic, Infrared, Ear | Genius 3 | N23046615 | Covidien | Sameday Surgery Center | Akron | Akron City Campus | H Tower | 1st Floor | 2024-07-02 13:22 | Low
No | 064436 | Thermometers, Electronic, Infrared, Ear | Genius 3 | N23046735 | Covidien | Sameday Surgery Center | Akron | Akron City Campus | H Tower | 1st Floor | 2024-07-02 13:22 | Low
No | 064437 | Thermometers, Electronic, Infrared, Ear | Genius 3 | N23046710 | Covidien | Sameday Surgery Center | Akron | Akron City Campus | H Tower | 1st Floor | 2024-07-02 13:22 | Low
No | 064438 | Thermometers, Electronic, Infrared, Ear | Genius 3 | N23046991 | Covidien | Sameday Surgery Center | Akron | Akron City Campus | H Tower | 1st Floor | 2024-07-02 13:22 | Low
No | 064439 | Thermometers, Electronic, Infrared, Ear | Genius 3 | N23046961 | Covidien | Sameday Surgery Center | Akron | Akron City Campus | H Tower | 1st Floor | 2024-07-02 13:22 | Low
No | 064440 | Thermometers, Electronic, Infrared, Ear | Genius 3 | N23046808 | Covidien | Sameday Surgery Center | Akron | Akron City Campus | H Tower | 1st Floor | 2024-07-02 13:22 | Low
No | 064441 | Thermometers, Electronic, Infrared, Ear | Genius 3 | N23046952 | Covidien | Sameday Surgery Center | Akron | Akron City Campus | H Tower | 1st Floor | 2024-07-02 13:22 | Low
No | 064442 | Thermometers, Electronic, Infrared, Ear | Genius 3 | N23046986 | Covidien | Sameday Surgery Center | Akron | Akron City Campus | H Tower | 1st Floor | 2024-07-02 13:22 | Low
No | 064443 | Thermometers, Electronic, Infrared, Ear | Genius 3 | N23046953 | Covidien | Sameday Surgery Center | Akron | Akron City Campus | H Tower | 1st Floor | 2024-07-02 13:22 | Low
No | 064444 | Thermometers, Electronic, Infrared, Ear | Genius 3 | N23046567 | Covidien | Sameday Surgery Center | Akron | Akron City Campus | H Tower | 1st Floor | 2024-07-02 13:22 | Low
No | 064445 | Thermometers, Electronic, Infrared, Ear | Genius 3 | N23046976 | Covidien | Sameday Surgery Center | Akron | Akron City Campus | H Tower | 1st Floor | 2024-07-02 13:22 | Low
No | 064446 | Thermometers, Electronic, Infrared, Ear | Genius 3 | N23046753 | Covidien | Sameday Surgery Center | Akron | Akron City Campus | H Tower | 1st Floor | 2024-07-02 13:22 | Low
No | 064447 | Thermometers, Electronic, Infrared, Ear | Genius 3 | N23046925 | Covidien | Sameday Surgery Center | Akron | Akron City Campus | H Tower | 1st Floor | 2024-07-02 13:22 | Low
No | 064448 | Thermometers, Electronic, Infrared, Ear | Genius 3 | N23046613 | Covidien | Sameday Surgery Center | Akron | Akron City Campus | H Tower | 1st Floor | 2024-07-02 13:22 | Low
No | 064449 | Thermometers, Electronic, Infrared, Ear | Genius 3 | N23046851 | Covidien | Sameday Surgery Center | Akron | Akron City Campus | H Tower | 1st Floor | 2024-07-02 13:22 | Low
No | 064450 | Thermometers, Electronic, Infrared, Ear | Genius 3 | N23046827 | Covidien | Sameday Surgery Center | Akron | Akron City Campus | H Tower | 1st Floor | 2024-07-02 13:22 | Low
No | 070588 | Thermometers, Electronic, Infrared, Ear | Genius 3 | N23047777 | Covidien | Medina ASC | Barberton | Medina Campus | Medina Medical Center | 1st Floor | 2024-08-08 08:16 | Low
No | 070589 | Thermometers, Electronic, Infrared, Ear | Genius 3 | N23047607 | Covidien | Medina ASC | Barberton | Medina Campus | Medina Medical Center | 1st Floor | 2024-08-08 08:16 | Low
No | 070590 | Thermometers, Electronic, Infrared, Ear | Genius 3 | N23047573 | Covidien | Medina ASC | Barberton | Medina Campus | Medina Medical Center | 1st Floor | 2024-08-08 08:16 | Low
No | 070591 | Thermometers, Electronic, Infrared, Ear | Genius 3 | N23047442 | Covidien | Medina ASC | Barberton | Medina Campus | Medina Medical Center | 1st Floor | 2024-08-08 08:16 | Low
No | 070592 | Thermometers, Electronic, Infrared, Ear | Genius 3 | N23047604 | Covidien | Medina ASC | Barberton | Medina Campus | Medina Medical Center | 1st Floor | 2024-08-08 08:16 | Low
No | 070593 | Thermometers, Electronic, Infrared, Ear | Genius 3 | N23047818 | Covidien | Medina ASC | Barberton | Medina Campus | Medina Medical Center | 1st Floor | 2024-08-08 08:16 | Low
No | 070594 | Thermometers, Electronic, Infrared, Ear | Genius 3 | N23047751 | Covidien | Medina ASC | Barberton | Medina Campus | Medina Medical Center | 1st Floor | 2024-08-08 08:16 | Low
No | 070595 | Thermometers, Electronic, Infrared, Ear | Genius 3 | N23047750 | Covidien | Medina ASC | Barberton | Medina Campus | Medina Medical Center | 1st Floor | 2024-08-08 08:16 | Low
No | 070596 | Thermometers, Electronic, Infrared, Ear | Genius 3 | N23047202 | Covidien | Medina ASC | Barberton | Medina Campus | Medina Medical Center | 1st Floor | 2024-08-08 08:16 | Low
No | 070611 | Thermometers, Electronic, Infrared, Ear | Genius 3 | N23047676 | Covidien | Operating Room - SW | Barberton | Wadsworth Campus | Wadsworth-Rittman Medical Center | 1st Floor | 2024-08-08 08:16 | Low
No | 070612 | Thermometers, Electronic, Infrared, Ear | Genius 3 | N23047056 | Covidien | PACU - SW | Barberton | Wadsworth Campus | Wadsworth-Rittman Medical Center | 1st Floor | 2024-08-08 08:16 | Low
No | 070613 | Thermometers, Electronic, Infrared, Ear | Genius 3 | N23047450 | Covidien | PACU - SW | Barberton | Wadsworth Campus | Wadsworth-Rittman Medical Center | 1st Floor | 2024-08-08 08:16 | Low
No | 070614 | Thermometers, Electronic, Infrared, Ear | Genius 3 | N23047297 | Covidien | PACU - SW | Barberton | Wadsworth Campus | Wadsworth-Rittman Medical Center | 1st Floor | 2024-08-08 08:16 | Low
No | 070615 | Thermometers, Electronic, Infrared, Ear | Genius 3 | N23047603 | Covidien | PACU - SW | Barberton | Wadsworth Campus | Wadsworth-Rittman Medical Center | 1st Floor | 2024-08-08 08:16 | Low
No | 070616 | Thermometers, Electronic, Infrared, Ear | Genius 3 | N23047208 | Covidien | PACU - SW | Barberton | Wadsworth Campus | Wadsworth-Rittman Medical Center | 1st Floor | 2024-08-08 08:16 | Low
No | 070617 | Thermometers, Electronic, Infrared, Ear | Genius 3 | N23047253 | Covidien | PACU - SW | Barberton | Wadsworth Campus | Wadsworth-Rittman Medical Center | 1st Floor | 2024-08-08 08:16 | Low
No | 070618 | Thermometers, Electronic, Infrared, Ear | Genius 3 | N23047065 | Covidien | PACU - SW | Barberton | Wadsworth Campus | Wadsworth-Rittman Medical Center | 1st Floor | 2024-08-08 08:16 | Low
No | 070619 | Thermometers, Electronic, Infrared, Ear | Genius 3 | N23047077 | Covidien | PACU - SW | Barberton | Wadsworth Campus | Wadsworth-Rittman Medical Center | 1st Floor | 2024-08-08 08:16 | Low
No | 070620 | Thermometers, Electronic, Infrared, Ear | Genius 3 | N23047079 | Covidien | PACU - SW | Barberton | Wadsworth Campus | Wadsworth-Rittman Medical Center | 1st Floor | 2024-08-08 08:16 | Low
No | 070621 | Thermometers, Electronic, Infrared, Ear | Genius 3 | N23047269 | Covidien | PACU - SW | Barberton | Wadsworth Campus | Wadsworth-Rittman Medical Center | 1st Floor | 2024-08-08 08:16 | Low
No | 070622 | Thermometers, Electronic, Infrared, Ear | Genius 3 | N23047055 | Covidien | PACU - SW | Barberton | Wadsworth Campus | Wadsworth-Rittman Medical Center | 1st Floor | 2024-08-08 08:16 | Low
No | 070623 | Thermometers, Electronic, Infrared, Ear | Genius 3 | N23047287 | Covidien | PACU - SW | Barberton | Wadsworth Campus | Wadsworth-Rittman Medical Center | 1st Floor | 2024-08-08 08:16 | Low
No | 070624 | Thermometers, Electronic, Infrared, Ear | Genius 3 | N23047423 | Covidien | PACU - SW | Barberton | Wadsworth Campus | Wadsworth-Rittman Medical Center | 1st Floor | 2024-08-08 08:16 | Low
No | 070625 | Thermometers, Electronic, Infrared, Ear | Genius 3 | N23047601 | Covidien | PACU - SW | Barberton | Wadsworth Campus | Wadsworth-Rittman Medical Center | 1st Floor | 2024-08-08 08:16 | Low
No | 070626 | Thermometers, Electronic, Infrared, Ear | Genius 3 | N23046653 | Covidien | PACU - SB | Barberton | Barberton Campus | Summa Barberton Hospital | 2nd Floor | 2024-07-02 13:22 | Low
No | 070627 | Thermometers, Electronic, Infrared, Ear | Genius 3 | N23046760 | Covidien | PACU - SB | Barberton | Barberton Campus | Summa Barberton Hospital | 2nd Floor | 2024-07-02 11:59 | Low
No | 070628 | Thermometers, Electronic, Infrared, Ear | Genius 3 | N23046688 | Covidien | PACU - SB | Barberton | Barberton Campus | Summa Barberton Hospital | 2nd Floor | 2024-07-02 12:05 | Low
No | 070629 | Thermometers, Electronic, Infrared, Ear | Genius 3 | N23047002 | Covidien | PACU - SB | Barberton | Barberton Campus | Summa Barberton Hospital | 2nd Floor | 2024-07-02 13:06 | Low
No | 070630 | Thermometers, Electronic, Infrared, Ear | Genius 3 | N23046932 | Covidien | PACU - SB | Barberton | Barberton Campus | Summa Barberton Hospital | 2nd Floor | 2024-07-02 13:08 | Low
No | 070631 | Thermometers, Electronic, Infrared, Ear | Genius 3 | N23046621 | Covidien | PACU - SB | Barberton | Barberton Campus | Summa Barberton Hospital | 2nd Floor | 2024-07-02 13:08 | Low
No | 070632 | Thermometers, Electronic, Infrared, Ear | Genius 3 | N23046949 | Covidien | PACU - SB | Barberton | Barberton Campus | Summa Barberton Hospital | 2nd Floor | 2024-07-02 13:09 | Low
No | 070633 | Thermometers, Electronic, Infrared, Ear | Genius 3 | N23046970 | Covidien | PACU - SB | Barberton | Barberton Campus | Summa Barberton Hospital | 2nd Floor | 2024-07-02 13:10 | Low
No | 070634 | Thermometers, Electronic, Infrared, Ear | Genius 3 | N23046818 | Covidien | PACU - SB | Barberton | Barberton Campus | Summa Barberton Hospital | 2nd Floor | 2024-07-02 13:12 | Low
No | 070635 | Thermometers, Electronic, Infrared, Ear | Genius 3 | N23046997 | Covidien | Sameday Surgery Center - SB | Barberton | Barberton Campus | Summa Barberton Hospital | 2nd Floor | 2024-07-02 13:14 | Low
No | 070636 | Thermometers, Electronic, Infrared, Ear | Genius 3 | N23046865 | Covidien | Sameday Surgery Center - SB | Barberton | Barberton Campus | Summa Barberton Hospital | 2nd Floor | 2024-07-02 13:15 | Low
No | 070637 | Thermometers, Electronic, Infrared, Ear | Genius 3 | N23046640 | Covidien | Sameday Surgery Center - SB | Barberton | Barberton Campus | Summa Barberton Hospital | 2nd Floor | 2024-07-02 13:16 | Low
No | 070638 | Thermometers, Electronic, Infrared, Ear | Genius 3 | N23046955 | Covidien | Sameday Surgery Center - SB | Barberton | Barberton Campus | Summa Barberton Hospital | 2nd Floor | 2024-07-02 13:16 | Low
No | 070639 | Thermometers, Electronic, Infrared, Ear | Genius 3 | N23046554 | Covidien | Sameday Surgery Center - SB | Barberton | Barberton Campus | Summa Barberton Hospital | 2nd Floor | 2024-07-02 13:17 | Low
No | 070640 | Thermometers, Electronic, Infrared, Ear | Genius 3 | N23046983 | Covidien | Sameday Surgery Center - SB | Barberton | Barberton Campus | Summa Barberton Hospital | 2nd Floor | 2024-07-02 13:17 | Low
No | 070641 | Thermometers, Electronic, Infrared, Ear | Genius 3 | N23046962 | Covidien | Sameday Surgery Center - SB | Barberton | Barberton Campus | Summa Barberton Hospital | 2nd Floor | 2024-07-02 13:18 | Low
No | 070642 | Thermometers, Electronic, Infrared, Ear | Genius 3 | N23046647 | Covidien | Sameday Surgery Center - SB | Barberton | Barberton Campus | Summa Barberton Hospital | 2nd Floor | 2024-07-02 13:18 | Low
No | 070643 | Thermometers, Electronic, Infrared, Ear | Genius 3 | N23046722 | Covidien | PACU - SB | Barberton | Barberton Campus | Summa Barberton Hospital | 2nd Floor | 2024-07-02 13:19 | Low
No | 070644 | Thermometers, Electronic, Infrared, Ear | Genius 3 | N23046871 | Covidien | Sameday Surgery Center - SB | Barberton | Barberton Campus | Summa Barberton Hospital | 2nd Floor | 2024-07-02 13:20 | Low
No | 070645 | Thermometers, Electronic, Infrared, Ear | Genius 3 | N23046619 | Covidien | Sameday Surgery Center - SB | Barberton | Barberton Campus | Summa Barberton Hospital | 2nd Floor | 2024-07-02 13:20 | Low
No | 070651 | Thermometers, Electronic, Infrared, Ear | Genius 3 | N22022231 | Covidien | PACU - SW | Barberton | Wadsworth Campus | Wadsworth-Rittman Medical Center | 1st Floor | 2024-08-08 08:16 | Low
No | 070652 | Thermometers, Electronic, Infrared, Ear | Genius 3 | N22017985 | Covidien | PACU - SW | Barberton | Wadsworth Campus | Wadsworth-Rittman Medical Center | 1st Floor | 2024-08-08 08:16 | Low
No | 070653 | Thermometers, Electronic, Infrared, Ear | Genius 3 | N22060122 | Covidien | PACU - SW | Barberton | Wadsworth Campus | Wadsworth-Rittman Medical Center | 1st Floor | 2024-08-08 08:16 | Low
No | 070654 | Thermometers, Electronic, Infrared, Ear | Genius 3 | N22022149 | Covidien | PACU - SW | Barberton | Wadsworth Campus | Wadsworth-Rittman Medical Center | 1st Floor | 2024-08-08 08:16 | Low
No | 070655 | Thermometers, Electronic, Infrared, Ear | Genius 3 | N22021830 | Covidien | PACU - SW | Barberton | Wadsworth Campus | Wadsworth-Rittman Medical Center | 1st Floor | 2024-08-08 08:16 | Low
No | 070656 | Thermometers, Electronic, Infrared, Ear | Genius 3 | N22023188 | Covidien | PACU - SW | Barberton | Wadsworth Campus | Wadsworth-Rittman Medical Center | 1st Floor | 2024-08-08 08:16 | Low
No | 070657 | Thermometers, Electronic, Infrared, Ear | Genius 3 | N22016737 | Covidien | PACU - SW | Barberton | Wadsworth Campus | Wadsworth-Rittman Medical Center | 1st Floor | 2024-08-08 08:16 | Low
No | 070658 | Thermometers, Electronic, Infrared, Ear | Genius 3 | N22016522 | Covidien | PACU - SW | Barberton | Wadsworth Campus | Wadsworth-Rittman Medical Center | 1st Floor | 2024-08-08 08:16 | Low
No | 070659 | Thermometers, Electronic, Infrared, Ear | Genius 3 | N22022045 | Covidien | PACU - SW | Barberton | Wadsworth Campus | Wadsworth-Rittman Medical Center | 1st Floor | 2024-08-08 08:16 | Low
No | 070660 | Thermometers, Electronic, Infrared, Ear | Genius 3 | N2202930 | Covidien | PACU - SW | Barberton | Wadsworth Campus | Wadsworth-Rittman Medical Center | 1st Floor | 2024-08-08 08:16 | Low
No | 070661 | Thermometers, Electronic, Infrared, Ear | Genius 3 | N22060200 | Covidien | PACU - SW | Barberton | Wadsworth Campus | Wadsworth-Rittman Medical Center | 1st Floor | 2024-08-08 08:16 | Low
No | 070662 | Thermometers, Electronic, Infrared, Ear | Genius 3 | N22022927 | Covidien | PACU - SW | Barberton | Wadsworth Campus | Wadsworth-Rittman Medical Center | 1st Floor | 2024-08-08 08:16 | Low
No | 070663 | Thermometers, Electronic, Infrared, Ear | Genius 3 | N22060120 | Covidien | PACU - SW | Barberton | Wadsworth Campus | Wadsworth-Rittman Medical Center | 1st Floor | 2024-08-08 08:16 | Low
No | 059226 | Thermometers, Electronic, Infrared, Skin | JXB-178 - Jxb-178 Non-Contact Thermometer | C06200280808 | Guangzhou Berrcom Medical Device Co | SAMS Clinic | Akron | Akron City Campus | 95 Arch | 1st Floor | 2020-08-17 | Low
No | 059227 | Thermometers, Electronic, Infrared, Skin | JXB-178 - Jxb-178 Non-Contact Thermometer | C05200305550 | Guangzhou Berrcom Medical Device Co | SAMS Clinic | Akron | Akron City Campus | 95 Arch | 1st Floor | 2020-08-25 | Low
No | 030847 | Thermometers, Electronic, Infrared, Skin | TAT-2000C - Temporalscanner Tat-2000C | 5874736 | Exergen | SAH - HomeCare | Akron | Corporate Campus | Corporate Center |  | 2012-11-28 | Low
No | 062820 | Thermometers, Electronic, Infrared, Skin | TAT-2000C - Temporalscanner Tat-2000C | A1261611 | Exergen | 5 East - Observation Unit | Akron | Akron City Campus | Akron City Hospital | 5th Floor | 2023-01-20 10:46 | Low
No | 022999 | Thermometers, Electronic, Infrared, Skin | TAT-5000 | A190916 | Exergen | Endoscopy | Akron | Akron City Campus | Akron City Hospital | Ground Floor | 2010-02-23 | Low
No | 023719 | Thermometers, Electronic, Infrared, Skin | TAT-5000 | A51107 | Exergen | Endoscopy - Outpatient | Akron | Akron City Campus | 95 Arch | Ground Floor | 2006-03-01 | Low
No | 024092 | Thermometers, Electronic, Infrared, Skin | TAT-5000 | A409672 | Exergen | SHMG OB/GYN - Green | Barberton | Green Campus | Green Physician Office Building | 1st Floor | 2022-10-11 | Low
No | 024946 | Thermometers, Electronic, Infrared, Skin | TAT-5000 | A224213 | Exergen | T1 - CTV Intensive Care Unit (CTV-ICU) | Akron | Akron City Campus | Critical Care Tower | 1st Floor | 2011-04-05 | Low
No | 025787 | Thermometers, Electronic, Infrared, Skin | TAT-5000 | A68407 | Exergen | PACU | Akron | Akron City Campus | Akron City Hospital | 1st Floor | 2009-03-24 | Low
No | 025824 | Thermometers, Electronic, Infrared, Skin | TAT-5000 | A157400 | Exergen | Sameday Surgery Center | Akron | Akron City Campus | H Tower | 1st Floor | 2009-08-12 | Low
No | 026342 | Thermometers, Electronic, Infrared, Skin | TAT-5000 | A216315 | Exergen | Endoscopy | Akron | Akron City Campus | Akron City Hospital | Ground Floor | 2011-02-09 | Low
No | 026721 | Thermometers, Electronic, Infrared, Skin | TAT-5000 | O125297 | Exergen | Family Medicine Center | Akron | Akron City Campus | 55 Arch | 3rd Floor | 2008-12-29 | Low
No | 026722 | Thermometers, Electronic, Infrared, Skin | TAT-5000 | O125287 | Exergen | Family Medicine Center | Akron | Akron City Campus | 55 Arch | 3rd Floor | 2008-12-29 | Low
No | 026791 | Thermometers, Electronic, Infrared, Skin | TAT-5000 | A82845 | Exergen | Endoscopy - Outpatient | Akron | Akron City Campus | 95 Arch | Ground Floor | 2006-03-01 | Low
No | 028150 | Thermometers, Electronic, Infrared, Skin | TAT-5000 | A243036 | Exergen | Sameday Surgery Center | Akron | Akron City Campus | H Tower | 1st Floor | 2011-03-23 | Low
No | 028168 | Thermometers, Electronic, Infrared, Skin | TAT-5000 | A266508 | Exergen | PACU | Akron | Akron City Campus | Akron City Hospital | 1st Floor | 2012-01-11 | Low
No | 028316 | Thermometers, Electronic, Infrared, Skin | TAT-5000 | A190516 | Exergen | Preadmission Testing | Akron | Akron City Campus | H Tower | Ground Floor | 2011-01-26 | Low
No | 031277 | Thermometers, Electronic, Infrared, Skin | TAT-5000 | A316581 | Exergen | Sameday Surgery Center | Akron | Akron City Campus | H Tower | 1st Floor | 2013-02-27 | Low
No | 031282 | Thermometers, Electronic, Infrared, Skin | TAT-5000 | A233869 | Exergen | Sameday Surgery Center | Akron | Akron City Campus | H Tower | 1st Floor | 2012-01-25 | Low
No | 031841 | Thermometers, Electronic, Infrared, Skin | TAT-5000 | A 453575 | Exergen | PACU | Akron | Akron City Campus | Akron City Hospital | 1st Floor | 2015-02-06 | Low
No | 031843 | Thermometers, Electronic, Infrared, Skin | TAT-5000 | A 437147 | Exergen | Endoscopy - Outpatient | Akron | Akron City Campus | 95 Arch | Ground Floor | 2012-11-02 | Low
No | 031845 | Thermometers, Electronic, Infrared, Skin | TAT-5000 | A 436056 | Exergen | Endoscopy | Akron | Akron City Campus | Akron City Hospital | Ground Floor | 2010-02-23 | Low
No | 031848 | Thermometers, Electronic, Infrared, Skin | TAT-5000 | A 440999 | Exergen | Endoscopy | Akron | Akron City Campus | Akron City Hospital | Ground Floor | 2010-02-23 | Low
No | 031849 | Thermometers, Electronic, Infrared, Skin | TAT-5000 | A 445050 | Exergen | Endoscopy | Akron | Akron City Campus | Akron City Hospital | Ground Floor | 2014-12-02 | Low
No | 031872 | Thermometers, Electronic, Infrared, Skin | TAT-5000 | A459136 | Exergen | Endoscopy | Akron | Akron City Campus | Akron City Hospital | Ground Floor | 2015-06-25 | Low
No | 031876 | Thermometers, Electronic, Infrared, Skin | TAT-5000 | A453760 | Exergen | Endoscopy | Akron | Akron City Campus | Akron City Hospital | Ground Floor | 2015-07-17 | Low
No | 031877 | Thermometers, Electronic, Infrared, Skin | TAT-5000 | A468835 | Exergen | Endoscopy | Akron | Akron City Campus | Akron City Hospital | Ground Floor | 2015-07-17 | Low
No | 031882 | Thermometers, Electronic, Infrared, Skin | TAT-5000 | A440071 | Exergen | Endoscopy - Outpatient | Akron | Akron City Campus | 95 Arch | Ground Floor | 2015-07-21 | Low
No | 031886 | Thermometers, Electronic, Infrared, Skin | TAT-5000 | A485959 | Exergen | SCI-Cardiology Prep & Recovery | Akron | Akron City Campus | Akron City Hospital | 1st Floor | 2015-07-29 | Low
No | 032574 | Thermometers, Electronic, Infrared, Skin | TAT-5000 | A293245 | Exergen | H2 - Labor and Delivery Unit (L&D) | Akron | Akron City Campus | H Tower | 2nd Floor | 2012-10-01 | Low
No | 032621 | Thermometers, Electronic, Infrared, Skin | TAT-5000 | O 299408 | Exergen | SCI-Cardiology Prep & Recovery | Akron | Akron City Campus | Akron City Hospital | 1st Floor | 2013-01-07 | Low
No | 033094 | Thermometers, Electronic, Infrared, Skin | TAT-5000 | A366932 | Exergen | Sameday Surgery Center | Akron | Akron City Campus | H Tower | 1st Floor | 2014-02-12 | Low
No | 033137 | Thermometers, Electronic, Infrared, Skin | TAT-5000 | A419358 | Exergen | Health Tech Mgmt | Akron | Akron City Campus | ACH Admin Building | Ground Floor | 2014-09-19 | Low
No | 033211 | Thermometers, Electronic, Infrared, Skin | TAT-5000 | A510274 | Exergen | Health Tech Mgmt | Akron | Akron City Campus | ACH Admin Building | Ground Floor | 2015-12-09 | Low
No | 033244 | Thermometers, Electronic, Infrared, Skin | TAT-5000 | A508462 | Exergen | Sameday Surgery Center | Akron | Akron City Campus | H Tower | 1st Floor | 2016-01-08 | Low
No | 033333 | Thermometers, Electronic, Infrared, Skin | TAT-5000 | A432999 | Exergen | SCI-Cardiology Prep & Recovery | Akron | Akron City Campus | Akron City Hospital | 1st Floor | 2016-04-12 | Low
No | 033804 | Thermometers, Electronic, Infrared, Skin | TAT-5000 | A831437 | Exergen | Rittman Family Practice, Inc. | Barberton | Wadsworth Campus | Rittman Family Medicine | Ground Floor | 2020-11-11 | Low
No | 033827 | Thermometers, Electronic, Infrared, Skin | TAT-5000 | A1010268 | Exergen | Urgent Care - Fairlawn | Akron | Fairlawn Campus | Fairlawn Urgent Care | Ground Floor | 2020-11-16 | Low
No | 034382 | Thermometers, Electronic, Infrared, Skin | TAT-5000 | A423262 | Exergen | Wound Care Center | Akron | Akron City Campus | Wound Care Building | Ground Floor | 2015-04-03 | Low
No | 034814 | Thermometers, Electronic, Infrared, Skin | TAT-5000 | A436647 | Exergen | Endoscopy - Outpatient | Akron | Akron City Campus | 95 Arch | Ground Floor | 2016-07-25 | Low
No | 034832 | Thermometers, Electronic, Infrared, Skin | TAT-5000 | A565959 | Exergen | Sameday Surgery Center | Akron | Akron City Campus | H Tower | 1st Floor | 2016-09-14 | Low
No | 034899 | Thermometers, Electronic, Infrared, Skin | TAT-5000 | A623639 | Exergen | T3 - Medical Intensive Care Unit (MICU) | Akron | Akron City Campus | Critical Care Tower | 3rd Floor | 2017-04-18 | Low
No | 034948 | Thermometers, Electronic, Infrared, Skin | TAT-5000 | A480703 | Exergen | Endoscopy | Akron | Akron City Campus | Akron City Hospital | Ground Floor | 2010-02-23 | Low
No | 035147 | Thermometers, Electronic, Infrared, Skin | TAT-5000 | A540114 | Exergen | PACU | Akron | Akron City Campus | Akron City Hospital | 1st Floor | 2016-05-19 | Low
No | 036550 | Thermometers, Electronic, Infrared, Skin | TAT-5000 | A005599CTF | Exergen | Outpatient Oncology - Medina | Barberton | Medina Campus | Medina Medical Center | 1st Floor | 2019-04-10 | Low
No | 037519 | Thermometers, Electronic, Infrared, Skin | TAT-5000 | A1155921 | Exergen | Pain Management Clinic - SW | Barberton | Wadsworth Campus | Founder's Hall | Ground Floor | 2022-09-02 | Low
No | 038782 | Thermometers, Electronic, Infrared, Skin | TAT-5000 | A1075245 | Exergen | Barberton Wound Care Center | Barberton | Barberton Campus | Summa Barberton Hospital | Ground Floor | 2020-09-14 | Low
No | 038805 | Thermometers, Electronic, Infrared, Skin | TAT-5000 | A960207 | Exergen | PACU - SB | Barberton | Barberton Campus | Summa Barberton Hospital | 2nd Floor | 2020-07-10 | Low
No | 038807 | Thermometers, Electronic, Infrared, Skin | TAT-5000 | A1085851 | Exergen | Endoscopy - SB | Barberton | Barberton Campus | Summa Barberton Hospital | 2nd Floor | 2020-10-13 | Low
No | 038848 | Thermometers, Electronic, Infrared, Skin | TAT-5000 | A876961 | Exergen | SCI-Cardiac Cath Lab Svcs - SB | Barberton | Barberton Campus | Summa Barberton Hospital | 2nd Floor | 2020-07-16 | Low
No | 039144 | Thermometers, Electronic, Infrared, Skin | TAT-5000 | A1038245 | Exergen | Endoscopy - SB | Barberton | Barberton Campus | Summa Barberton Hospital | 2nd Floor | 2021-03-02 | Low
No | 039149 | Thermometers, Electronic, Infrared, Skin | TAT-5000 | A1038246 | Exergen | Endoscopy - SB | Barberton | Barberton Campus | Summa Barberton Hospital | 2nd Floor | 2021-03-02 | Low
No | 039337 | Thermometers, Electronic, Infrared, Skin | TAT-5000 | A521030 | Exergen | Endoscopy - SW | Barberton | Wadsworth Campus | Wadsworth-Rittman Medical Center | 1st Floor | 2016-04-14 | Low
No | 039339 | Thermometers, Electronic, Infrared, Skin | TAT-5000 | A521077 | Exergen | PACU - SW | Barberton | Wadsworth Campus | Wadsworth-Rittman Medical Center | 1st Floor | 2016-04-14 | Low
No | 039340 | Thermometers, Electronic, Infrared, Skin | TAT-5000 | A1170332 | Exergen | Barberton Wound Care Center | Barberton | Barberton Campus | Summa Barberton Hospital | Ground Floor | 2022-04-11 | Low
No | 039425 | Thermometers, Electronic, Infrared, Skin | TAT-5000 | A1052003 | Exergen | Barberton Wound Care Center | Barberton | Barberton Campus | Summa Barberton Hospital | Ground Floor | 2021-05-05 | Low
No | 039476 | Thermometers, Electronic, Infrared, Skin | TAT-5000 | A1064625 | Exergen | Barberton Wound Care Center | Barberton | Barberton Campus | Summa Barberton Hospital | Ground Floor | 2021-07-15 | Low
No | 039485 | Thermometers, Electronic, Infrared, Skin | TAT-5000 | A531564 | Exergen | Sameday Surgery Center - SW | Barberton | Wadsworth Campus | Wadsworth-Rittman Medical Center | 1st Floor | 2016-04-14 | Low
No | 039486 | Thermometers, Electronic, Infrared, Skin | TAT-5000 | A531544 | Exergen | Sameday Surgery Center - SW | Barberton | Wadsworth Campus | Wadsworth-Rittman Medical Center | 1st Floor | 2016-04-14 | Low
No | 039487 | Thermometers, Electronic, Infrared, Skin | TAT-5000 | A531530 | Exergen | Sameday Surgery Center - SW | Barberton | Wadsworth Campus | Wadsworth-Rittman Medical Center | 1st Floor | 2016-04-14 | Low
No | 039493 | Thermometers, Electronic, Infrared, Skin | TAT-5000 | A1186454 | Exergen | Endoscopy - SB | Barberton | Barberton Campus | Summa Barberton Hospital | 2nd Floor | 2021-11-04 | Low
No | 039806 | Thermometers, Electronic, Infrared, Skin | TAT-5000 | A1161894 | Exergen | Barberton Wound Care Center | Barberton | Barberton Campus | Summa Barberton Hospital | Ground Floor | 2022-09-01 | Low
No | 039826 | Thermometers, Electronic, Infrared, Skin | TAT-5000 | A1116858 | Exergen | 2 East - Cardiac Progressive Care Unit (PCU) - SB | Barberton | Barberton Campus | Summa Barberton Hospital | 2nd Floor | 2023-08-04 | Low
No | 039908 | Thermometers, Electronic, Infrared, Skin | TAT-5000 | A1344983 | Exergen | PACU - SW | Barberton | Wadsworth Campus | Wadsworth-Rittman Medical Center | 1st Floor | 2024-04-24 | Low
No | 039909 | Thermometers, Electronic, Infrared, Skin | TAT-5000 | A1341833 | Exergen | PACU - SW | Barberton | Wadsworth Campus | Wadsworth-Rittman Medical Center | 1st Floor | 2024-04-24 | Low
No | 039910 | Thermometers, Electronic, Infrared, Skin | TAT-5000 | A1323022 | Exergen | PACU - SW | Barberton | Wadsworth Campus | Wadsworth-Rittman Medical Center | 1st Floor | 2024-04-24 | Low
No | 039911 | Thermometers, Electronic, Infrared, Skin | TAT-5000 | A1341834 | Exergen | PACU - SW | Barberton | Wadsworth Campus | Wadsworth-Rittman Medical Center | 1st Floor | 2024-04-24 | Low
No | 043217 | Thermometers, Electronic, Infrared, Skin | TAT-5000 | A1116403 | Exergen | 1 East - Medical/Surgical Unit (MSU) - SB | Barberton | Barberton Campus | Summa Barberton Hospital | 1st Floor | 2023-03-06 16:08 | Low
No | 043275 | Thermometers, Electronic, Infrared, Skin | TAT-5000 | A1385410 | Exergen | Medina ASC | Barberton | Medina Campus | Medina Medical Center | 1st Floor | 2023-08-28 08:19 | Low
No | 043528 | Thermometers, Electronic, Infrared, Skin | TAT-5000 | 01104568 | Exergen | BHP 4 - Geropsych Unit | Akron | Akron City Campus | Juve Family BH Pavillion | 4th Floor | 2021-06-30 | Low
No | 050205 | Thermometers, Electronic, Infrared, Skin | TAT-5000 | A808074 | Exergen | Health Tech Mgmt | Akron | Akron City Campus | ACH Admin Building | Ground Floor | 2018-12-04 | Low
No | 050206 | Thermometers, Electronic, Infrared, Skin | TAT-5000 | A808065 | Exergen | Sameday Surgery Center | Akron | Akron City Campus | H Tower | 1st Floor | 2018-12-04 | Low
No | 050210 | Thermometers, Electronic, Infrared, Skin | TAT-5000 | A808061 | Exergen | PACU | Akron | Akron City Campus | Akron City Hospital | 1st Floor | 2018-12-04 | Low
No | 050211 | Thermometers, Electronic, Infrared, Skin | TAT-5000 | A808057 | Exergen | Sameday Surgery Center | Akron | Akron City Campus | H Tower | 1st Floor | 2018-12-04 | Low
No | 050234 | Thermometers, Electronic, Infrared, Skin | TAT-5000 | A429191 | Exergen | PACU | Akron | Akron City Campus | Akron City Hospital | 1st Floor | 2013-04-25 | Low
No | 050235 | Thermometers, Electronic, Infrared, Skin | TAT-5000 | A542753 | Exergen | PACU | Akron | Akron City Campus | Akron City Hospital | 1st Floor | 2016-06-17 | Low
No | 050941 | Thermometers, Electronic, Infrared, Skin | TAT-5000 | A624586 | Exergen | H2 - Labor and Delivery Unit (L&D) | Akron | Akron City Campus | H Tower | 2nd Floor | 2017-04-24 | Low
No | 051800 | Thermometers, Electronic, Infrared, Skin | TAT-5000 | A603799 | Exergen | Preadmission Testing | Akron | Akron City Campus | H Tower | Ground Floor | 2017-02-15 | Low
No | 052116 | Thermometers, Electronic, Infrared, Skin | TAT-5000 | A738384 | Exergen | IMG Health Ctr - Western Reserve | Akron | Hudson Campus | Hudson Medical Center |  | 2018-04-11 | Low
No | 052175 | Thermometers, Electronic, Infrared, Skin | TAT-5000 | A744087 | Exergen | Sameday Surgery Center | Akron | Akron City Campus | H Tower | 1st Floor | 2018-09-26 | Low
No | 053303 | Thermometers, Electronic, Infrared, Skin | TAT-5000 | A799325 | Exergen | Endoscopy | Akron | Akron City Campus | Akron City Hospital | Ground Floor | 2018-12-24 | Low
No | 053304 | Thermometers, Electronic, Infrared, Skin | TAT-5000 | A792534 | Exergen | Endoscopy | Akron | Akron City Campus | Akron City Hospital | Ground Floor | 2018-12-24 | Low
No | 053558 | Thermometers, Electronic, Infrared, Skin | TAT-5000 | A7322569 | Exergen | PACU | Akron | Akron City Campus | Akron City Hospital | 1st Floor | 2018-04-05 | Low
No | 054546 | Thermometers, Electronic, Infrared, Skin | TAT-5000 | A7320387 | Exergen | Infectious Disease Research | Akron | Akron City Campus | 75 Arch | 1st Floor | 2018-03-14 | Low
No | 054547 | Thermometers, Electronic, Infrared, Skin | TAT-5000 | A724377 | Exergen | T3 - Medical Intensive Care Unit (MICU) | Akron | Akron City Campus | Critical Care Tower | 3rd Floor | 2018-03-14 | Low
No | 054559 | Thermometers, Electronic, Infrared, Skin | TAT-5000 | A738377 | Exergen | Bariatric Care - ACH | Akron | Akron City Campus | 95 Arch | 2nd Floor | 2018-04-11 | Low
No | 054560 | Thermometers, Electronic, Infrared, Skin | TAT-5000 | A737419 | Exergen | Bariatric Care - ACH | Akron | Akron City Campus | 95 Arch | 2nd Floor | 2018-04-11 | Low
No | 054561 | Thermometers, Electronic, Infrared, Skin | TAT-5000 | A738412 | Exergen | IMG Health Ctr - Western Reserve | Akron | Hudson Campus | Hudson Medical Center |  | 2018-04-11 | Low
No | 055586 | Thermometers, Electronic, Infrared, Skin | TAT-5000 | A787632 | Exergen | T3 - Medical Intensive Care Unit (MICU) | Akron | Akron City Campus | Critical Care Tower | 3rd Floor | 2018-11-02 | Low
No | 055587 | Thermometers, Electronic, Infrared, Skin | TAT-5000 | A787784 | Exergen | T3 - Medical Intensive Care Unit (MICU) | Akron | Akron City Campus | Critical Care Tower | 3rd Floor | 2018-11-02 | Low
No | 055588 | Thermometers, Electronic, Infrared, Skin | TAT-5000 | A787813 | Exergen | T3 - Medical Intensive Care Unit (MICU) | Akron | Akron City Campus | Critical Care Tower | 3rd Floor | 2018-11-02 | Low
No | 055589 | Thermometers, Electronic, Infrared, Skin | TAT-5000 | A785135 | Exergen | T3 - Medical Intensive Care Unit (MICU) | Akron | Akron City Campus | Critical Care Tower | 3rd Floor | 2018-11-02 | Low
No | 055590 | Thermometers, Electronic, Infrared, Skin | TAT-5000 | A787799 | Exergen | T3 - Medical Intensive Care Unit (MICU) | Akron | Akron City Campus | Critical Care Tower | 3rd Floor | 2018-11-02 | Low
No | 055594 | Thermometers, Electronic, Infrared, Skin | TAT-5000 | A787824 | Exergen | T3 - Medical Intensive Care Unit (MICU) | Akron | Akron City Campus | Critical Care Tower | 3rd Floor | 2018-11-02 | Low
No | 055595 | Thermometers, Electronic, Infrared, Skin | TAT-5000 | A787604 | Exergen | T3 - Medical Intensive Care Unit (MICU) | Akron | Akron City Campus | Critical Care Tower | 3rd Floor | 2018-11-02 | Low
No | 055609 | Thermometers, Electronic, Infrared, Skin | TAT-5000 | A894617 | Exergen | T3 - Medical Intensive Care Unit (MICU) | Akron | Akron City Campus | Critical Care Tower | 3rd Floor | 2020-02-14 | Low
No | 055723 | Thermometers, Electronic, Infrared, Skin | TAT-5000 | A439991 | Exergen | T3 - Medical Intensive Care Unit (MICU) | Akron | Akron City Campus | Critical Care Tower | 3rd Floor | 2020-01-21 | Low
No | 055791 | Thermometers, Electronic, Infrared, Skin | TAT-5000 | A824621 | Exergen | T3 - Medical Intensive Care Unit (MICU) | Akron | Akron City Campus | Critical Care Tower | 3rd Floor | 2019-03-20 | Low
No | 057461 | Thermometers, Electronic, Infrared, Skin | TAT-5000 | A856871 | Exergen | Family Medicine Center | Akron | Akron City Campus | 55 Arch | 3rd Floor | 2019-06-11 | Low
No | 057462 | Thermometers, Electronic, Infrared, Skin | TAT-5000 | A856919 | Exergen | Family Medicine Center | Akron | Akron City Campus | 55 Arch | 3rd Floor | 2019-06-11 | Low
No | 057476 | Thermometers, Electronic, Infrared, Skin | TAT-5000 | A835541 | Exergen | Family Medicine Center | Akron | Akron City Campus | 55 Arch | 3rd Floor | 2019-06-11 | Low
No | 057477 | Thermometers, Electronic, Infrared, Skin | TAT-5000 | A840156 | Exergen | Family Medicine Center | Akron | Akron City Campus | 55 Arch | 3rd Floor | 2019-06-11 | Low
No | 057479 | Thermometers, Electronic, Infrared, Skin | TAT-5000 | A855956 | Exergen | Family Medicine Center | Akron | Akron City Campus | 55 Arch | 3rd Floor | 2019-06-11 | Low
No | 057520 | Thermometers, Electronic, Infrared, Skin | TAT-5000 | A659912 | Exergen | Sameday Surgery Center | Akron | Akron City Campus | H Tower | 1st Floor | 2019-05-22 | Low
No | 057522 | Thermometers, Electronic, Infrared, Skin | TAT-5000 | A659387 | Exergen | Sameday Surgery Center | Akron | Akron City Campus | H Tower | 1st Floor | 2019-05-22 | Low
No | 057523 | Thermometers, Electronic, Infrared, Skin | TAT-5000 | A650479 | Exergen | Sameday Surgery Center | Akron | Akron City Campus | H Tower | 1st Floor | 2019-05-22 | Low
No | 057527 | Thermometers, Electronic, Infrared, Skin | TAT-5000 | A811828 | Exergen | Sameday Surgery Center | Akron | Akron City Campus | H Tower | 1st Floor | 2019-05-22 | Low
No | 057528 | Thermometers, Electronic, Infrared, Skin | TAT-5000 | A811799 | Exergen | Sameday Surgery Center | Akron | Akron City Campus | H Tower | 1st Floor | 2019-05-22 | Low
No | 057533 | Thermometers, Electronic, Infrared, Skin | TAT-5000 | A811686 | Exergen | Sameday Surgery Center | Akron | Akron City Campus | H Tower | 1st Floor | 2019-05-22 | Low
No | 057538 | Thermometers, Electronic, Infrared, Skin | TAT-5000 | A784667 | Exergen | Sameday Surgery Center | Akron | Akron City Campus | H Tower | 1st Floor | 2019-05-22 | Low
No | 057540 | Thermometers, Electronic, Infrared, Skin | TAT-5000 | A784652 | Exergen | Sameday Surgery Center | Akron | Akron City Campus | H Tower | 1st Floor | 2019-05-22 | Low
No | 057545 | Thermometers, Electronic, Infrared, Skin | TAT-5000 | A784672 | Exergen | Sameday Surgery Center | Akron | Akron City Campus | H Tower | 1st Floor | 2019-05-22 | Low
No | 057547 | Thermometers, Electronic, Infrared, Skin | TAT-5000 | A784668 | Exergen | Sameday Surgery Center | Akron | Akron City Campus | H Tower | 1st Floor | 2019-05-22 | Low
No | 057548 | Thermometers, Electronic, Infrared, Skin | TAT-5000 | A811835 | Exergen | Sameday Surgery Center | Akron | Akron City Campus | H Tower | 1st Floor | 2019-05-22 | Low
No | 057550 | Thermometers, Electronic, Infrared, Skin | TAT-5000 | A811700 | Exergen | Sameday Surgery Center | Akron | Akron City Campus | H Tower | 1st Floor | 2019-05-22 | Low
No | 057552 | Thermometers, Electronic, Infrared, Skin | TAT-5000 | A811836 | Exergen | Sameday Surgery Center | Akron | Akron City Campus | H Tower | 1st Floor | 2019-05-22 | Low
No | 057559 | Thermometers, Electronic, Infrared, Skin | TAT-5000 | A808264 | Exergen | Sameday Surgery Center | Akron | Akron City Campus | H Tower | 1st Floor | 2019-05-22 | Low
No | 057565 | Thermometers, Electronic, Infrared, Skin | TAT-5000 | A784933 | Exergen | Sameday Surgery Center | Akron | Akron City Campus | H Tower | 1st Floor | 2019-05-22 | Low
No | 057573 | Thermometers, Electronic, Infrared, Skin | TAT-5000 | A856843 | Exergen | Women's Health Center | Akron | Akron City Campus | 75 Arch | Basement | 2019-08-22 | Low
No | 058128 | Thermometers, Electronic, Infrared, Skin | TAT-5000 | A835705 | Exergen | SCI-Cardiology Prep & Recovery | Akron | Akron City Campus | Akron City Hospital | 1st Floor | 2019-09-11 | Low
No | 058310 | Thermometers, Electronic, Infrared, Skin | TAT-5000 | A871484 | Exergen | Endoscopy - Outpatient | Akron | Akron City Campus | 95 Arch | Ground Floor | 2019-10-07 | Low
No | 058639 | Thermometers, Electronic, Infrared, Skin | TAT-5000 | A609162 | Exergen | H2 - Labor and Delivery Unit (L&D) | Akron | Akron City Campus | H Tower | 2nd Floor | 2020-07-31 | Low
No | 058698 | Thermometers, Electronic, Infrared, Skin | TAT-5000 | A898235 | Exergen | Endoscopy - Outpatient | Akron | Akron City Campus | 95 Arch | Ground Floor | 2020-03-09 | Low
No | 058700 | Thermometers, Electronic, Infrared, Skin | TAT-5000 | A898191 | Exergen | Endoscopy - Outpatient | Akron | Akron City Campus | 95 Arch | Ground Floor | 2020-03-09 | Low
No | 058899 | Thermometers, Electronic, Infrared, Skin | TAT-5000 | A1071309 | Exergen | Angiography | Akron | Akron City Campus | Akron City Hospital | 2nd Floor | 2020-09-21 | Low
No | 058900 | Thermometers, Electronic, Infrared, Skin | TAT-5000 | A1078151 | Exergen | Angiography | Akron | Akron City Campus | Akron City Hospital | 2nd Floor | 2020-09-21 | Low
No | 058901 | Thermometers, Electronic, Infrared, Skin | TAT-5000 | A916314 | Exergen | Endoscopy - Outpatient | Akron | Akron City Campus | 95 Arch | Ground Floor | 2020-04-13 | Low
No | 058945 | Thermometers, Electronic, Infrared, Skin | TAT-5000 | A952589 | Exergen | Endoscopy - SB | Barberton | Barberton Campus | Summa Barberton Hospital | 2nd Floor | 2020-07-30 | Low
No | 059146 | Thermometers, Electronic, Infrared, Skin | TAT-5000 | A962370 | Exergen | T2 - STN Intensive Care Unit (STN-ICU) | Akron | Akron City Campus | Critical Care Tower | 2nd Floor | 2020-07-19 | Low
No | 059147 | Thermometers, Electronic, Infrared, Skin | TAT-5000 | A962368 | Exergen | T2 - STN Intensive Care Unit (STN-ICU) | Akron | Akron City Campus | Critical Care Tower | 2nd Floor | 2020-07-19 | Low
No | 059279 | Thermometers, Electronic, Infrared, Skin | TAT-5000 | A1078604 | Exergen | H2 - Labor and Delivery Unit (L&D) | Akron | Akron City Campus | H Tower | 2nd Floor | 2020-08-24 | Low
No | 059280 | Thermometers, Electronic, Infrared, Skin | TAT-5000 | A1078606 | Exergen | H2 - Labor and Delivery Unit (L&D) | Akron | Akron City Campus | H Tower | 2nd Floor | 2020-08-24 | Low
No | 059306 | Thermometers, Electronic, Infrared, Skin | TAT-5000 | A857708 | Exergen | Wound Care Center | Barberton | Barberton Campus | Summa Barberton Hospital | Ground Floor | 2020-11-11 | Low
No | 059326 | Thermometers, Electronic, Infrared, Skin | TAT-5000 | A1071329 | Exergen | Angiography | Akron | Akron City Campus | Akron City Hospital | 2nd Floor | 2020-09-21 | Low
No | 059445 | Thermometers, Electronic, Infrared, Skin | TAT-5000 | A1036356 | Exergen | SCI-Cardiology Prep & Recovery | Akron | Akron City Campus | Akron City Hospital | 1st Floor | 2021-03-08 | Low
No | 059446 | Thermometers, Electronic, Infrared, Skin | TAT-5000 | A1036367 | Exergen | SCI-Cardiology Prep & Recovery | Akron | Akron City Campus | Akron City Hospital | 1st Floor | 2021-03-08 | Low
No | 059447 | Thermometers, Electronic, Infrared, Skin | TAT-5000 | A1037569 | Exergen | SCI-Cardiology Prep & Recovery | Akron | Akron City Campus | Akron City Hospital | 1st Floor | 2021-03-08 | Low
No | 059594 | Thermometers, Electronic, Infrared, Skin | TAT-5000 | A845232 | Exergen | SCI - Noninvasive Cardio Service | Akron | Akron City Campus | Akron City Hospital | Ground Floor | 2020-12-01 | Low
No | 059900 | Thermometers, Electronic, Infrared, Skin | TAT-5000 | A1079261 | Exergen | Endoscopy - Outpatient | Akron | Akron City Campus | 95 Arch | Ground Floor | 2021-04-05 | Low
No | 060071 | Thermometers, Electronic, Infrared, Skin | TAT-5000 | A1036132 | Exergen | T2 - STN Intensive Care Unit (STN-ICU) | Akron | Akron City Campus | Critical Care Tower | 2nd Floor | 2021-04-28 | Low
No | 060074 | Thermometers, Electronic, Infrared, Skin | TAT-5000 | A1032773 | Exergen | T2 - STN Intensive Care Unit (STN-ICU) | Akron | Akron City Campus | Critical Care Tower | 2nd Floor | 2021-04-28 | Low
No | 060075 | Thermometers, Electronic, Infrared, Skin | TAT-5000 | A1035105 | Exergen | T2 - STN Intensive Care Unit (STN-ICU) | Akron | Akron City Campus | Critical Care Tower | 2nd Floor | 2021-04-28 | Low
No | 060305 | Thermometers, Electronic, Infrared, Skin | TAT-5000 | A1079314 | Exergen | Endoscopy - Outpatient | Akron | Akron City Campus | 95 Arch | Ground Floor | 2021-04-05 | Low
No | 060306 | Thermometers, Electronic, Infrared, Skin | TAT-5000 | A1073336 | Exergen | Endoscopy - Outpatient | Akron | Akron City Campus | 95 Arch | Ground Floor | 2021-04-05 | Low
No | 061631 | Thermometers, Electronic, Infrared, Skin | TAT-5000 | A1147694 | Exergen | T1 - CTV Intensive Care Unit (CTV-ICU) | Akron | Akron City Campus | Critical Care Tower | 1st Floor | 2022-06-02 | Low
No | 061632 | Thermometers, Electronic, Infrared, Skin | TAT-5000 | A1147714 | Exergen | T1 - CTV Intensive Care Unit (CTV-ICU) | Akron | Akron City Campus | Critical Care Tower | 1st Floor | 2022-06-02 | Low
No | 061633 | Thermometers, Electronic, Infrared, Skin | TAT-5000 | A1147719 | Exergen | T1 - CTV Intensive Care Unit (CTV-ICU) | Akron | Akron City Campus | Critical Care Tower | 1st Floor | 2022-06-02 | Low
No | 061634 | Thermometers, Electronic, Infrared, Skin | TAT-5000 | A1147724 | Exergen | T1 - CTV Intensive Care Unit (CTV-ICU) | Akron | Akron City Campus | Critical Care Tower | 1st Floor | 2022-06-02 | Low
No | 061635 | Thermometers, Electronic, Infrared, Skin | TAT-5000 | A1163444 | Exergen | T1 - CTV Intensive Care Unit (CTV-ICU) | Akron | Akron City Campus | Critical Care Tower | 1st Floor | 2022-06-02 | Low
No | 061636 | Thermometers, Electronic, Infrared, Skin | TAT-5000 | A11463479 | Exergen | T1 - CTV Intensive Care Unit (CTV-ICU) | Akron | Akron City Campus | Critical Care Tower | 1st Floor | 2022-06-02 | Low
No | 061637 | Thermometers, Electronic, Infrared, Skin | TAT-5000 | A1158877 | Exergen | T1 - CTV Intensive Care Unit (CTV-ICU) | Akron | Akron City Campus | Critical Care Tower | 1st Floor | 2022-06-02 | Low
No | 061638 | Thermometers, Electronic, Infrared, Skin | TAT-5000 | A1158880 | Exergen | T1 - CTV Intensive Care Unit (CTV-ICU) | Akron | Akron City Campus | Critical Care Tower | 1st Floor | 2022-06-02 | Low
No | 061639 | Thermometers, Electronic, Infrared, Skin | TAT-5000 | A1158884 | Exergen | T1 - CTV Intensive Care Unit (CTV-ICU) | Akron | Akron City Campus | Critical Care Tower | 1st Floor | 2022-06-02 | Low
No | 061640 | Thermometers, Electronic, Infrared, Skin | TAT-5000 | A1162415 | Exergen | T1 - CTV Intensive Care Unit (CTV-ICU) | Akron | Akron City Campus | Critical Care Tower | 1st Floor | 2022-06-02 | Low
No | 061641 | Thermometers, Electronic, Infrared, Skin | TAT-5000 | A1158885 | Exergen | T1 - CTV Intensive Care Unit (CTV-ICU) | Akron | Akron City Campus | Critical Care Tower | 1st Floor | 2022-06-02 | Low
No | 061642 | Thermometers, Electronic, Infrared, Skin | TAT-5000 | A1158894 | Exergen | T1 - CTV Intensive Care Unit (CTV-ICU) | Akron | Akron City Campus | Critical Care Tower | 1st Floor | 2022-06-02 | Low
No | 061643 | Thermometers, Electronic, Infrared, Skin | TAT-5000 | A1158901 | Exergen | T1 - CTV Intensive Care Unit (CTV-ICU) | Akron | Akron City Campus | Critical Care Tower | 1st Floor | 2022-06-02 | Low
No | 061644 | Thermometers, Electronic, Infrared, Skin | TAT-5000 | A1162377 | Exergen | T1 - CTV Intensive Care Unit (CTV-ICU) | Akron | Akron City Campus | Critical Care Tower | 1st Floor | 2022-06-02 | Low
No | 061645 | Thermometers, Electronic, Infrared, Skin | TAT-5000 | A1162382 | Exergen | T1 - CTV Intensive Care Unit (CTV-ICU) | Akron | Akron City Campus | Critical Care Tower | 1st Floor | 2022-06-02 | Low
No | 061646 | Thermometers, Electronic, Infrared, Skin | TAT-5000 | A1162384 | Exergen | T1 - CTV Intensive Care Unit (CTV-ICU) | Akron | Akron City Campus | Critical Care Tower | 1st Floor | 2022-06-02 | Low
No | 061647 | Thermometers, Electronic, Infrared, Skin | TAT-5000 | A1162386 | Exergen | T1 - CTV Intensive Care Unit (CTV-ICU) | Akron | Akron City Campus | Critical Care Tower | 1st Floor | 2022-06-02 | Low
No | 061648 | Thermometers, Electronic, Infrared, Skin | TAT-5000 | A1162389 | Exergen | T1 - CTV Intensive Care Unit (CTV-ICU) | Akron | Akron City Campus | Critical Care Tower | 1st Floor | 2022-06-02 | Low
No | 061649 | Thermometers, Electronic, Infrared, Skin | TAT-5000 | A1162391 | Exergen | T1 - CTV Intensive Care Unit (CTV-ICU) | Akron | Akron City Campus | Critical Care Tower | 1st Floor | 2022-06-02 | Low
No | 061650 | Thermometers, Electronic, Infrared, Skin | TAT-5000 | A1162394 | Exergen | T1 - CTV Intensive Care Unit (CTV-ICU) | Akron | Akron City Campus | Critical Care Tower | 1st Floor | 2022-06-02 | Low
No | 062076 | Thermometers, Electronic, Infrared, Skin | TAT-5000 | A1162398 | Exergen | T1 - CTV Intensive Care Unit (CTV-ICU) | Akron | Akron City Campus | Critical Care Tower | 1st Floor | 2022-06-02 | Low
No | 062077 | Thermometers, Electronic, Infrared, Skin | TAT-5000 | A1162400 | Exergen | T1 - CTV Intensive Care Unit (CTV-ICU) | Akron | Akron City Campus | Critical Care Tower | 1st Floor | 2022-06-02 | Low
No | 062078 | Thermometers, Electronic, Infrared, Skin | TAT-5000 | A1162403 | Exergen | T1 - CTV Intensive Care Unit (CTV-ICU) | Akron | Akron City Campus | Critical Care Tower | 1st Floor | 2022-06-02 | Low
No | 062079 | Thermometers, Electronic, Infrared, Skin | TAT-5000 | A1162405 | Exergen | T1 - CTV Intensive Care Unit (CTV-ICU) | Akron | Akron City Campus | Critical Care Tower | 1st Floor | 2022-06-02 | Low
No | 062080 | Thermometers, Electronic, Infrared, Skin | TAT-5000 | A1162410 | Exergen | T1 - CTV Intensive Care Unit (CTV-ICU) | Akron | Akron City Campus | Critical Care Tower | 1st Floor | 2022-06-02 | Low
No | 062081 | Thermometers, Electronic, Infrared, Skin | TAT-5000 | A1162411 | Exergen | T1 - CTV Intensive Care Unit (CTV-ICU) | Akron | Akron City Campus | Critical Care Tower | 1st Floor | 2022-06-02 | Low
No | 062227 | Thermometers, Electronic, Infrared, Skin | TAT-5000 | A1259056 | Exergen | Infusion Center - Stow | Akron | Stow-Kent Campus | Stow-Kent Medical Center | 1st Floor | 2022-08-08 | Low
No | 062229 | Thermometers, Electronic, Infrared, Skin | TAT-5000 | A1258999 | Exergen | Infusion Center - Stow | Akron | Stow-Kent Campus | Stow-Kent Medical Center | 1st Floor | 2022-08-04 | Low
No | 062231 | Thermometers, Electronic, Infrared, Skin | TAT-5000 | A1259025 | Exergen | Infusion Center - Stow | Akron | Stow-Kent Campus | Stow-Kent Medical Center | 1st Floor | 2022-08-08 | Low
No | 062233 | Thermometers, Electronic, Infrared, Skin | TAT-5000 | A1258993 | Exergen | Infusion Center - Stow | Akron | Stow-Kent Campus | Stow-Kent Medical Center | 1st Floor | 2022-08-05 | Low
No | 062235 | Thermometers, Electronic, Infrared, Skin | TAT-5000 | A1259059 | Exergen | Infusion Center - Stow | Akron | Stow-Kent Campus | Stow-Kent Medical Center | 1st Floor | 2022-08-05 | Low
No | 062751 | Thermometers, Electronic, Infrared, Skin | TAT-5000 | A1222518 | Exergen | T1 - CTV Intensive Care Unit (CTV-ICU) | Akron | Akron City Campus | Critical Care Tower | 1st Floor | 2023-01-02 13:06 | Low
No | 062995 | Thermometers, Electronic, Infrared, Skin | TAT-5000 | A741860 | Exergen | Wound Care Center | Akron | Akron City Campus | Wound Care Building | Ground Floor | 2023-02-09 10:19 | Low
No | 062998 | Thermometers, Electronic, Infrared, Skin | TAT-5000 | A742052 | Exergen | Wound Care Center | Akron | Akron City Campus | Wound Care Building | Ground Floor | 2023-02-09 10:19 | Low
No | 063128 | Thermometers, Electronic, Infrared, Skin | TAT-5000 | A1222915 | Exergen | PACU | Akron | Akron City Campus | Akron City Hospital | 1st Floor | 2023-04-07 | Low
No | 063329 | Thermometers, Electronic, Infrared, Skin | TAT-5000 | A1383887 | Exergen | PACU | Akron | Akron City Campus | Akron City Hospital | 1st Floor | 2023-07-26 | Low
No | 063540 | Thermometers, Electronic, Infrared, Skin | TAT-5000 | A1163811 | Exergen | T3 - Medical Intensive Care Unit (MICU) | Akron | Akron City Campus | Critical Care Tower | 3rd Floor | 2023-01-02 13:06 | Low
No | 063542 | Thermometers, Electronic, Infrared, Skin | TAT-5000 | A1201051 | Exergen | T3 - Medical Intensive Care Unit (MICU) | Akron | Akron City Campus | Critical Care Tower | 3rd Floor | 2023-01-02 13:06 | Low
No | 063544 | Thermometers, Electronic, Infrared, Skin | TAT-5000 | A1201041 | Exergen | T3 - Medical Intensive Care Unit (MICU) | Akron | Akron City Campus | Critical Care Tower | 3rd Floor | 2023-01-02 13:06 | Low
No | 063549 | Thermometers, Electronic, Infrared, Skin | TAT-5000 | DE12556910 | Exergen | T3 - Medical Intensive Care Unit (MICU) | Akron | Akron City Campus | Critical Care Tower | 3rd Floor | 2023-01-02 13:06 | Low
No | 063551 | Thermometers, Electronic, Infrared, Skin | TAT-5000 | A1204457 | Exergen | PACU | Akron | Akron City Campus | Akron City Hospital | 1st Floor | 2023-10-25 14:59 | Low
No | 063553 | Thermometers, Electronic, Infrared, Skin | TAT-5000 | A1204383 | Exergen | Barberton Wound Care Center | Barberton | Barberton Campus | Summa Barberton Hospital | Ground Floor | 2023-10-25 14:59 | Low
No | 063609 | Thermometers, Electronic, Infrared, Skin | TAT-5000 | A1201092 | Exergen | T3 - Medical Intensive Care Unit (MICU) | Akron | Akron City Campus | Critical Care Tower | 3rd Floor | 2023-11-09 09:13 | Low
No | 063610 | Thermometers, Electronic, Infrared, Skin | TAT-5000 | A1163817 | Exergen | T3 - Medical Intensive Care Unit (MICU) | Akron | Akron City Campus | Critical Care Tower | 3rd Floor | 2023-11-09 09:13 | Low
No | 063617 | Thermometers, Electronic, Infrared, Skin | TAT-5000 | A1388949 | Exergen | T3 - Medical Intensive Care Unit (MICU) | Akron | Akron City Campus | Critical Care Tower | 3rd Floor | 2023-11-27 06:59 | Low
No | 063618 | Thermometers, Electronic, Infrared, Skin | TAT-5000 | A1388974 | Exergen | T3 - Medical Intensive Care Unit (MICU) | Akron | Akron City Campus | Critical Care Tower | 3rd Floor | 2023-11-27 07:02 | Low
No | 063628 | Thermometers, Electronic, Infrared, Skin | TAT-5000 | A1201055 | Exergen | T3 - Medical Intensive Care Unit (MICU) | Akron | Akron City Campus | Critical Care Tower | 3rd Floor | 2023-11-16 11:00 | Low
No | 063713 | Thermometers, Electronic, Infrared, Skin | TAT-5000 | A1117042 | Exergen | 5 East - Observation Unit | Akron | Akron City Campus | Akron City Hospital | 5th Floor | 2024-04-09 06:39 | Low
No | 063770 | Thermometers, Electronic, Infrared, Skin | TAT-5000 | A1452074 | Exergen | Preadmission Testing | Akron | Akron City Campus | H Tower | Ground Floor | 2024-02-19 09:48 | Low
No | 063987 | Thermometers, Electronic, Infrared, Skin | TAT-5000 | A1456650 | Exergen | 4 West - CPI Progressive Care Unit (CPI-PCU) | Akron | Akron City Campus | Akron City Hospital | 4th Floor | 2024-06-13 13:15 | Low
No | 063991 | Thermometers, Electronic, Infrared, Skin | TAT-5000 | A1456294 | Exergen | H5 - Medical/Surgical Unit (MSU) | Akron | Akron City Campus | H Tower | 5th Floor | 2024-06-20 09:28 | Low
No | 064179 | Thermometers, Electronic, Infrared, Skin | TAT-5000 | A1388318 | Exergen | Family Medicine Center | Akron | Akron City Campus | 55 Arch | 3rd Floor | 2024-08-16 07:25 | Low
No | 064189 | Thermometers, Electronic, Infrared, Skin | TAT-5000 | A1418875 | Exergen | Endoscopy | Akron | Akron City Campus | Akron City Hospital | Ground Floor | 2024-09-10 13:33 | Low
No | 064710 | Thermometers, Electronic, Infrared, Skin | TAT-5000 | A1474197 | Exergen | Health Tech Mgmt | Akron | Akron City Campus | H Tower | Basement | 2024-10-18 07:47 | Low
No | 064711 | Thermometers, Electronic, Infrared, Skin | TAT-5000 | A1474201 | Exergen | Health Tech Mgmt | Akron | Akron City Campus | H Tower | Basement | 2024-10-18 07:47 | Low
No | 070101 | Thermometers, Electronic, Infrared, Skin | TAT-5000 | A943752 | Exergen | Emergency Department (ED) - Green | Barberton | Green Campus | Green Medical Center | Ground Floor | 2011-03-03 | Low
No | 070172 | Thermometers, Electronic, Infrared, Skin | TAT-5000 | A1073270 | Exergen | Bariatric Care - Wadsworth | Barberton | Wadsworth Campus | Founder's Hall | Ground Floor | 2023-09-13 08:04 | Low
No | 070353 | Thermometers, Electronic, Infrared, Skin | TAT-5000 | A1238433 | Exergen | PACU - SW | Barberton | Wadsworth Campus | Wadsworth-Rittman Medical Center | 1st Floor | 2016-04-14 | Low
No | 070354 | Thermometers, Electronic, Infrared, Skin | TAT-5000 | A537925 | Exergen | PACU - SW | Barberton | Wadsworth Campus | Wadsworth-Rittman Medical Center | 1st Floor | 2016-04-14 | Low
No | 070415 | Thermometers, Electronic, Infrared, Skin | TAT-5000 | A1414724 | Exergen | PACU - SB | Barberton | Barberton Campus | Summa Barberton Hospital | 2nd Floor | 2016-02-22 | Low
No | 033296050236 | Thermometers, Electronic, Infrared, Skin | TAT-5000 | A549113 | Exergen | Sameday Surgery Center | Akron | Akron City Campus | H Tower | 1st Floor | 2016-06-01 | Low
No | 101-21896 | Thermometers, Electronic, Infrared, Skin | TAT-5000 | A537925 | Exergen | Endoscopy - SW | Barberton | Wadsworth Campus | Wadsworth-Rittman Medical Center | 1st Floor | 2016-04-14 | Low
No | 101-22411 | Thermometers, Electronic, Infrared, Skin | TAT-5000 | A537918 | Exergen | PACU - SW | Barberton | Wadsworth Campus | Wadsworth-Rittman Medical Center | 1st Floor | 2016-04-14 | Low
No | 101-88302 | Thermometers, Electronic, Infrared, Skin | TAT-5000 | A76831 | Exergen | Emergency Department (ED) - Wadsworth | Barberton | Wadsworth Campus | Wadsworth Emergency Bldg | Ground Floor | 2016-02-22 | Low
No | A599488 | Thermometers, Electronic, Infrared, Skin | TAT-5000 | A599499 | Exergen | Ophthalmology Clinic | Akron | Akron City Campus | 75 Arch | 4th Floor | 2016-11-23 | Low
No | CE7512 | Thermometers, Electronic, Infrared, Skin | TAT-5000 | A518024 | Exergen | PACU - SB | Barberton | Barberton Campus | Summa Barberton Hospital | 2nd Floor | 2016-02-22 | Low
No | CE7516 | Thermometers, Electronic, Infrared, Skin | TAT-5000 | A512665 | Exergen | Sameday Surgery Center - SB | Barberton | Barberton Campus | Summa Barberton Hospital | 2nd Floor | 2016-02-22 | Low
No | CE7517 | Thermometers, Electronic, Infrared, Skin | TAT-5000 | A521497 | Exergen | Sameday Surgery Center - SB | Barberton | Barberton Campus | Summa Barberton Hospital | 2nd Floor | 2016-02-22 | Low
No | CE7518 | Thermometers, Electronic, Infrared, Skin | TAT-5000 | A524357 | Exergen | Sameday Surgery Center - SB | Barberton | Barberton Campus | Summa Barberton Hospital | 2nd Floor | 2016-02-22 | Low
No | CE7590 | Thermometers, Electronic, Infrared, Skin | TAT-5000 | A534887 | Exergen | Endoscopy - SB | Barberton | Barberton Campus | Summa Barberton Hospital | 2nd Floor | 2016-04-08 | Low
No | CE7781 | Thermometers, Electronic, Infrared, Skin | TAT-5000 | A559852 | Exergen | Sameday Surgery Center - SB | Barberton | Barberton Campus | Summa Barberton Hospital | 2nd Floor | 2016-10-04 | Low
No | CE8429 | Thermometers, Electronic, Infrared, Skin | TAT-5000 | A743426 | Exergen | Nursery - SB | Barberton | Barberton Campus | Summa Barberton Hospital | 3rd Floor | 2018-05-29 | Low
No | CE8430 | Thermometers, Electronic, Infrared, Skin | TAT-5000 | A743437 | Exergen | Nursery - SB | Barberton | Barberton Campus | Summa Barberton Hospital | 3rd Floor | 2018-05-29 | Low
No | CE8431 | Thermometers, Electronic, Infrared, Skin | TAT-5000 | A743416 | Exergen | Nursery - SB | Barberton | Barberton Campus | Summa Barberton Hospital | 3rd Floor | 2018-05-29 | Low
No | 039904 | Thermometers, Electronic, Infrared, Skin | TAT-5000S | A1474067 | Exergen | PACU - SB | Barberton | Barberton Campus | Summa Barberton Hospital | 2nd Floor | 2024-03-28 | Low
No | 039905 | Thermometers, Electronic, Infrared, Skin | TAT-5000S | A1474085 | Exergen | PACU - SB | Barberton | Barberton Campus | Summa Barberton Hospital | 2nd Floor | 2024-03-28 | Low
No | 062469 | Thermometers, Electronic, Infrared, Skin | TAT-5000S | A1134272MDF | Exergen | SCI-Cardio Rootstown | Akron | Rootstown Campus | Rootstown Medical Center | Ground Floor | 2022-12-05 | Low
No | 062473 | Thermometers, Electronic, Infrared, Skin | TAT-5000S | A1134296MDF | Exergen | SCI-Cardio Rootstown | Akron | Rootstown Campus | Rootstown Medical Center | Ground Floor | 2022-12-05 | Low
No | 063474 | Thermometers, Electronic, Infrared, Skin | TAT-5000S | A1334397 | Exergen | Interventional Psychiatry | Akron | Akron City Campus | Akron City Hospital | 2nd Floor | 2023-10-25 09:31 | Low
No | 063749 | Thermometers, Electronic, Infrared, Skin | TAT-5000S | A1346752 | Exergen | Endoscopy - Outpatient | Akron | Akron City Campus | 95 Arch | Ground Floor | 2024-07-08 15:43 | Low
No | 063843 | Thermometers, Electronic, Infrared, Skin | TAT-5000S | A1340991 | Exergen | Medina ASC | Barberton | Medina Campus | Medina Medical Center | 1st Floor | 2024-05-02 13:47 | Low
No | 063844 | Thermometers, Electronic, Infrared, Skin | TAT-5000S | A1341006 | Exergen | Medina ASC | Barberton | Medina Campus | Medina Medical Center | 1st Floor | 2024-05-02 13:45 | Low
No | 070574 | Thermometers, Electronic, Infrared, Skin | TAT-5000S | A1457133 | Exergen | 2 East - Cardiac Progressive Care Unit (PCU) - SB | Barberton | Barberton Campus | Summa Barberton Hospital | 2nd Floor | 2024-11-05 | Low
No | 070802 | Thermometers, Electronic, Infrared, Skin | TAT-5000S | A1348081 | Exergen | Wound Care/HBO Center - SWH | Barberton | Wadsworth Campus | Wadsworth-Rittman Medical Center | 1st Floor | 2024-11-11 11:36 | Low
No | 037019 | Thermometers, Electronic, Infrared, Skin | TAT-5000S-RS232-QR-C - Temporal Thermometer, Capsule | A003230CTF | Exergen | Emergency Department (ED) - SBH | Barberton | Barberton Campus | Summa Barberton Hospital | Ground Floor | 2019-05-28 | Low
No | 037486 | Thermometers, Electronic, Infrared, Skin | TAT-5000S-RS232-QR-C - Temporal Thermometer, Capsule | A000611CTF | Exergen | Cat Scan - SW | Barberton | Wadsworth Campus | Wadsworth-Rittman Medical Center | 1st Floor | 2017-07-20 | Low
No | 037496 | Thermometers, Electronic, Infrared, Skin | TAT-5000S-RS232-QR-C - Temporal Thermometer, Capsule | A0980267 | Exergen | Diagnostic Radiology - SW | Barberton | Wadsworth Campus | Wadsworth-Rittman Medical Center | 1st Floor | 2022-02-15 | Low
No | 037756 | Thermometers, Electronic, Infrared, Skin | TAT-5000S-RS232-QR-C - Temporal Thermometer, Capsule | A002564CTF | Exergen | Cat Scan - SB | Barberton | Barberton Campus | Summa Barberton Hospital | Ground Floor | 2017-08-29 | Low
No | 037797 | Thermometers, Electronic, Infrared, Skin | TAT-5000S-RS232-QR-C - Temporal Thermometer, Capsule | A001555CTF | Exergen | Diagnostic Radiology - SB | Barberton | Barberton Campus | Summa Barberton Hospital | Ground Floor | 2017-08-29 | Low
No | 037852 | Thermometers, Electronic, Infrared, Skin | TAT-5000S-RS232-QR-C - Temporal Thermometer, Capsule | A001776CTF | Exergen | 4 South - Medical/Surgical Unit (MSU) - SB | Barberton | Barberton Campus | Summa Barberton Hospital | 4th Floor | 2017-11-01 | Low
No | 037854 | Thermometers, Electronic, Infrared, Skin | TAT-5000S-RS232-QR-C - Temporal Thermometer, Capsule | A000587CTF | Exergen | 4 South - Medical/Surgical Unit (MSU) - SB | Barberton | Barberton Campus | Summa Barberton Hospital | 4th Floor | 2017-08-29 | Low
No | 037860 | Thermometers, Electronic, Infrared, Skin | TAT-5000S-RS232-QR-C - Temporal Thermometer, Capsule | A000629CTF | Exergen | SCI - Cardiac Stress Testing - SB | Barberton | Barberton Campus | Summa Barberton Hospital | Ground Floor | 2017-08-29 | Low
No | 037862 | Thermometers, Electronic, Infrared, Skin | TAT-5000S-RS232-QR-C - Temporal Thermometer, Capsule | A000732CTF | Exergen | SCI - Cardiac Stress Testing - SB | Barberton | Barberton Campus | Summa Barberton Hospital | Ground Floor | 2017-08-29 | Low
No | 037884 | Thermometers, Electronic, Infrared, Skin | TAT-5000S-RS232-QR-C - Temporal Thermometer, Capsule | A004258CTF | Exergen | 1 East - Medical/Surgical Unit (MSU) - SB | Barberton | Barberton Campus | Summa Barberton Hospital | 1st Floor | 2018-06-22 | Low
No | 038032 | Thermometers, Electronic, Infrared, Skin | TAT-5000S-RS232-QR-C - Temporal Thermometer, Capsule | A002370CTF | Exergen | Nursery - SB | Barberton | Barberton Campus | Summa Barberton Hospital | 3rd Floor | 2017-08-29 | Low
No | 038137 | Thermometers, Electronic, Infrared, Skin | TAT-5000S-RS232-QR-C - Temporal Thermometer, Capsule | A001433CTF | Exergen | 1 East - Medical/Surgical Unit (MSU) - SB | Barberton | Barberton Campus | Summa Barberton Hospital | 1st Floor | 2019-12-20 | Low
No | 038273 | Thermometers, Electronic, Infrared, Skin | TAT-5000S-RS232-QR-C - Temporal Thermometer, Capsule | A000408CTF | Exergen | Emergency Department (ED) - Wadsworth | Barberton | Wadsworth Campus | Wadsworth Emergency Bldg | Ground Floor | 2017-07-20 | Low
No | 038275 | Thermometers, Electronic, Infrared, Skin | TAT-5000S-RS232-QR-C - Temporal Thermometer, Capsule | A000400CTF | Exergen | Emergency Department (ED) - Wadsworth | Barberton | Wadsworth Campus | Wadsworth Emergency Bldg | Ground Floor | 2017-07-20 | Low
No | 038307 | Thermometers, Electronic, Infrared, Skin | TAT-5000S-RS232-QR-C - Temporal Thermometer, Capsule | A000468CTF | Exergen | SCI - Cardiovasc Testg Svcs - SW | Barberton | Wadsworth Campus | Wadsworth-Rittman Medical Center | 1st Floor | 2017-07-20 | Low
No | 038521 | Thermometers, Electronic, Infrared, Skin | TAT-5000S-RS232-QR-C - Temporal Thermometer, Capsule | A000495CTF | Exergen | Sameday Surgery Center - SW | Barberton | Wadsworth Campus | Wadsworth-Rittman Medical Center | 1st Floor | 2017-07-20 | Low
No | 038563 | Thermometers, Electronic, Infrared, Skin | TAT-5000S-RS232-QR-C - Temporal Thermometer, Capsule | A000469CTF | Exergen | Sameday Surgery Center - SW | Barberton | Wadsworth Campus | Wadsworth-Rittman Medical Center | 1st Floor | 2017-07-20 | Low
No | 038665 | Thermometers, Electronic, Infrared, Skin | TAT-5000S-RS232-QR-C - Temporal Thermometer, Capsule | A002269CTF | Exergen | Radiation Therapy - SB | Barberton | Barberton Campus | Parkview Pavilion | Ground Floor | 2017-07-20 | Low
No | 038704 | Thermometers, Electronic, Infrared, Skin | TAT-5000S-RS232-QR-C - Temporal Thermometer, Capsule | A000723CTF | Exergen | Radiation Therapy - SB | Barberton | Barberton Campus | Parkview Pavilion | Ground Floor | 2017-07-20 | Low
No | 038764 | Thermometers, Electronic, Infrared, Skin | TAT-5000S-RS232-QR-C - Temporal Thermometer, Capsule | A0980278 | Exergen | Sameday Surgery Center - SW | Barberton | Wadsworth Campus | Wadsworth-Rittman Medical Center | 1st Floor | 2020-09-24 | Low
No | 038767 | Thermometers, Electronic, Infrared, Skin | TAT-5000S-RS232-QR-C - Temporal Thermometer, Capsule | A0980379 | Exergen | 1 East - Medical/Surgical Unit (MSU) - SB | Barberton | Barberton Campus | Summa Barberton Hospital | 1st Floor | 2020-09-24 | Low
No | 039029 | Thermometers, Electronic, Infrared, Skin | TAT-5000S-RS232-QR-C - Temporal Thermometer, Capsule | A0980161 | Exergen | 2 East - Cardiac Progressive Care Unit (PCU) - SB | Barberton | Barberton Campus | Summa Barberton Hospital | 2nd Floor | 2020-11-02 | Low
No | 039139 | Thermometers, Electronic, Infrared, Skin | TAT-5000S-RS232-QR-C - Temporal Thermometer, Capsule | A0980172 | Exergen | Sameday Surgery Center - SW | Barberton | Wadsworth Campus | Wadsworth-Rittman Medical Center | 1st Floor | 2020-09-17 | Low
No | 039146 | Thermometers, Electronic, Infrared, Skin | TAT-5000S-RS232-QR-C - Temporal Thermometer, Capsule | A1113494 | Exergen | Endoscopy - SB | Barberton | Barberton Campus | Summa Barberton Hospital | 2nd Floor | 2021-02-25 | Low
No | 039148 | Thermometers, Electronic, Infrared, Skin | TAT-5000S-RS232-QR-C - Temporal Thermometer, Capsule | A1113885 | Exergen | Endoscopy - SB | Barberton | Barberton Campus | Summa Barberton Hospital | 2nd Floor | 2021-02-25 | Low
No | 039179 | Thermometers, Electronic, Infrared, Skin | TAT-5000S-RS232-QR-C - Temporal Thermometer, Capsule | A0980159 | Exergen | 2 East - Cardiac Progressive Care Unit (PCU) - SB | Barberton | Barberton Campus | Summa Barberton Hospital | 2nd Floor | 2020-12-15 | Low
No | 039336 | Thermometers, Electronic, Infrared, Skin | TAT-5000S-RS232-QR-C - Temporal Thermometer, Capsule | A1113864 | Exergen | 2 East - Cardiac Progressive Care Unit (PCU) - SB | Barberton | Barberton Campus | Summa Barberton Hospital | 2nd Floor | 2021-03-01 | Low
No | 039365 | Thermometers, Electronic, Infrared, Skin | TAT-5000S-RS232-QR-C - Temporal Thermometer, Capsule | A1070457 | Exergen | Bariatric Care - Green | Barberton | Green Campus | 7034 Braucher St | Ground Floor | 2021-03-25 | Low
No | 039376 | Thermometers, Electronic, Infrared, Skin | TAT-5000S-RS232-QR-C - Temporal Thermometer, Capsule | A0980180 | Exergen | Radiation Therapy - SB | Barberton | Barberton Campus | Parkview Pavilion | Ground Floor | 2018-06-27 | Low
No | 039421 | Thermometers, Electronic, Infrared, Skin | TAT-5000S-RS232-QR-C - Temporal Thermometer, Capsule | A1113594 | Exergen | Health Tech Mgmt - SB | Barberton | Barberton Campus | Summa Barberton Hospital | 5th Floor | 2021-10-04 | Low
No | 039433 | Thermometers, Electronic, Infrared, Skin | TAT-5000S-RS232-QR-C - Temporal Thermometer, Capsule | A1113489 | Exergen | Health Tech Mgmt - SB | Barberton | Barberton Campus | Summa Barberton Hospital | 5th Floor | 2021-03-02 | Low
No | 039483 | Thermometers, Electronic, Infrared, Skin | TAT-5000S-RS232-QR-C - Temporal Thermometer, Capsule | A1113747 | Exergen | Radiation Therapy - SB | Barberton | Barberton Campus | Parkview Pavilion | Ground Floor | 2021-10-04 | Low
No | 039521 | Thermometers, Electronic, Infrared, Skin | TAT-5000S-RS232-QR-C - Temporal Thermometer, Capsule | A1113608 | Exergen | Sameday Surgery Center - SB | Barberton | Barberton Campus | Summa Barberton Hospital | 2nd Floor | 2021-10-11 | Low
No | 039534 | Thermometers, Electronic, Infrared, Skin | TAT-5000S-RS232-QR-C - Temporal Thermometer, Capsule | Unknown | Exergen | Health Tech Mgmt - SB | Barberton | Barberton Campus | Summa Barberton Hospital | 5th Floor | 2021-08-16 | Low
No | 039552 | Thermometers, Electronic, Infrared, Skin | TAT-5000S-RS232-QR-C - Temporal Thermometer, Capsule | A1113618 | Exergen | 2 East - Cardiac Progressive Care Unit (PCU) - SB | Barberton | Barberton Campus | Summa Barberton Hospital | 2nd Floor | 2021-10-04 | Low
No | 039558 | Thermometers, Electronic, Infrared, Skin | TAT-5000S-RS232-QR-C - Temporal Thermometer, Capsule | A1113596 | Exergen | Sameday Surgery Center - SB | Barberton | Barberton Campus | Summa Barberton Hospital | 2nd Floor | 2021-10-27 | Low
No | 039650 | Thermometers, Electronic, Infrared, Skin | TAT-5000S-RS232-QR-C - Temporal Thermometer, Capsule | A1113738 | Exergen | Health Tech Mgmt - SB | Barberton | Barberton Campus | Summa Barberton Hospital | 5th Floor | 2021-09-01 | Low
No | 039715 | Thermometers, Electronic, Infrared, Skin | TAT-5000S-RS232-QR-C - Temporal Thermometer, Capsule | A1116643 | Exergen | Emergency Department (ED) - Green | Barberton | Green Campus | Green Medical Center | Ground Floor | 2017-09-18 | Low
No | 039725 | Thermometers, Electronic, Infrared, Skin | TAT-5000S-RS232-QR-C - Temporal Thermometer, Capsule | A1258807 | Exergen | Sameday Surgery Center - SB | Barberton | Barberton Campus | Summa Barberton Hospital | 2nd Floor | 2022-08-01 | Low
No | 039726 | Thermometers, Electronic, Infrared, Skin | TAT-5000S-RS232-QR-C - Temporal Thermometer, Capsule | A1115172 | Exergen | Radiation Therapy - SB | Barberton | Barberton Campus | Parkview Pavilion | Ground Floor | 2021-12-10 | Low
No | 039727 | Thermometers, Electronic, Infrared, Skin | TAT-5000S-RS232-QR-C - Temporal Thermometer, Capsule | A1115198 | Exergen | Sameday Surgery Center - SB | Barberton | Barberton Campus | Summa Barberton Hospital | 2nd Floor | 2022-03-17 | Low
No | 039760 | Thermometers, Electronic, Infrared, Skin | TAT-5000S-RS232-QR-C - Temporal Thermometer, Capsule | A1115013 | Exergen | 4 South - Medical/Surgical Unit (MSU) - SB | Barberton | Barberton Campus | Summa Barberton Hospital | 4th Floor | 2022-06-02 | Low
No | 039903 | Thermometers, Electronic, Infrared, Skin | TAT-5000S-RS232-QR-C - Temporal Thermometer, Capsule | A1258821 | Exergen | Sameday Surgery Center - SB | Barberton | Barberton Campus | Summa Barberton Hospital | 2nd Floor | 2022-08-01 | Low
No | 039907 | Thermometers, Electronic, Infrared, Skin | TAT-5000S-RS232-QR-C - Temporal Thermometer, Capsule | A1116778 | Exergen | Health Tech Mgmt - WRHC | Barberton | Wadsworth Campus | Wadsworth-Rittman Medical Center | 4th Floor | 2017-07-20 | Low
No | 043211 | Thermometers, Electronic, Infrared, Skin | TAT-5000S-RS232-QR-C - Temporal Thermometer, Capsule | A1259007 | Exergen | Sameday Surgery Center - SB | Barberton | Barberton Campus | Summa Barberton Hospital | 2nd Floor | 2023-02-22 08:48 | Low
No | 043214 | Thermometers, Electronic, Infrared, Skin | TAT-5000S-RS232-QR-C - Temporal Thermometer, Capsule | A1259026 | Exergen | Radiation Therapy - SB | Barberton | Barberton Campus | Parkview Pavilion | Ground Floor | 2023-03-06 15:12 | Low
No | 043273 | Thermometers, Electronic, Infrared, Skin | TAT-5000S-RS232-QR-C - Temporal Thermometer, Capsule | A1067331 | Exergen | Medina ASC | Barberton | Medina Campus | Medina Medical Center | 1st Floor | 2023-04-07 07:49 | Low
No | 043288 | Thermometers, Electronic, Infrared, Skin | TAT-5000S-RS232-QR-C - Temporal Thermometer, Capsule | A1245129 | Exergen | PACU - SB | Barberton | Barberton Campus | Summa Barberton Hospital | 2nd Floor | 2023-04-03 07:20 | Low
No | 043293 | Thermometers, Electronic, Infrared, Skin | TAT-5000S-RS232-QR-C - Temporal Thermometer, Capsule | A1245110 | Exergen | PACU - SB | Barberton | Barberton Campus | Summa Barberton Hospital | 2nd Floor | 2023-04-03 07:15 | Low
No | 043297 | Thermometers, Electronic, Infrared, Skin | TAT-5000S-RS232-QR-C - Temporal Thermometer, Capsule | A1245139 | Exergen | PACU - SB | Barberton | Barberton Campus | Summa Barberton Hospital | 2nd Floor | 2023-04-03 07:19 | Low
No | 043299 | Thermometers, Electronic, Infrared, Skin | TAT-5000S-RS232-QR-C - Temporal Thermometer, Capsule | A1245140 | Exergen | PACU - SB | Barberton | Barberton Campus | Summa Barberton Hospital | 2nd Floor | 2023-04-03 07:21 | Low
No | 043914 | Thermometers, Electronic, Infrared, Skin | TAT-5000S-RS232-QR-C - Temporal Thermometer, Capsule | A1115196 | Exergen | 2 East - Cardiac Progressive Care Unit (PCU) - SB | Barberton | Barberton Campus | Summa Barberton Hospital | 2nd Floor | 2022-01-10 | Low
No | 043921 | Thermometers, Electronic, Infrared, Skin | TAT-5000S-RS232-QR-C - Temporal Thermometer, Capsule | A0005020 | Exergen | Health Tech Mgmt - SB | Barberton | Barberton Campus | Summa Barberton Hospital | 5th Floor | 2022-02-16 | Low
No | 050958 | Thermometers, Electronic, Infrared, Skin | TAT-5000S-RS232-QR-C - Temporal Thermometer, Capsule | A003803CTF | Exergen | POP - Private Out Patient | Akron | Akron City Campus | Akron City Hospital | Ground Floor | 2018-04-27 | Low
No | 050966 | Thermometers, Electronic, Infrared, Skin | TAT-5000S-RS232-QR-C - Temporal Thermometer, Capsule | A002502CTF | Exergen | Outpatient Oncology - Medina | Barberton | Medina Campus | Medina Medical Center | 1st Floor | 2018-04-27 | Low
No | 052011 | Thermometers, Electronic, Infrared, Skin | TAT-5000S-RS232-QR-C - Temporal Thermometer, Capsule | A005745CPF | Exergen | Outpatient Oncology - Akron | Akron | Akron City Campus | Cooper Cancer Center |  | 2017-11-03 | Low
No | 052013 | Thermometers, Electronic, Infrared, Skin | TAT-5000S-RS232-QR-C - Temporal Thermometer, Capsule | A001953CTF | Exergen | Outpatient Oncology - Akron | Akron | Akron City Campus | Cooper Cancer Center |  | 2017-11-03 | Low
No | 052015 | Thermometers, Electronic, Infrared, Skin | TAT-5000S-RS232-QR-C - Temporal Thermometer, Capsule | A005744CTF | Exergen | Outpatient Oncology - Akron | Akron | Akron City Campus | Cooper Cancer Center |  | 2017-11-03 | Low
No | 052017 | Thermometers, Electronic, Infrared, Skin | TAT-5000S-RS232-QR-C - Temporal Thermometer, Capsule | A003778CTF | Exergen | Outpatient Oncology - Akron | Akron | Akron City Campus | Cooper Cancer Center |  | 2017-11-03 | Low
No | 052019 | Thermometers, Electronic, Infrared, Skin | TAT-5000S-RS232-QR-C - Temporal Thermometer, Capsule | A001426CTF | Exergen | Outpatient Oncology - Akron | Akron | Akron City Campus | Cooper Cancer Center |  | 2017-11-03 | Low
No | 052021 | Thermometers, Electronic, Infrared, Skin | TAT-5000S-RS232-QR-C - Temporal Thermometer, Capsule | A002898CTF | Exergen | Outpatient Oncology - Akron | Akron | Akron City Campus | Cooper Cancer Center |  | 2017-11-03 | Low
No | 052023 | Thermometers, Electronic, Infrared, Skin | TAT-5000S-RS232-QR-C - Temporal Thermometer, Capsule | A005770CTF | Exergen | Outpatient Oncology - Akron | Akron | Akron City Campus | Cooper Cancer Center |  | 2017-11-03 | Low
No | 052025 | Thermometers, Electronic, Infrared, Skin | TAT-5000S-RS232-QR-C - Temporal Thermometer, Capsule | A002007CTF | Exergen | Outpatient Oncology - Akron | Akron | Akron City Campus | Cooper Cancer Center |  | 2017-11-03 | Low
No | 052027 | Thermometers, Electronic, Infrared, Skin | TAT-5000S-RS232-QR-C - Temporal Thermometer, Capsule | A005801CTF | Exergen | Outpatient Oncology - Akron | Akron | Akron City Campus | Cooper Cancer Center |  | 2017-11-03 | Low
No | 052029 | Thermometers, Electronic, Infrared, Skin | TAT-5000S-RS232-QR-C - Temporal Thermometer, Capsule | A001542CTF | Exergen | Outpatient Oncology - Akron | Akron | Akron City Campus | Cooper Cancer Center |  | 2017-11-03 | Low
No | 052031 | Thermometers, Electronic, Infrared, Skin | TAT-5000S-RS232-QR-C - Temporal Thermometer, Capsule | A001312CTF | Exergen | Outpatient Oncology - Akron | Akron | Akron City Campus | Cooper Cancer Center |  | 2017-11-03 | Low
No | 052033 | Thermometers, Electronic, Infrared, Skin | TAT-5000S-RS232-QR-C - Temporal Thermometer, Capsule | A001659CTF | Exergen | Outpatient Oncology - Akron | Akron | Akron City Campus | Cooper Cancer Center |  | 2017-11-03 | Low
No | 052035 | Thermometers, Electronic, Infrared, Skin | TAT-5000S-RS232-QR-C - Temporal Thermometer, Capsule | A003262CTF | Exergen | Outpatient Oncology - Akron | Akron | Akron City Campus | Cooper Cancer Center |  | 2017-11-03 | Low
No | 052037 | Thermometers, Electronic, Infrared, Skin | TAT-5000S-RS232-QR-C - Temporal Thermometer, Capsule | A00228CTF | Exergen | Outpatient Oncology - Akron | Akron | Akron City Campus | Cooper Cancer Center |  | 2017-11-03 | Low
No | 052039 | Thermometers, Electronic, Infrared, Skin | TAT-5000S-RS232-QR-C - Temporal Thermometer, Capsule | A003179CTF | Exergen | Outpatient Oncology - Akron | Akron | Akron City Campus | Cooper Cancer Center |  | 2017-11-03 | Low
No | 052041 | Thermometers, Electronic, Infrared, Skin | TAT-5000S-RS232-QR-C - Temporal Thermometer, Capsule | A005810CTF | Exergen | Outpatient Oncology - Akron | Akron | Akron City Campus | Cooper Cancer Center |  | 2017-11-03 | Low
No | 052047 | Thermometers, Electronic, Infrared, Skin | TAT-5000S-RS232-QR-C - Temporal Thermometer, Capsule | A000661CTF | Exergen | Outpatient Oncology - Akron | Akron | Akron City Campus | Cooper Cancer Center |  | 2017-11-03 | Low
No | 052049 | Thermometers, Electronic, Infrared, Skin | TAT-5000S-RS232-QR-C - Temporal Thermometer, Capsule | A002608CTF | Exergen | Outpatient Oncology - Akron | Akron | Akron City Campus | Cooper Cancer Center |  | 2017-11-03 | Low
No | 052053 | Thermometers, Electronic, Infrared, Skin | TAT-5000S-RS232-QR-C - Temporal Thermometer, Capsule | A001689CTF | Exergen | Outpatient Oncology - Akron | Akron | Akron City Campus | Cooper Cancer Center |  | 2017-11-03 | Low
No | 052057 | Thermometers, Electronic, Infrared, Skin | TAT-5000S-RS232-QR-C - Temporal Thermometer, Capsule | A000618CTF | Exergen | Outpatient Oncology - Akron | Akron | Akron City Campus | Cooper Cancer Center |  | 2017-11-03 | Low
No | 052059 | Thermometers, Electronic, Infrared, Skin | TAT-5000S-RS232-QR-C - Temporal Thermometer, Capsule | A001324CTF | Exergen | Outpatient Oncology - Akron | Akron | Akron City Campus | Cooper Cancer Center |  | 2017-11-03 | Low
No | 052063 | Thermometers, Electronic, Infrared, Skin | TAT-5000S-RS232-QR-C - Temporal Thermometer, Capsule | A002950CTF | Exergen | Outpatient Oncology - Akron | Akron | Akron City Campus | Cooper Cancer Center |  | 2017-11-03 | Low
No | 052067 | Thermometers, Electronic, Infrared, Skin | TAT-5000S-RS232-QR-C - Temporal Thermometer, Capsule | A000519CTF | Exergen | Outpatient Oncology - Akron | Akron | Akron City Campus | Cooper Cancer Center |  | 2017-11-03 | Low
No | 052073 | Thermometers, Electronic, Infrared, Skin | TAT-5000S-RS232-QR-C - Temporal Thermometer, Capsule | A005762CTF | Exergen | Outpatient Oncology - Akron | Akron | Akron City Campus | Cooper Cancer Center |  | 2017-11-03 | Low
No | 052075 | Thermometers, Electronic, Infrared, Skin | TAT-5000S-RS232-QR-C - Temporal Thermometer, Capsule | A002331CTF | Exergen | Outpatient Oncology - Akron | Akron | Akron City Campus | Cooper Cancer Center |  | 2017-11-03 | Low
No | 052077 | Thermometers, Electronic, Infrared, Skin | TAT-5000S-RS232-QR-C - Temporal Thermometer, Capsule | A000705CTF | Exergen | Outpatient Oncology - Akron | Akron | Akron City Campus | Cooper Cancer Center |  | 2017-11-03 | Low
No | 052236 | Thermometers, Electronic, Infrared, Skin | TAT-5000S-RS232-QR-C - Temporal Thermometer, Capsule | A003511CTF | Exergen | Emergency Department (ED) - ACH | Akron | Akron City Campus | Akron City Hospital | Ground Floor | 2018-12-13 | Low
No | 053008 | Thermometers, Electronic, Infrared, Skin | TAT-5000S-RS232-QR-C - Temporal Thermometer, Capsule | A002441CTF | Exergen | H2 - Labor and Delivery Unit (L&D) | Akron | Akron City Campus | H Tower | 2nd Floor | 2017-08-28 | Low
No | 053018 | Thermometers, Electronic, Infrared, Skin | TAT-5000S-RS232-QR-C - Temporal Thermometer, Capsule | A000686CTF | Exergen | H2 - Perinatal Unit | Akron | Akron City Campus | H Tower | 2nd Floor | 2017-08-28 | Low
No | 053117 | Thermometers, Electronic, Infrared, Skin | TAT-5000S-RS232-QR-C - Temporal Thermometer, Capsule | A002694CTF | Exergen | Preadmission Testing | Akron | Akron City Campus | H Tower | Ground Floor | 2017-10-02 | Low
No | 053123 | Thermometers, Electronic, Infrared, Skin | TAT-5000S-RS232-QR-C - Temporal Thermometer, Capsule | A003543CTF | Exergen | H4 - Mother/Baby Unit | Akron | Akron City Campus | H Tower | 4th Floor | 2017-10-02 | Low
No | 053125 | Thermometers, Electronic, Infrared, Skin | TAT-5000S-RS232-QR-C - Temporal Thermometer, Capsule | A001069CTF | Exergen | Emergency Department (ED) - ACH | Akron | Akron City Campus | Akron City Hospital | Ground Floor | 2017-10-02 | Low
No | 053127 | Thermometers, Electronic, Infrared, Skin | TAT-5000S-RS232-QR-C - Temporal Thermometer, Capsule | A003239CTF | Exergen | 3 East - Palliative and Hospice Unit | Akron | Akron City Campus | Akron City Hospital | 3rd Floor | 2017-10-02 | Low
No | 053133 | Thermometers, Electronic, Infrared, Skin | TAT-5000S-RS232-QR-C - Temporal Thermometer, Capsule | A002847CTF | Exergen | Preadmission Testing | Akron | Akron City Campus | H Tower | Ground Floor | 2017-10-02 | Low
No | 053135 | Thermometers, Electronic, Infrared, Skin | TAT-5000S-RS232-QR-C - Temporal Thermometer, Capsule | A001094CTF | Exergen | Diagnostic Radiology | Akron | Akron City Campus | Akron City Hospital | Ground Floor | 2017-10-02 | Low
No | 053141 | Thermometers, Electronic, Infrared, Skin | TAT-5000S-RS232-QR-C - Temporal Thermometer, Capsule | A003313CTF | Exergen | Outpatient Oncology - Akron | Akron | Akron City Campus | Cooper Cancer Center |  | 2017-10-02 | Low
No | 053153 | Thermometers, Electronic, Infrared, Skin | TAT-5000S-RS232-QR-C - Temporal Thermometer, Capsule | A001669CTF | Exergen | H4 - Mother/Baby Unit | Akron | Akron City Campus | H Tower | 4th Floor | 2017-10-02 | Low
No | 053161 | Thermometers, Electronic, Infrared, Skin | TAT-5000S-RS232-QR-C - Temporal Thermometer, Capsule | A003653CTF | Exergen | Diagnostic Radiology | Akron | Akron City Campus | Akron City Hospital | Ground Floor | 2017-10-02 | Low
No | 053171 | Thermometers, Electronic, Infrared, Skin | TAT-5000S-RS232-QR-C - Temporal Thermometer, Capsule | A001123CTF | Exergen | H4 - Mother/Baby Unit | Akron | Akron City Campus | H Tower | 4th Floor | 2020-05-28 | Low
No | 053172 | Thermometers, Electronic, Infrared, Skin | TAT-5000S-RS232-QR-C - Temporal Thermometer, Capsule | A002188CTF | Exergen | H4 - Mother/Baby Unit | Akron | Akron City Campus | H Tower | 4th Floor | 2017-10-02 | Low
No | 053214 | Thermometers, Electronic, Infrared, Skin | TAT-5000S-RS232-QR-C - Temporal Thermometer, Capsule | A001510CTF | Exergen | Staff Development | Akron | Corporate Campus | Corporate Center |  | 2017-11-16 | Low
No | 053216 | Thermometers, Electronic, Infrared, Skin | TAT-5000S-RS232-QR-C - Temporal Thermometer, Capsule | A000650CTF | Exergen | H5 - Medical/Surgical Unit (MSU) | Akron | Akron City Campus | H Tower | 5th Floor | 2017-11-16 | Low
No | 053218 | Thermometers, Electronic, Infrared, Skin | TAT-5000S-RS232-QR-C - Temporal Thermometer, Capsule | A004341CTF | Exergen | Breast Center | Akron | Akron City Campus | H Tower | Ground Floor | 2017-11-16 | Low
No | 053220 | Thermometers, Electronic, Infrared, Skin | TAT-5000S-RS232-QR-C - Temporal Thermometer, Capsule | A003043CTF | Exergen | Breast Center | Akron | Akron City Campus | H Tower | Ground Floor | 2017-11-16 | Low
No | 053222 | Thermometers, Electronic, Infrared, Skin | TAT-5000S-RS232-QR-C - Temporal Thermometer, Capsule | A001697CTF | Exergen | Breast Center | Akron | Akron City Campus | H Tower | Ground Floor | 2017-11-16 | Low
No | 053224 | Thermometers, Electronic, Infrared, Skin | TAT-5000S-RS232-QR-C - Temporal Thermometer, Capsule | A000668CTF | Exergen | Breast Center | Akron | Akron City Campus | H Tower | Ground Floor | 2017-11-16 | Low
No | 053243 | Thermometers, Electronic, Infrared, Skin | TAT-5000S-RS232-QR-C - Temporal Thermometer, Capsule | A000545CTF | Exergen | Emergency Department (ED) - Green | Barberton | Green Campus | Green Medical Center | Ground Floor | 2017-11-16 | Low
No | 054408 | Thermometers, Electronic, Infrared, Skin | TAT-5000S-RS232-QR-C - Temporal Thermometer, Capsule | A000673CTF | Exergen | H2 - Perinatal Unit | Akron | Akron City Campus | H Tower | 2nd Floor | 2017-08-28 | Low
No | 054434 | Thermometers, Electronic, Infrared, Skin | TAT-5000S-RS232-QR-C - Temporal Thermometer, Capsule | A003830CTF | Exergen | Health Tech Mgmt | Akron | Akron City Campus | ACH Admin Building | Ground Floor | 2017-11-16 | Low
No | 054438 | Thermometers, Electronic, Infrared, Skin | TAT-5000S-RS232-QR-C - Temporal Thermometer, Capsule | A005830CTF | Exergen | H5 - Medical/Surgical Unit (MSU) | Akron | Akron City Campus | H Tower | 5th Floor | 2017-11-16 | Low
No | 054440 | Thermometers, Electronic, Infrared, Skin | TAT-5000S-RS232-QR-C - Temporal Thermometer, Capsule | A002464CTF | Exergen | Outpatient Oncology - Medina | Barberton | Medina Campus | Medina Medical Center | 1st Floor | 2017-11-16 | Low
No | 054450 | Thermometers, Electronic, Infrared, Skin | TAT-5000S-RS232-QR-C - Temporal Thermometer, Capsule | A000527CTF | Exergen | Outpatient Oncology - Medina | Barberton | Medina Campus | Medina Medical Center | 1st Floor | 2017-11-16 | Low
No | 054456 | Thermometers, Electronic, Infrared, Skin | TAT-5000S-RS232-QR-C - Temporal Thermometer, Capsule | A003012CTF | Exergen | SCI - Noninvasive Cardio Service | Akron | Akron City Campus | Akron City Hospital | Ground Floor | 2017-11-16 | Low
No | 054458 | Thermometers, Electronic, Infrared, Skin | TAT-5000S-RS232-QR-C - Temporal Thermometer, Capsule | A005743CTF | Exergen | SCI - Noninvasive Cardio Service | Akron | Akron City Campus | Akron City Hospital | Ground Floor | 2017-11-16 | Low
No | 054462 | Thermometers, Electronic, Infrared, Skin | TAT-5000S-RS232-QR-C - Temporal Thermometer, Capsule | A000578CTF | Exergen | Health Tech Mgmt | Akron | Akron City Campus | ACH Admin Building | Ground Floor | 2017-11-16 | Low
No | 054469 | Thermometers, Electronic, Infrared, Skin | TAT-5000S-RS232-QR-C - Temporal Thermometer, Capsule | A005867CTF | Exergen | Emergency Department (ED) - Green | Barberton | Green Campus | Green Medical Center | Ground Floor | 2017-11-16 | Low
No | 054473 | Thermometers, Electronic, Infrared, Skin | TAT-5000S-RS232-QR-C - Temporal Thermometer, Capsule | A00579CTF | Exergen | Health Tech Mgmt | Akron | Akron City Campus | ACH Admin Building | Ground Floor | 2017-11-16 | Low
No | 054475 | Thermometers, Electronic, Infrared, Skin | TAT-5000S-RS232-QR-C - Temporal Thermometer, Capsule | A001977CTF | Exergen | H4 - Mother/Baby Unit | Akron | Akron City Campus | H Tower | 4th Floor | 2017-12-05 | Low
No | 054532 | Thermometers, Electronic, Infrared, Skin | TAT-5000S-RS232-QR-C - Temporal Thermometer, Capsule | A002832CTF | Exergen | Emergency Department (ED) - ACH | Akron | Akron City Campus | Akron City Hospital | Ground Floor | 2018-01-11 | Low
No | 054901 | Thermometers, Electronic, Infrared, Skin | TAT-5000S-RS232-QR-C - Temporal Thermometer, Capsule | A003466CTF | Exergen | Emergency Department (ED) - ACH | Akron | Akron City Campus | Akron City Hospital | Ground Floor | 2018-10-26 | Low
No | 054941 | Thermometers, Electronic, Infrared, Skin | TAT-5000S-RS232-QR-C - Temporal Thermometer, Capsule | A000575CTF | Exergen | POP - Private Out Patient | Akron | Akron City Campus | Akron City Hospital | Ground Floor | 2019-01-08 | Low
No | 055635 | Thermometers, Electronic, Infrared, Skin | TAT-5000S-RS232-QR-C - Temporal Thermometer, Capsule | A001171C7F | Exergen | 7 West - Respiratory Unit | Akron | Akron City Campus | Akron City Hospital | 7th Floor | 2019-01-14 | Low
No | 055662 | Thermometers, Electronic, Infrared, Skin | TAT-5000S-RS232-QR-C - Temporal Thermometer, Capsule | A005595CTF | Exergen | 3 West - Trauma/Neuro Progressive Care Unit (PCU) | Akron | Akron City Campus | Akron City Hospital | 3rd Floor | 2019-03-21 | Low
No | 055708 | Thermometers, Electronic, Infrared, Skin | TAT-5000S-RS232-QR-C - Temporal Thermometer, Capsule | A000584CTF | Exergen | Health Tech Mgmt | Akron | Akron City Campus | ACH Admin Building | Ground Floor | 2019-07-30 | Low
No | 055709 | Thermometers, Electronic, Infrared, Skin | TAT-5000S-RS232-QR-C - Temporal Thermometer, Capsule | A000602CTF | Exergen | POP - Private Out Patient | Akron | Akron City Campus | Akron City Hospital | Ground Floor | 2019-07-30 | Low
No | 056081 | Thermometers, Electronic, Infrared, Skin | TAT-5000S-RS232-QR-C - Temporal Thermometer, Capsule | A003465CTF | Exergen | H5 - Medical/Surgical Unit (MSU) | Akron | Akron City Campus | H Tower | 5th Floor | 2019-04-01 | Low
No | 056085 | Thermometers, Electronic, Infrared, Skin | TAT-5000S-RS232-QR-C - Temporal Thermometer, Capsule | A004373CTF | Exergen | Nuclear Medicine | Akron | Akron City Campus | Akron City Hospital | Ground Floor | 2019-04-18 | Low
No | 056606 | Thermometers, Electronic, Infrared, Skin | TAT-5000S-RS232-QR-C - Temporal Thermometer, Capsule | A001313CTF | Exergen | H6 - Surgical Progressive Care Unit (PCU) | Akron | Akron City Campus | H Tower | 6th Floor | 2017-08-28 | Low
No | 056607 | Thermometers, Electronic, Infrared, Skin | TAT-5000S-RS232-QR-C - Temporal Thermometer, Capsule | A00001535CTF | Exergen | 4 West - CPI Progressive Care Unit (CPI-PCU) | Akron | Akron City Campus | Akron City Hospital | 4th Floor | 2017-08-28 | Low
No | 056608 | Thermometers, Electronic, Infrared, Skin | TAT-5000S-RS232-QR-C - Temporal Thermometer, Capsule | A002562CTF | Exergen | Preadmission Testing | Akron | Akron City Campus | H Tower | Ground Floor | 2017-08-28 | Low
No | 056717 | Thermometers, Electronic, Infrared, Skin | TAT-5000S-RS232-QR-C - Temporal Thermometer, Capsule | A005583CTF | Exergen | 4 North - Medical Unit | Akron | Akron City Campus | Akron City Hospital | 4th Floor | 2019-05-30 | Low
No | 056920 | Thermometers, Electronic, Infrared, Skin | TAT-5000S-RS232-QR-C - Temporal Thermometer, Capsule | A306971 | Exergen | H5 - Medical/Surgical Unit (MSU) | Akron | Akron City Campus | H Tower | 5th Floor | 2020-06-15 | Low
No | 057272 | Thermometers, Electronic, Infrared, Skin | TAT-5000S-RS232-QR-C - Temporal Thermometer, Capsule | A002698CTF | Exergen | Preadmission Testing | Akron | Akron City Campus | H Tower | Ground Floor | 2019-05-22 | Low
No | 057273 | Thermometers, Electronic, Infrared, Skin | TAT-5000S-RS232-QR-C - Temporal Thermometer, Capsule | A003274CTF | Exergen | Preadmission Testing | Akron | Akron City Campus | H Tower | Ground Floor | 2019-05-22 | Low
No | 057593 | Thermometers, Electronic, Infrared, Skin | TAT-5000S-RS232-QR-C - Temporal Thermometer, Capsule | A002668CTF | Exergen | H4 - Mother/Baby Unit | Akron | Akron City Campus | H Tower | 4th Floor | 2019-05-28 | Low
No | 057778 | Thermometers, Electronic, Infrared, Skin | TAT-5000S-RS232-QR-C - Temporal Thermometer, Capsule | A003182CTF | Exergen | H2 - Labor and Delivery Unit (L&D) | Akron | Akron City Campus | H Tower | 2nd Floor | 2019-07-03 | Low
No | 058352 | Thermometers, Electronic, Infrared, Skin | TAT-5000S-RS232-QR-C - Temporal Thermometer, Capsule | A004407CTF | Exergen | Outpatient Oncology - Akron | Akron | Akron City Campus | Cooper Cancer Center |  | 2019-09-30 | Low
No | 058353 | Thermometers, Electronic, Infrared, Skin | TAT-5000S-RS232-QR-C - Temporal Thermometer, Capsule | A003580CTF | Exergen | Outpatient Oncology - Akron | Akron | Akron City Campus | Cooper Cancer Center |  | 2019-09-30 | Low
No | 058354 | Thermometers, Electronic, Infrared, Skin | TAT-5000S-RS232-QR-C - Temporal Thermometer, Capsule | A004386CTF | Exergen | Outpatient Oncology - Akron | Akron | Akron City Campus | Cooper Cancer Center |  | 2019-09-30 | Low
No | 058603 | Thermometers, Electronic, Infrared, Skin | TAT-5000S-RS232-QR-C - Temporal Thermometer, Capsule | A001176CTF | Exergen | 5 West - Cardiac Progressive Care Unit (PCU) | Akron | Akron City Campus | Akron City Hospital | 5th Floor | 2019-12-30 | Low
No | 058607 | Thermometers, Electronic, Infrared, Skin | TAT-5000S-RS232-QR-C - Temporal Thermometer, Capsule | A003171CTF | Exergen | 5 West - Cardiac Progressive Care Unit (PCU) | Akron | Akron City Campus | Akron City Hospital | 5th Floor | 2020-01-03 | Low
No | 058620 | Thermometers, Electronic, Infrared, Skin | TAT-5000S-RS232-QR-C - Temporal Thermometer, Capsule | A003375CTF | Exergen | 4 West - CPI Progressive Care Unit (CPI-PCU) | Akron | Akron City Campus | Akron City Hospital | 4th Floor | 2020-02-24 | Low
No | 058622 | Thermometers, Electronic, Infrared, Skin | TAT-5000S-RS232-QR-C - Temporal Thermometer, Capsule | A004284CTF | Exergen | Women's Health Center | Akron | Akron City Campus | 75 Arch | Basement | 2020-03-10 | Low
No | 058623 | Thermometers, Electronic, Infrared, Skin | TAT-5000S-RS232-QR-C - Temporal Thermometer, Capsule | A001242CTF | Exergen | H6 - Surgical Progressive Care Unit (PCU) | Akron | Akron City Campus | H Tower | 6th Floor | 2020-03-10 | Low
No | 058746 | Thermometers, Electronic, Infrared, Skin | TAT-5000S-RS232-QR-C - Temporal Thermometer, Capsule | A003712CTF | Exergen | SCI - Noninvasive Cardio Service | Akron | Akron City Campus | Akron City Hospital | Ground Floor | 2020-03-10 | Low
No | 058748 | Thermometers, Electronic, Infrared, Skin | TAT-5000S-RS232-QR-C - Temporal Thermometer, Capsule | A003790CTF | Exergen | SCI - Noninvasive Cardio Service | Akron | Akron City Campus | Akron City Hospital | Ground Floor | 2020-03-10 | Low
No | 058750 | Thermometers, Electronic, Infrared, Skin | TAT-5000S-RS232-QR-C - Temporal Thermometer, Capsule | SA18C25211 | Exergen | SCI - Noninvasive Cardio Service | Akron | Akron City Campus | Akron City Hospital | Ground Floor | 2020-03-10 | Low
No | 058777 | Thermometers, Electronic, Infrared, Skin | TAT-5000S-RS232-QR-C - Temporal Thermometer, Capsule | A003914CTF | Exergen | SCI - Noninvasive Cardio Service | Akron | Akron City Campus | Akron City Hospital | Ground Floor | 2020-03-10 | Low
No | 058779 | Thermometers, Electronic, Infrared, Skin | TAT-5000S-RS232-QR-C - Temporal Thermometer, Capsule | A004031CTF | Exergen | SCI - Noninvasive Cardio Service | Akron | Akron City Campus | Akron City Hospital | Ground Floor | 2020-03-10 | Low
No | 058890 | Thermometers, Electronic, Infrared, Skin | TAT-5000S-RS232-QR-C - Temporal Thermometer, Capsule | A307118 | Exergen | 7 West - Respiratory Unit | Akron | Akron City Campus | Akron City Hospital | 7th Floor | 2020-08-21 | Low
No | 058891 | Thermometers, Electronic, Infrared, Skin | TAT-5000S-RS232-QR-C - Temporal Thermometer, Capsule | A307160 | Exergen | 7 East - Oncology Medical Unit | Akron | Akron City Campus | Akron City Hospital | 7th Floor | 2020-08-21 | Low
No | 058923 | Thermometers, Electronic, Infrared, Skin | TAT-5000S-RS232-QR-C - Temporal Thermometer, Capsule | A306963 | Exergen | H5 - Medical/Surgical Unit (MSU) | Akron | Akron City Campus | H Tower | 5th Floor | 2020-06-02 | Low
No | 058924 | Thermometers, Electronic, Infrared, Skin | TAT-5000S-RS232-QR-C - Temporal Thermometer, Capsule | A307216 | Exergen | H5 - Medical/Surgical Unit (MSU) | Akron | Akron City Campus | H Tower | 5th Floor | 2020-06-02 | Low
No | 058976 | Thermometers, Electronic, Infrared, Skin | TAT-5000S-RS232-QR-C - Temporal Thermometer, Capsule | A001959CTF | Exergen | 3 West - Trauma/Neuro Progressive Care Unit (PCU) | Akron | Akron City Campus | Akron City Hospital | 3rd Floor | 2020-04-08 | Low
No | 058994 | Thermometers, Electronic, Infrared, Skin | TAT-5000S-RS232-QR-C - Temporal Thermometer, Capsule | A36405 | Exergen | H5 - Medical/Surgical Unit (MSU) | Akron | Akron City Campus | H Tower | 5th Floor | 2020-05-20 | Low
No | 059127 | Thermometers, Electronic, Infrared, Skin | TAT-5000S-RS232-QR-C - Temporal Thermometer, Capsule | A307075 | Exergen | H6 - Surgical Progressive Care Unit (PCU) | Akron | Akron City Campus | H Tower | 6th Floor | 2020-06-16 | Low
No | 059150 | Thermometers, Electronic, Infrared, Skin | TAT-5000S-RS232-QR-C - Temporal Thermometer, Capsule | A307163 | Exergen | 4 North - Medical Unit | Akron | Akron City Campus | Akron City Hospital | 4th Floor | 2020-08-04 | Low
No | 059218 | Thermometers, Electronic, Infrared, Skin | TAT-5000S-RS232-QR-C - Temporal Thermometer, Capsule | A307156 | Exergen | Health Tech Mgmt | Akron | Akron City Campus | H Tower | Basement | 2020-08-26 | Low
No | 059276 | Thermometers, Electronic, Infrared, Skin | TAT-5000S-RS232-QR-C - Temporal Thermometer, Capsule | A307152 | Exergen | Health Tech Mgmt | Akron | Akron City Campus | ACH Admin Building | Ground Floor | 2020-08-06 | Low
No | 059277 | Thermometers, Electronic, Infrared, Skin | TAT-5000S-RS232-QR-C - Temporal Thermometer, Capsule | A306215 | Exergen | H2 - Perinatal Unit | Akron | Akron City Campus | H Tower | 2nd Floor | 2020-08-06 | Low
No | 059307 | Thermometers, Electronic, Infrared, Skin | TAT-5000S-RS232-QR-C - Temporal Thermometer, Capsule | A0980266 | Exergen | H4 - Mother/Baby Unit | Akron | Akron City Campus | H Tower | 4th Floor | 2020-11-11 | Low
No | 059308 | Thermometers, Electronic, Infrared, Skin | TAT-5000S-RS232-QR-C - Temporal Thermometer, Capsule | A0980260 | Exergen | H2 - Perinatal Unit | Akron | Akron City Campus | H Tower | 2nd Floor | 2020-11-11 | Low
No | 059309 | Thermometers, Electronic, Infrared, Skin | TAT-5000S-RS232-QR-C - Temporal Thermometer, Capsule | A0980295 | Exergen | H2 - Perinatal Unit | Akron | Akron City Campus | H Tower | 2nd Floor | 2020-11-11 | Low
No | 059333 | Thermometers, Electronic, Infrared, Skin | TAT-5000S-RS232-QR-C - Temporal Thermometer, Capsule | A0004110CTF | Exergen | 7 West - Respiratory Unit | Akron | Akron City Campus | Akron City Hospital | 7th Floor | 2020-10-12 | Low
No | 059334 | Thermometers, Electronic, Infrared, Skin | TAT-5000S-RS232-QR-C - Temporal Thermometer, Capsule | A0003515CTF | Exergen | 7 West - Respiratory Unit | Akron | Akron City Campus | Akron City Hospital | 7th Floor | 2020-10-13 | Low
No | 059338 | Thermometers, Electronic, Infrared, Skin | TAT-5000S-RS232-QR-C - Temporal Thermometer, Capsule | a001154ctf | Exergen | Breast Center | Akron | Akron City Campus | H Tower | Ground Floor | 2020-10-29 | Low
No | 059339 | Thermometers, Electronic, Infrared, Skin | TAT-5000S-RS232-QR-C - Temporal Thermometer, Capsule | A004296FCF | Exergen | Breast Center | Akron | Akron City Campus | H Tower | Ground Floor | 2020-10-29 | Low
No | 059381 | Thermometers, Electronic, Infrared, Skin | TAT-5000S-RS232-QR-C - Temporal Thermometer, Capsule | A0980487 | Exergen | H5 - Medical/Surgical Unit (MSU) | Akron | Akron City Campus | H Tower | 5th Floor | 2020-09-29 | Low
No | 059387 | Thermometers, Electronic, Infrared, Skin | TAT-5000S-RS232-QR-C - Temporal Thermometer, Capsule | A0987026 | Exergen | Maternal Fetal Medicine | Akron | Akron City Campus | 75 Arch | 1st Floor | 2020-10-12 | Low
No | 059394 | Thermometers, Electronic, Infrared, Skin | TAT-5000S-RS232-QR-C - Temporal Thermometer, Capsule | A0986960 | Exergen | 1 Central - CV Progressive Care Unit (PCU) | Akron | Akron City Campus | Akron City Hospital | 1st Floor | 2020-10-23 | Low
No | 059400 | Thermometers, Electronic, Infrared, Skin | TAT-5000S-RS232-QR-C - Temporal Thermometer, Capsule | A0980347 | Exergen | 4 West - CPI Progressive Care Unit (CPI-PCU) | Akron | Akron City Campus | Akron City Hospital | 4th Floor | 2020-11-11 | Low
No | 059505 | Thermometers, Electronic, Infrared, Skin | TAT-5000S-RS232-QR-C - Temporal Thermometer, Capsule | A307111 | Exergen | 7 West - Respiratory Unit | Akron | Akron City Campus | Akron City Hospital | 7th Floor | 2021-01-18 | Low
No | 059510 | Thermometers, Electronic, Infrared, Skin | TAT-5000S-RS232-QR-C - Temporal Thermometer, Capsule | A0984703 | Exergen | 7 East - Oncology Medical Unit | Akron | Akron City Campus | Akron City Hospital | 7th Floor | 2021-01-25 | Low
No | 059511 | Thermometers, Electronic, Infrared, Skin | TAT-5000S-RS232-QR-C - Temporal Thermometer, Capsule | A004296CTF | Exergen | Breast Center | Akron | Akron City Campus | H Tower | Ground Floor | 2021-02-12 | Low
No | 059512 | Thermometers, Electronic, Infrared, Skin | TAT-5000S-RS232-QR-C - Temporal Thermometer, Capsule | A001161CTF | Exergen | Breast Center | Akron | Akron City Campus | H Tower | Ground Floor | 2021-02-12 | Low
No | 059513 | Thermometers, Electronic, Infrared, Skin | TAT-5000S-RS232-QR-C - Temporal Thermometer, Capsule | A1113493 | Exergen | 5 West - Cardiac Progressive Care Unit (PCU) | Akron | Akron City Campus | Akron City Hospital | 5th Floor | 2021-02-16 | Low
No | 059588 | Thermometers, Electronic, Infrared, Skin | TAT-5000S-RS232-QR-C - Temporal Thermometer, Capsule | A0980309 | Exergen | 6 West - Acute Care of the Elderly (ACE) Unit | Akron | Akron City Campus | Akron City Hospital | 6th Floor | 2020-11-18 | Low
No | 059592 | Thermometers, Electronic, Infrared, Skin | TAT-5000S-RS232-QR-C - Temporal Thermometer, Capsule | A0980174 | Exergen | Health Tech Mgmt | Akron | Akron City Campus | ACH Admin Building | Ground Floor | 2020-11-19 | Low
No | 059953 | Thermometers, Electronic, Infrared, Skin | TAT-5000S-RS232-QR-C - Temporal Thermometer, Capsule | A0986640 | Exergen | Health Tech Mgmt | Akron | Akron City Campus | ACH Admin Building | Ground Floor | 2020-12-22 | Low
No | 059990 | Thermometers, Electronic, Infrared, Skin | TAT-5000S-RS232-QR-C - Temporal Thermometer, Capsule | A0980296 | Exergen | H6 - Surgical Progressive Care Unit (PCU) | Akron | Akron City Campus | H Tower | 6th Floor | 2021-01-15 | Low
No | 060004 | Thermometers, Electronic, Infrared, Skin | TAT-5000S-RS232-QR-C - Temporal Thermometer, Capsule | A0986954 | Exergen | 3 North - Epilepsy Monitoring Unit (EMU) | Akron | Akron City Campus | Akron City Hospital | 3rd Floor | 2021-01-06 | Low
No | 060005 | Thermometers, Electronic, Infrared, Skin | TAT-5000S-RS232-QR-C - Temporal Thermometer, Capsule | A0980192 | Exergen | 3 North - Epilepsy Monitoring Unit (EMU) | Akron | Akron City Campus | Akron City Hospital | 3rd Floor | 2021-01-06 | Low
No | 060007 | Thermometers, Electronic, Infrared, Skin | TAT-5000S-RS232-QR-C - Temporal Thermometer, Capsule | A0986971 | Exergen | 3 North - Epilepsy Monitoring Unit (EMU) | Akron | Akron City Campus | Akron City Hospital | 3rd Floor | 2021-01-06 | Low
No | 060026 | Thermometers, Electronic, Infrared, Skin | TAT-5000S-RS232-QR-C - Temporal Thermometer, Capsule | A0980330 | Exergen | Outpatient Oncology - Akron | Akron | Akron City Campus | Cooper Cancer Center | 1st Floor | 2021-01-21 | Low
No | 060028 | Thermometers, Electronic, Infrared, Skin | TAT-5000S-RS232-QR-C - Temporal Thermometer, Capsule | A0980136 | Exergen | Emergency Department (ED) - ACH |  |  |  |  | 2021-01-21 | Low
No | 060031 | Thermometers, Electronic, Infrared, Skin | TAT-5000S-RS232-QR-C - Temporal Thermometer, Capsule | A1113761 | Exergen | H4 - Mother/Baby Unit | Akron | Akron City Campus | H Tower | 4th Floor | 2021-02-02 | Low
No | 060032 | Thermometers, Electronic, Infrared, Skin | TAT-5000S-RS232-QR-C - Temporal Thermometer, Capsule | A1113783 | Exergen | H4 - Mother/Baby Unit | Akron | Akron City Campus | H Tower | 4th Floor | 2021-02-02 | Low
No | 060489 | Thermometers, Electronic, Infrared, Skin | TAT-5000S-RS232-QR-C - Temporal Thermometer, Capsule | A1119442 | Exergen | 5 West - Cardiac Progressive Care Unit (PCU) | Akron | Akron City Campus | Akron City Hospital | 5th Floor | 2020-12-02 | Low
No | 060491 | Thermometers, Electronic, Infrared, Skin | TAT-5000S-RS232-QR-C - Temporal Thermometer, Capsule | A1119450 | Exergen | Emergency Department (ED) - ACH | Akron | Akron City Campus | Akron City Hospital | Ground Floor | 2020-12-02 | Low
No | 060492 | Thermometers, Electronic, Infrared, Skin | TAT-5000S-RS232-QR-C - Temporal Thermometer, Capsule | A1119439 | Exergen | 5 West - Cardiac Progressive Care Unit (PCU) | Akron | Akron City Campus | Akron City Hospital | 5th Floor | 2020-12-02 | Low
No | 060493 | Thermometers, Electronic, Infrared, Skin | TAT-5000S-RS232-QR-C - Temporal Thermometer, Capsule | A1119446 | Exergen | Preadmission Testing | Akron | Akron City Campus | H Tower | Ground Floor | 2020-12-02 | Low
No | 060495 | Thermometers, Electronic, Infrared, Skin | TAT-5000S-RS232-QR-C - Temporal Thermometer, Capsule | A1119825 | Exergen | Emergency Department (ED) - ACH | Akron | Akron City Campus | Akron City Hospital | Ground Floor | 2021-09-23 | Low
No | 060644 | Thermometers, Electronic, Infrared, Skin | TAT-5000S-RS232-QR-C - Temporal Thermometer, Capsule | A1117157 | Exergen | 7 West - Respiratory Unit | Akron | Akron City Campus | Akron City Hospital | 7th Floor | 2021-06-23 | Low
No | 060676 | Thermometers, Electronic, Infrared, Skin | TAT-5000S-RS232-QR-C - Temporal Thermometer, Capsule | A1116481 | Exergen | Clinical Decision Unit (CDU) - ACH | Akron | Akron City Campus | H Tower | Ground Floor | 2021-07-05 | Low
No | 060681 | Thermometers, Electronic, Infrared, Skin | TAT-5000S-RS232-QR-C - Temporal Thermometer, Capsule | A1117364 | Exergen | Health Tech Mgmt | Akron | Akron City Campus | ACH Admin Building | Ground Floor | 2021-07-14 | Low
No | 060682 | Thermometers, Electronic, Infrared, Skin | TAT-5000S-RS232-QR-C - Temporal Thermometer, Capsule | A1117369 | Exergen | 3 North - Epilepsy Monitoring Unit (EMU) | Akron | Akron City Campus | Akron City Hospital | 3rd Floor | 2021-07-14 | Low
No | 060683 | Thermometers, Electronic, Infrared, Skin | TAT-5000S-RS232-QR-C - Temporal Thermometer, Capsule | A1117363 | Exergen | H4 - Mother/Baby Unit | Akron | Akron City Campus | H Tower | 4th Floor | 2021-07-14 | Low
No | 060684 | Thermometers, Electronic, Infrared, Skin | TAT-5000S-RS232-QR-C - Temporal Thermometer, Capsule | A1117368 | Exergen | H6 - Surgical Progressive Care Unit (PCU) | Akron | Akron City Campus | H Tower | 6th Floor | 2021-07-14 | Low
No | 060693 | Thermometers, Electronic, Infrared, Skin | TAT-5000S-RS232-QR-C - Temporal Thermometer, Capsule | A1118390 | Exergen | Health Tech Mgmt | Akron | Akron City Campus | ACH Admin Building | Ground Floor | 2021-07-28 | Low
No | 060785 | Thermometers, Electronic, Infrared, Skin | TAT-5000S-RS232-QR-C - Temporal Thermometer, Capsule | A1118381 | Exergen | Magnetic Resonance Imaging | Akron | Akron City Campus | Akron City Hospital | Ground Floor | 2021-07-28 | Low
No | 060786 | Thermometers, Electronic, Infrared, Skin | TAT-5000S-RS232-QR-C - Temporal Thermometer, Capsule | A1118373 | Exergen | Health Tech Mgmt | Akron | Akron City Campus | ACH Admin Building | Ground Floor | 2021-07-28 | Low
No | 060812 | Thermometers, Electronic, Infrared, Skin | TAT-5000S-RS232-QR-C - Temporal Thermometer, Capsule | A1118382 | Exergen | POP - Private Out Patient | Akron | Akron City Campus | Akron City Hospital | Ground Floor | 2021-08-10 | Low
No | 060814 | Thermometers, Electronic, Infrared, Skin | TAT-5000S-RS232-QR-C - Temporal Thermometer, Capsule | A1119381 | Exergen | 5 East - Observation Unit | Akron | Akron City Campus | Akron City Hospital | 5th Floor | 2021-08-25 | Low
No | 060900 | Thermometers, Electronic, Infrared, Skin | TAT-5000S-RS232-QR-C - Temporal Thermometer, Capsule | A1120114 | Exergen | Health Tech Mgmt | Akron | Akron City Campus | ACH Admin Building | Ground Floor | 2021-10-03 | Low
No | 060906 | Thermometers, Electronic, Infrared, Skin | TAT-5000S-RS232-QR-C - Temporal Thermometer, Capsule | A1120105 | Exergen | 6 West - Acute Care of the Elderly (ACE) Unit | Akron | Akron City Campus | Akron City Hospital | 6th Floor | 2021-10-13 | Low
No | 061000 | Thermometers, Electronic, Infrared, Skin | TAT-5000S-RS232-QR-C - Temporal Thermometer, Capsule | A0061161CTF | Exergen | Magnetic Resonance Imaging | Akron | Akron City Campus | Akron City Hospital | Ground Floor | 2022-02-25 | Low
No | 061132 | Thermometers, Electronic, Infrared, Skin | TAT-5000S-RS232-QR-C - Temporal Thermometer, Capsule | A1121480 | Exergen | 5 West - Cardiac Progressive Care Unit (PCU) | Akron | Akron City Campus | Akron City Hospital | 5th Floor | 2021-12-09 | Low
No | 061141 | Thermometers, Electronic, Infrared, Skin | TAT-5000S-RS232-QR-C - Temporal Thermometer, Capsule | A1260053 | Exergen | 5 East - Observation Unit | Akron | Akron City Campus | Akron City Hospital | 5th Floor | 2022-06-14 | Low
No | 061142 | Thermometers, Electronic, Infrared, Skin | TAT-5000S-RS232-QR-C - Temporal Thermometer, Capsule | A1260052 | Exergen | 3 East - Palliative and Hospice Unit | Akron | Akron City Campus | Akron City Hospital | 3rd Floor | 2022-06-14 | Low
No | 061143 | Thermometers, Electronic, Infrared, Skin | TAT-5000S-RS232-QR-C - Temporal Thermometer, Capsule | A1260067 | Exergen | 3 North - Epilepsy Monitoring Unit (EMU) | Akron | Akron City Campus | Akron City Hospital | 3rd Floor | 2022-06-14 | Low
No | 061250 | Thermometers, Electronic, Infrared, Skin | TAT-5000S-RS232-QR-C - Temporal Thermometer, Capsule | A1115247 | Exergen | H6 - Surgical Progressive Care Unit (PCU) | Akron | Akron City Campus | H Tower | 6th Floor | 2021-12-13 | Low
No | 061279 | Thermometers, Electronic, Infrared, Skin | TAT-5000S-RS232-QR-C - Temporal Thermometer, Capsule | A1121509 | Exergen | 4 North - Medical Unit | Akron | Akron City Campus | Akron City Hospital | 4th Floor | 2021-11-23 | Low
No | 061437 | Thermometers, Electronic, Infrared, Skin | TAT-5000S-RS232-QR-C - Temporal Thermometer, Capsule | A1115137 | Exergen | Emergency Department (ED) - ACH | Akron | Akron City Campus | Akron City Hospital | Ground Floor | 2022-01-21 | Low
No | 061439 | Thermometers, Electronic, Infrared, Skin | TAT-5000S-RS232-QR-C - Temporal Thermometer, Capsule | A1115111 | Exergen | 3 East - Palliative and Hospice Unit | Akron | Akron City Campus | Akron City Hospital | 3rd Floor | 2022-01-21 | Low
No | 061453 | Thermometers, Electronic, Infrared, Skin | TAT-5000S-RS232-QR-C - Temporal Thermometer, Capsule | A1115049 | Exergen | Sameday Surgery Center - SB | Barberton | Barberton Campus | Summa Barberton Hospital | 2nd Floor | 2021-12-10 | Low
No | 061461 | Thermometers, Electronic, Infrared, Skin | TAT-5000S-RS232-QR-C - Temporal Thermometer, Capsule | A1116892 | Exergen | Radiation Therapy - SB | Barberton | Barberton Campus | Parkview Pavilion | Ground Floor | 2022-02-22 | Low
No | 062002 | Thermometers, Electronic, Infrared, Skin | TAT-5000S-RS232-QR-C - Temporal Thermometer, Capsule | A1114921 | Exergen | Angiography | Akron | Akron City Campus | Akron City Hospital | 2nd Floor | 2022-05-17 | Low
No | 062131 | Thermometers, Electronic, Infrared, Skin | TAT-5000S-RS232-QR-C - Temporal Thermometer, Capsule | A1260069 | Exergen | 5 East - Observation Unit | Akron | Akron City Campus | Akron City Hospital | 5th Floor | 2022-06-24 | Low
No | 062132 | Thermometers, Electronic, Infrared, Skin | TAT-5000S-RS232-QR-C - Temporal Thermometer, Capsule | A1260070 | Exergen | 4 East - Detox Unit | Akron | Akron City Campus | Akron City Hospital | 4th Floor | 2022-07-06 | Low
No | 062159 | Thermometers, Electronic, Infrared, Skin | TAT-5000S-RS232-QR-C - Temporal Thermometer, Capsule | A1261617 | Exergen | 7 East - Oncology Medical Unit | Akron | Akron City Campus | Akron City Hospital | 7th Floor | 2022-08-08 | Low
No | 062160 | Thermometers, Electronic, Infrared, Skin | TAT-5000S-RS232-QR-C - Temporal Thermometer, Capsule | A1261623 | Exergen | 3 West - Trauma/Neuro Progressive Care Unit (PCU) | Akron | Akron City Campus | Akron City Hospital | 3rd Floor | 2022-08-08 | Low
No | 062170 | Thermometers, Electronic, Infrared, Skin | TAT-5000S-RS232-QR-C - Temporal Thermometer, Capsule | A1262012 | Exergen | Health Tech Mgmt | Akron | Akron City Campus | ACH Admin Building | Ground Floor | 2022-08-25 | Low
No | 062171 | Thermometers, Electronic, Infrared, Skin | TAT-5000S-RS232-QR-C - Temporal Thermometer, Capsule | A1262004 | Exergen | 5 East - Observation Unit | Akron | Akron City Campus | Akron City Hospital | 5th Floor | 2022-08-25 | Low
No | 062172 | Thermometers, Electronic, Infrared, Skin | TAT-5000S-RS232-QR-C - Temporal Thermometer, Capsule | A1262002 | Exergen | 5 West - Cardiac Progressive Care Unit (PCU) | Akron | Akron City Campus | Akron City Hospital | 5th Floor | 2022-08-25 | Low
No | 062414 | Thermometers, Electronic, Infrared, Skin | TAT-5000S-RS232-QR-C - Temporal Thermometer, Capsule | A1263003 | Exergen | 3 East - Palliative and Hospice Unit | Akron | Akron City Campus | Akron City Hospital | 3rd Floor | 2022-11-29 | Low
No | 062419 | Thermometers, Electronic, Infrared, Skin | TAT-5000S-RS232-QR-C - Temporal Thermometer, Capsule | A1266010 | Exergen | 3 West - Trauma/Neuro Progressive Care Unit (PCU) | Akron | Akron City Campus | Akron City Hospital | 3rd Floor | 2022-12-30 08:50 | Low
No | 062420 | Thermometers, Electronic, Infrared, Skin | TAT-5000S-RS232-QR-C - Temporal Thermometer, Capsule | A1265993 | Exergen | 3 West - Trauma/Neuro Progressive Care Unit (PCU) | Akron | Akron City Campus | Akron City Hospital | 3rd Floor | 2022-12-30 08:55 | Low
No | 062422 | Thermometers, Electronic, Infrared, Skin | TAT-5000S-RS232-QR-C - Temporal Thermometer, Capsule | A1266042 | Exergen | H6 - Surgical Progressive Care Unit (PCU) | Akron | Akron City Campus | H Tower | 6th Floor | 2023-01-11 14:13 | Low
No | 062425 | Thermometers, Electronic, Infrared, Skin | TAT-5000S-RS232-QR-C - Temporal Thermometer, Capsule | A1262706 | Exergen | 5 West - Cardiac Progressive Care Unit (PCU) | Akron | Akron City Campus | Akron City Hospital | 5th Floor | 2022-11-02 | Low
No | 062444 | Thermometers, Electronic, Infrared, Skin | TAT-5000S-RS232-QR-C - Temporal Thermometer, Capsule | A1262712 | Exergen | Health Tech Mgmt | Akron | Akron City Campus | ACH Admin Building | Ground Floor | 2022-10-31 | Low
No | 062445 | Thermometers, Electronic, Infrared, Skin | TAT-5000S-RS232-QR-C - Temporal Thermometer, Capsule | A1262713 | Exergen | 4 East - Detox Unit | Akron | Akron City Campus | Akron City Hospital | 4th Floor | 2022-10-31 | Low
No | 062713 | Thermometers, Electronic, Infrared, Skin | TAT-5000S-RS232-QR-C - Temporal Thermometer, Capsule | A1117042 | Exergen | Health Tech Mgmt | Akron | Akron City Campus | H Tower | Basement | 2024-01-15 08:13 | Low
No | 062999 | Thermometers, Electronic, Infrared, Skin | TAT-5000S-RS232-QR-C - Temporal Thermometer, Capsule | A1309526 | Exergen | H6 - Surgical Progressive Care Unit (PCU) | Akron | Akron City Campus | H Tower |  | 2023-02-17 12:23 | Low
No | 063000 | Thermometers, Electronic, Infrared, Skin | TAT-5000S-RS232-QR-C - Temporal Thermometer, Capsule | A1309516 | Exergen | BHP 5 - Acute Adult Psychiatric Unit | Akron | Akron City Campus | Juve Family BH Pavillion | 5th Floor | 2023-02-17 12:27 | Low
No | 063015 | Thermometers, Electronic, Infrared, Skin | TAT-5000S-RS232-QR-C - Temporal Thermometer, Capsule | A1309950 | Exergen | H5 - Medical/Surgical Unit (MSU) | Akron | Akron City Campus | H Tower | 5th Floor | 2023-06-22 15:15 | Low
No | 063034 | Thermometers, Electronic, Infrared, Skin | TAT-5000S-RS232-QR-C - Temporal Thermometer, Capsule | A1309465 | Exergen | BHP 4 - Geropsych Unit | Akron | Akron City Campus | Juve Family BH Pavillion | 4th Floor | 2023-03-16 13:56 | Low
No | 063035 | Thermometers, Electronic, Infrared, Skin | TAT-5000S-RS232-QR-C - Temporal Thermometer, Capsule | A1309392 | Exergen | 5 East - Observation Unit | Akron | Akron City Campus | Akron City Hospital | 5th Floor | 2023-03-16 13:55 | Low
No | 063036 | Thermometers, Electronic, Infrared, Skin | TAT-5000S-RS232-QR-C - Temporal Thermometer, Capsule | A1309393 | Exergen | 5 East - Observation Unit | Akron | Akron City Campus | Akron City Hospital | 5th Floor | 2023-03-16 13:56 | Low
No | 063075 | Thermometers, Electronic, Infrared, Skin | TAT-5000S-RS232-QR-C - Temporal Thermometer, Capsule | A1309915 | Exergen | 7 East - Oncology Medical Unit | Akron | Akron City Campus | Akron City Hospital | 7th Floor | 2020-11-19 | Low
No | 063142 | Thermometers, Electronic, Infrared, Skin | TAT-5000S-RS232-QR-C - Temporal Thermometer, Capsule | A1312056 | Exergen | H6 - Surgical Progressive Care Unit (PCU) | Akron | Akron City Campus | H Tower | 6th Floor | 2022-11-02 | Low
No | 063144 | Thermometers, Electronic, Infrared, Skin | TAT-5000S-RS232-QR-C - Temporal Thermometer, Capsule | A1312048 | Exergen | Health Tech Mgmt | Akron | Akron City Campus | ACH Admin Building | Ground Floor | 2022-11-02 | Low
No | 063145 | Thermometers, Electronic, Infrared, Skin | TAT-5000S-RS232-QR-C - Temporal Thermometer, Capsule | A1312044 | Exergen | Preadmission Testing | Akron | Akron City Campus | H Tower | Ground Floor | 2022-11-02 | Low
No | 063147 | Thermometers, Electronic, Infrared, Skin | TAT-5000S-RS232-QR-C - Temporal Thermometer, Capsule | A1313170 | Exergen | Health Tech Mgmt | Akron | Akron City Campus | ACH Admin Building | Ground Floor | 2021-01-06 | Low
No | 063251 | Thermometers, Electronic, Infrared, Skin | TAT-5000S-RS232-QR-C - Temporal Thermometer, Capsule | A292236MDF | Exergen | Infusion Center - Stow | Akron | Stow-Kent Campus | Stow-Kent Medical Center | 1st Floor | 2023-06-21 15:00 | Low
No | 063252 | Thermometers, Electronic, Infrared, Skin | TAT-5000S-RS232-QR-C - Temporal Thermometer, Capsule | A292268MDF | Exergen | Infusion Center - Stow | Akron | Stow-Kent Campus | Stow-Kent Medical Center | 1st Floor | 2023-06-21 15:00 | Low
No | 063253 | Thermometers, Electronic, Infrared, Skin | TAT-5000S-RS232-QR-C - Temporal Thermometer, Capsule | A292287MDF | Exergen | Infusion Center - Stow | Akron | Stow-Kent Campus | Stow-Kent Medical Center | 1st Floor | 2023-06-21 15:00 | Low
No | 063254 | Thermometers, Electronic, Infrared, Skin | TAT-5000S-RS232-QR-C - Temporal Thermometer, Capsule | A292280MDF | Exergen | Infusion Center - Stow | Akron | Stow-Kent Campus | Stow-Kent Medical Center | 1st Floor | 2023-06-21 15:00 | Low
No | 063255 | Thermometers, Electronic, Infrared, Skin | TAT-5000S-RS232-QR-C - Temporal Thermometer, Capsule | A292255MDF | Exergen | Infusion Center - Stow | Akron | Stow-Kent Campus | Stow-Kent Medical Center | 1st Floor | 2023-06-21 15:00 | Low
No | 063256 | Thermometers, Electronic, Infrared, Skin | TAT-5000S-RS232-QR-C - Temporal Thermometer, Capsule | A292199MDF | Exergen | Infusion Center - Stow | Akron | Stow-Kent Campus | Stow-Kent Medical Center | 1st Floor | 2023-06-21 15:00 | Low
No | 063257 | Thermometers, Electronic, Infrared, Skin | TAT-5000S-RS232-QR-C - Temporal Thermometer, Capsule | A292289MDF | Exergen | Infusion Center - Stow | Akron | Stow-Kent Campus | Stow-Kent Medical Center | 1st Floor | 2023-06-21 15:00 | Low
No | 063258 | Thermometers, Electronic, Infrared, Skin | TAT-5000S-RS232-QR-C - Temporal Thermometer, Capsule | A292206MDF | Exergen | Infusion Center - Stow | Akron | Stow-Kent Campus | Stow-Kent Medical Center | 1st Floor | 2023-06-21 15:00 | Low
No | 063259 | Thermometers, Electronic, Infrared, Skin | TAT-5000S-RS232-QR-C - Temporal Thermometer, Capsule | A292196MDF | Exergen | Infusion Center - Stow | Akron | Stow-Kent Campus | Stow-Kent Medical Center | 1st Floor | 2023-06-21 15:00 | Low
No | 063273 | Thermometers, Electronic, Infrared, Skin | TAT-5000S-RS232-QR-C - Temporal Thermometer, Capsule | A292288MDF | Exergen | SCI-CV Testing Center - Stow | Akron | Stow-Kent Campus | Stow-Kent Medical Center | 1st Floor | 2023-06-21 14:27 | Low
No | 063274 | Thermometers, Electronic, Infrared, Skin | TAT-5000S-RS232-QR-C - Temporal Thermometer, Capsule | A292259MDF | Exergen | SCI-CV Testing Center - Stow | Akron | Stow-Kent Campus | Stow-Kent Medical Center | 1st Floor | 2023-06-22 15:34 | Low
No | 063276 | Thermometers, Electronic, Infrared, Skin | TAT-5000S-RS232-QR-C - Temporal Thermometer, Capsule | A1313184 | Exergen | Outpatient Oncology - Akron | Akron | Akron City Campus | Cooper Cancer Center | 1st Floor | 2021-01-06 | Low
No | 063325 | Thermometers, Electronic, Infrared, Skin | TAT-5000S-RS232-QR-C - Temporal Thermometer, Capsule | A1313116 | Exergen | Infusion Center - Stow | Akron | Stow-Kent Campus | Stow-Kent Medical Center | 1st Floor | 2023-10-20 08:20 | Low
No | 063330 | Thermometers, Electronic, Infrared, Skin | TAT-5000S-RS232-QR-C - Temporal Thermometer, Capsule | A1313323 | Exergen | Health Tech Mgmt | Akron | Akron City Campus | ACH Admin Building | Ground Floor | 2023-07-26 | Low
No | 063331 | Thermometers, Electronic, Infrared, Skin | TAT-5000S-RS232-QR-C - Temporal Thermometer, Capsule | A1313321 | Exergen | Sameday Surgery Center | Akron | Akron City Campus | H Tower | 1st Floor | 2023-07-26 | Low
No | 063366 | Thermometers, Electronic, Infrared, Skin | TAT-5000S-RS232-QR-C - Temporal Thermometer, Capsule | A1313372 | Exergen | H5 - Medical/Surgical Unit (MSU) | Akron | Akron City Campus | H Tower | 5th Floor | 2020-10-12 | Low
No | 063415 | Thermometers, Electronic, Infrared, Skin | TAT-5000S-RS232-QR-C - Temporal Thermometer, Capsule | A1313490 | Exergen | Health Tech Mgmt | Akron | Akron City Campus | ACH Admin Building | Ground Floor | 2023-09-28 | Low
No | 063416 | Thermometers, Electronic, Infrared, Skin | TAT-5000S-RS232-QR-C - Temporal Thermometer, Capsule | A1313494 | Exergen | BHP 5 - Acute Adult Psychiatric Unit | Akron | Akron City Campus | Juve Family BH Pavillion | 5th Floor | 2023-09-28 | Low
No | 063420 | Thermometers, Electronic, Infrared, Skin | TAT-5000S-RS232-QR-C - Temporal Thermometer, Capsule | A1401513 | Exergen | BHP 5 - Acute Adult Psychiatric Unit | Akron | Akron City Campus | Juve Family BH Pavillion | 5th Floor | 2023-12-19 09:30 | Low
No | 063421 | Thermometers, Electronic, Infrared, Skin | TAT-5000S-RS232-QR-C - Temporal Thermometer, Capsule | A1401526 | Exergen | Staff Development | Akron | Corporate Campus | Corporate Center |  | 2024-01-10 07:44 | Low
No | 063422 | Thermometers, Electronic, Infrared, Skin | TAT-5000S-RS232-QR-C - Temporal Thermometer, Capsule | A1310984 | Exergen | Preadmission Testing | Akron | Akron City Campus | H Tower | Ground Floor | 2024-02-07 08:20 | Low
No | 063424 | Thermometers, Electronic, Infrared, Skin | TAT-5000S-RS232-QR-C - Temporal Thermometer, Capsule | A1449268 | Exergen | Health Tech Mgmt | Akron | Akron City Campus | H Tower | Basement | 2024-02-28 07:26 | Low
No | 063425 | Thermometers, Electronic, Infrared, Skin | TAT-5000S-RS232-QR-C - Temporal Thermometer, Capsule | A1449322 | Exergen | 6 West - Acute Care of the Elderly (ACE) Unit | Akron | Akron City Campus | Akron City Hospital | 6th Floor | 2024-02-28 11:20 | Low
No | 063451 | Thermometers, Electronic, Infrared, Skin | TAT-5000S-RS232-QR-C - Temporal Thermometer, Capsule | A1313340 | Exergen | 4 North - Medical Unit | Akron | Akron City Campus | Akron City Hospital | 4th Floor | 2023-09-21 13:04 | Low
No | 063476 | Thermometers, Electronic, Infrared, Skin | TAT-5000S-RS232-QR-C - Temporal Thermometer, Capsule | A1311439 | Exergen | Infusion Center - Stow | Akron | Stow-Kent Campus | Stow-Kent Medical Center | 1st Floor | 2023-10-20 08:20 | Low
No | 063477 | Thermometers, Electronic, Infrared, Skin | TAT-5000S-RS232-QR-C - Temporal Thermometer, Capsule | A1263607 | Exergen | Infusion Center - Stow | Akron | Stow-Kent Campus | Stow-Kent Medical Center | 1st Floor | 2023-10-20 08:20 | Low
No | 063478 | Thermometers, Electronic, Infrared, Skin | TAT-5000S-RS232-QR-C - Temporal Thermometer, Capsule | A1311289 | Exergen | Infusion Center - Stow | Akron | Stow-Kent Campus | Stow-Kent Medical Center | 1st Floor | 2023-10-20 08:20 | Low
No | 063479 | Thermometers, Electronic, Infrared, Skin | TAT-5000S-RS232-QR-C - Temporal Thermometer, Capsule | A1263745 | Exergen | Infusion Center - Stow | Akron | Stow-Kent Campus | Stow-Kent Medical Center | 1st Floor | 2023-10-20 08:20 | Low
No | 063643 | Thermometers, Electronic, Infrared, Skin | TAT-5000S-RS232-QR-C - Temporal Thermometer, Capsule | A1456651 | Exergen | 7 West - Respiratory Unit | Akron | Akron City Campus | Akron City Hospital | 7th Floor | 2017-11-16 | Low
No | 063652 | Thermometers, Electronic, Infrared, Skin | TAT-5000S-RS232-QR-C - Temporal Thermometer, Capsule | A1399155 | Exergen | H4 - Mother/Baby Unit | Akron | Akron City Campus | H Tower | 4th Floor | 2023-11-16 12:32 | Low
No | 063710 | Thermometers, Electronic, Infrared, Skin | TAT-5000S-RS232-QR-C - Temporal Thermometer, Capsule | A1401517 | Exergen | Health Tech Mgmt | Akron | Akron City Campus | H Tower | Basement | 2023-12-19 10:03 | Low
No | 063714 | Thermometers, Electronic, Infrared, Skin | TAT-5000S-RS232-QR-C - Temporal Thermometer, Capsule | A1116857 | Exergen | Clinical Decision Unit (CDU) - ACH | Akron | Akron City Campus | Akron City Hospital | Ground Floor | 2024-01-15 08:14 | Low
No | 063828 | Thermometers, Electronic, Infrared, Skin | TAT-5000S-RS232-QR-C - Temporal Thermometer, Capsule | A1401622 | Exergen | Preadmission Testing | Akron | Akron City Campus | H Tower | Ground Floor | 2024-01-25 06:52 | Low
No | 063835 | Thermometers, Electronic, Infrared, Skin | TAT-5000S-RS232-QR-C - Temporal Thermometer, Capsule | A1449283 | Exergen | Health Tech Mgmt | Akron | Akron City Campus | H Tower | Basement | 2024-02-29 12:48 | Low
No | 063846 | Thermometers, Electronic, Infrared, Skin | TAT-5000S-RS232-QR-C - Temporal Thermometer, Capsule | A1261949 | Exergen | Health Tech Mgmt - SB | Barberton | Barberton Campus | Summa Barberton Hospital | 5th Floor | 2024-05-14 12:42 | Low
No | 063850 | Thermometers, Electronic, Infrared, Skin | TAT-5000S-RS232-QR-C - Temporal Thermometer, Capsule | A1310424 | Exergen | Health Tech Mgmt - SB | Barberton | Barberton Campus | Summa Barberton Hospital | 5th Floor | 2024-05-17 08:09 | Low
No | 063851 | Thermometers, Electronic, Infrared, Skin | TAT-5000S-RS232-QR-C - Temporal Thermometer, Capsule | A1452022 | Exergen | Health Tech Mgmt | Akron | Akron City Campus | H Tower | Basement | 2024-02-28 11:16 | Low
No | 063855 | Thermometers, Electronic, Infrared, Skin | TAT-5000S-RS232-QR-C - Temporal Thermometer, Capsule | A1451563 | Exergen | 3 West - Trauma/Neuro Progressive Care Unit (PCU) | Akron | Akron City Campus | Akron City Hospital | 3rd Floor | 2024-04-08 07:59 | Low
No | 063856 | Thermometers, Electronic, Infrared, Skin | TAT-5000S-RS232-QR-C - Temporal Thermometer, Capsule | A1451911 | Exergen | H6 - Surgical Progressive Care Unit (PCU) | Akron | Akron City Campus | Akron City Hospital |  | 2024-04-19 07:23 | Low
No | 063857 | Thermometers, Electronic, Infrared, Skin | TAT-5000S-RS232-QR-C - Temporal Thermometer, Capsule | A1451906 | Exergen | 5 West - Cardiac Progressive Care Unit (PCU) | Akron | Akron City Campus | Akron City Hospital | 5th Floor | 2024-04-19 07:24 | Low
No | 063884 | Thermometers, Electronic, Infrared, Skin | TAT-5000S-RS232-QR-C - Temporal Thermometer, Capsule | A1262535 | Exergen | Emergency Department (ED) - SBH | Barberton | Barberton Campus | Summa Barberton Hospital | Ground Floor | 2024-06-03 09:27 | Low
No | 063885 | Thermometers, Electronic, Infrared, Skin | TAT-5000S-RS232-QR-C - Temporal Thermometer, Capsule | A1310428 | Exergen | Emergency Department (ED) - SBH | Barberton | Barberton Campus | Summa Barberton Hospital | Ground Floor | 2024-06-03 09:29 | Low
No | 063886 | Thermometers, Electronic, Infrared, Skin | TAT-5000S-RS232-QR-C - Temporal Thermometer, Capsule | A1262533 | Exergen | 2 East - Cardiac Progressive Care Unit (PCU) - SB | Barberton | Barberton Campus | Summa Barberton Hospital | 2nd Floor | 2024-06-05 14:22 | Low
No | 063934 | Thermometers, Electronic, Infrared, Skin | TAT-5000S-RS232-QR-C - Temporal Thermometer, Capsule | A1451900 | Exergen | 7 West - Respiratory Unit | Akron | Akron City Campus | Akron City Hospital | 7th Floor | 2024-08-02 07:20 | Low
No | 063936 | Thermometers, Electronic, Infrared, Skin | TAT-5000S-RS232-QR-C - Temporal Thermometer, Capsule | A1457059 | Exergen | Angiography | Akron | Akron City Campus | Akron City Hospital | 2nd Floor | 2024-11-07 08:29 | Low
No | 063937 | Thermometers, Electronic, Infrared, Skin | TAT-5000S-RS232-QR-C - Temporal Thermometer, Capsule | A1457177 | Exergen | Angiography | Akron | Akron City Campus | Akron City Hospital | 2nd Floor | 2024-11-07 08:30 | Low
No | 063986 | Thermometers, Electronic, Infrared, Skin | TAT-5000S-RS232-QR-C - Temporal Thermometer, Capsule | A1456654 | Exergen | 7 West - Respiratory Unit | Akron | Akron City Campus | Akron City Hospital | 7th Floor | 2024-08-23 10:53 | Low
No | 064190 | Thermometers, Electronic, Infrared, Skin | TAT-5000S-RS232-QR-C - Temporal Thermometer, Capsule | A1453510 | Exergen | 5 West - Cardiac Progressive Care Unit (PCU) | Akron | Akron City Campus | Akron City Hospital | 5th Floor | 2024-09-12 13:14 | Low
No | 064191 | Thermometers, Electronic, Infrared, Skin | TAT-5000S-RS232-QR-C - Temporal Thermometer, Capsule | A1453212 | Exergen | 5 West - Cardiac Progressive Care Unit (PCU) | Akron | Akron City Campus | Akron City Hospital | 5th Floor | 2024-09-16 13:52 | Low
No | 064197 | Thermometers, Electronic, Infrared, Skin | TAT-5000S-RS232-QR-C - Temporal Thermometer, Capsule | A1453567 | Exergen | 4 West - CPI Progressive Care Unit (CPI-PCU) | Akron | Akron City Campus | Akron City Hospital | 4th Floor | 2024-10-03 13:40 | Low
No | 064199 | Thermometers, Electronic, Infrared, Skin | TAT-5000S-RS232-QR-C - Temporal Thermometer, Capsule | A1453557 | Exergen | 4 West - CPI Progressive Care Unit (CPI-PCU) | Akron | Akron City Campus | Akron City Hospital | 4th Floor | 2024-10-04 14:41 | Low
No | 064376 | Thermometers, Electronic, Infrared, Skin | TAT-5000S-RS232-QR-C - Temporal Thermometer, Capsule | A1456291 | Exergen | 4 East - Detox Unit | Akron | Akron City Campus | Akron City Hospital | 4th Floor | 2024-09-12 13:14 | Low
No | 064383 | Thermometers, Electronic, Infrared, Skin | TAT-5000S-RS232-QR-C - Temporal Thermometer, Capsule | A1449425 | Exergen | 1 Central - CV Progressive Care Unit (PCU) | Akron | Akron City Campus | Akron City Hospital | 1st Floor | 2024-07-23 07:26 | Low
No | 064388 | Thermometers, Electronic, Infrared, Skin | TAT-5000S-RS232-QR-C - Temporal Thermometer, Capsule | A1453577 | Exergen | 4 North - Medical Unit | Akron | Akron City Campus | Akron City Hospital | 4th Floor | 2024-09-12 13:14 | Low
No | 064809 | Thermometers, Electronic, Infrared, Skin | TAT-5000S-RS232-QR-C - Temporal Thermometer, Capsule | A1622821 | Exergen | 4 West - CPI Progressive Care Unit (CPI-PCU) | Akron | Akron City Campus | Akron City Hospital | 4th Floor | 2024-12-09 12:12 | Low
No | 064816 | Thermometers, Electronic, Infrared, Skin | TAT-5000S-RS232-QR-C - Temporal Thermometer, Capsule | A1623895 | Exergen | Health Tech Mgmt | Akron | Akron City Campus | Akron City Hospital | Basement | 2025-01-21 13:50 | Low
No | 064820 | Thermometers, Electronic, Infrared, Skin | TAT-5000S-RS232-QR-C - Temporal Thermometer, Capsule | A1623957 | Exergen | 3 East - Palliative and Hospice Unit | Akron | Akron City Campus | Akron City Hospital | 3rd Floor | 2025-01-29 07:37 | Low
No | 064821 | Thermometers, Electronic, Infrared, Skin | TAT-5000S-RS232-QR-C - Temporal Thermometer, Capsule | A1623958 | Exergen | POP - Private Out Patient | Akron | Akron City Campus | H Tower | Ground Floor | 2025-01-29 07:37 | Low
No | 064822 | Thermometers, Electronic, Infrared, Skin | TAT-5000S-RS232-QR-C - Temporal Thermometer, Capsule | A1601975 | Exergen | 6 West - Acute Care of the Elderly (ACE) Unit | Akron | Akron City Campus | Akron City Hospital | 6th Floor | 2025-02-13 14:02 | Low
No | 064823 | Thermometers, Electronic, Infrared, Skin | TAT-5000S-RS232-QR-C - Temporal Thermometer, Capsule | A1623897 | Exergen | BHP 7 - Adult Subacute Psychiatric Unit | Akron | Akron City Campus | Akron City Hospital | 7th Floor | 2025-02-21 08:54 | Low
No | 064824 | Thermometers, Electronic, Infrared, Skin | TAT-5000S-RS232-QR-C - Temporal Thermometer, Capsule | A1623896 | Exergen | H4 - Mother/Baby Unit | Akron | Akron City Campus | H Tower | 4th Floor | 2025-02-21 08:55 | Low
No | 064827 | Thermometers, Electronic, Infrared, Skin | TAT-5000S-RS232-QR-C - Temporal Thermometer, Capsule | A1554004 | Exergen | BHP 4 - Geropsych Unit | Akron | Akron City Campus | Juve Family BH Pavillion | 4th Floor | 2024-09-12 13:14 | Low
No | 064925 | Thermometers, Electronic, Infrared, Skin | TAT-5000S-RS232-QR-C - Temporal Thermometer, Capsule | A1622606 | Exergen | 4 West - CPI Progressive Care Unit (CPI-PCU) | Akron | Akron City Campus | Akron City Hospital | 4th Floor | 2025-01-08 13:14 | Low
No | 064981 | Thermometers, Electronic, Infrared, Skin | TAT-5000S-RS232-QR-C - Temporal Thermometer, Capsule | A1623961 | Exergen | 1 Central - CV Progressive Care Unit (PCU) | Akron | Akron City Campus | Akron City Hospital | 1st Floor | 2025-01-29 07:37 | Low
No | 064984 | Thermometers, Electronic, Infrared, Skin | TAT-5000S-RS232-QR-C - Temporal Thermometer, Capsule | A1623921 | Exergen | Health Tech Mgmt | Akron | Akron City Campus | H Tower | Basement | 2024-02-28 11:16 | Low
No | 064985 | Thermometers, Electronic, Infrared, Skin | TAT-5000S-RS232-QR-C - Temporal Thermometer, Capsule | A1623922 | Exergen | Health Tech Mgmt | Akron | Akron City Campus | H Tower | Basement | 2024-02-28 11:16 | Low
No | 064990 | Thermometers, Electronic, Infrared, Skin | TAT-5000S-RS232-QR-C - Temporal Thermometer, Capsule | A1602411 | Exergen | Health Tech Mgmt | Akron | Akron City Campus | Akron City Hospital | Basement | 2025-03-20 13:54 | Low
No | 065026 | Thermometers, Electronic, Infrared, Skin | TAT-5000S-RS232-QR-C - Temporal Thermometer, Capsule | A1601999 | Exergen | 3 West - Trauma/Neuro Progressive Care Unit (PCU) | Akron | Akron City Campus | Akron City Hospital | 3rd Floor | 2025-03-12 13:22 | Low
No | 065029 | Thermometers, Electronic, Infrared, Skin | TAT-5000S-RS232-QR-C - Temporal Thermometer, Capsule | A1602413 | Exergen | 6 West - Acute Care of the Elderly (ACE) Unit | Akron | Akron City Campus | Akron City Hospital | 6th Floor | 2025-03-19 14:25 | Low
No | 065030 | Thermometers, Electronic, Infrared, Skin | TAT-5000S-RS232-QR-C - Temporal Thermometer, Capsule | A1602414 | Exergen | 6 West - Acute Care of the Elderly (ACE) Unit | Akron | Akron City Campus | Akron City Hospital | 6th Floor | 2025-03-19 14:27 | Low
No | 065031 | Thermometers, Electronic, Infrared, Skin | TAT-5000S-RS232-QR-C - Temporal Thermometer, Capsule | A1602340 | Exergen | Health Tech Mgmt | Akron | Akron City Campus | Akron City Hospital | Basement | 2025-03-20 13:54 | Low
No | 065032 | Thermometers, Electronic, Infrared, Skin | TAT-5000S-RS232-QR-C - Temporal Thermometer, Capsule | A1602423 | Exergen | 7 West - Respiratory Unit | Akron | Akron City Campus | Akron City Hospital | 7th Floor | 2025-03-24 11:11 | Low
No | 065033 | Thermometers, Electronic, Infrared, Skin | TAT-5000S-RS232-QR-C - Temporal Thermometer, Capsule | A1602422 | Exergen | Preadmission Testing | Akron | Akron City Campus | Akron City Hospital | Ground Floor | 2025-03-24 11:11 | Low
No | 065034 | Thermometers, Electronic, Infrared, Skin | TAT-5000S-RS232-QR-C - Temporal Thermometer, Capsule | A1602389 | Exergen | Health Tech Mgmt | Akron | Akron City Campus | Akron City Hospital | Basement | 2025-03-24 11:11 | Low
No | 065035 | Thermometers, Electronic, Infrared, Skin | TAT-5000S-RS232-QR-C - Temporal Thermometer, Capsule | A1602412 | Exergen | Health Tech Mgmt | Akron | Akron City Campus | Akron City Hospital | Basement | 2025-03-24 11:11 | Low
No | 070031 | Thermometers, Electronic, Infrared, Skin | TAT-5000S-RS232-QR-C - Temporal Thermometer, Capsule | A1116296 | Exergen | Sameday Surgery Center - SB | Barberton | Barberton Campus | Summa Barberton Hospital | 2nd Floor | 2017-08-28 | Low
No | 070175 | Thermometers, Electronic, Infrared, Skin | TAT-5000S-RS232-QR-C - Temporal Thermometer, Capsule | A1262532 | Exergen | Emergency Department (ED) - SBH | Barberton | Barberton Campus | Summa Barberton Hospital | Ground Floor | 2020-06-16 | Low
No | 070290 | Thermometers, Electronic, Infrared, Skin | TAT-5000S-RS232-QR-C - Temporal Thermometer, Capsule | A1262542 | Exergen | 2 East - Cardiac Progressive Care Unit (PCU) - SB | Barberton | Barberton Campus | Summa Barberton Hospital | 2nd Floor | 2021-10-04 | Low
No | 070291 | Thermometers, Electronic, Infrared, Skin | TAT-5000S-RS232-QR-C - Temporal Thermometer, Capsule | A1261920 | Exergen | 2 East - Cardiac Progressive Care Unit (PCU) - SB | Barberton | Barberton Campus | Summa Barberton Hospital | 2nd Floor | 2021-10-04 | Low
No | 070323 | Thermometers, Electronic, Infrared, Skin | TAT-5000S-RS232-QR-C - Temporal Thermometer, Capsule | A1262529 | Exergen | 1 East - Medical/Surgical Unit (MSU) - SB | Barberton | Barberton Campus | Summa Barberton Hospital | 1st Floor | 2023-11-30 09:08 | Low
No | 070356 | Thermometers, Electronic, Infrared, Skin | TAT-5000S-RS232-QR-C - Temporal Thermometer, Capsule | A1262557 | Exergen | 4 South - Medical/Surgical Unit (MSU) - SB | Barberton | Barberton Campus | Summa Barberton Hospital | 4th Floor | 2020-02-04 | Low
No | 070408 | Thermometers, Electronic, Infrared, Skin | TAT-5000S-RS232-QR-C - Temporal Thermometer, Capsule | A1263594 | Exergen | Health Tech Mgmt - SB | Barberton | Barberton Campus | Summa Barberton Hospital | 5th Floor | 2021-03-02 | Low
No | 070409 | Thermometers, Electronic, Infrared, Skin | TAT-5000S-RS232-QR-C - Temporal Thermometer, Capsule | A1263602 | Exergen | 2 East - Cardiac Progressive Care Unit (PCU) - SB | Barberton | Barberton Campus | Summa Barberton Hospital | 2nd Floor | 2023-10-11 14:53 | Low
No | 070559 | Thermometers, Electronic, Infrared, Skin | TAT-5000S-RS232-QR-C - Temporal Thermometer, Capsule | A1263733 | Exergen | Barberton Wound Care Center | Barberton | Barberton Campus | Summa Barberton Hospital | Ground Floor | 2024-08-05 11:07 | Low
No | 070562 | Thermometers, Electronic, Infrared, Skin | TAT-5000S-RS232-QR-C - Temporal Thermometer, Capsule | A1456270 | Exergen | 2 East - Cardiac Progressive Care Unit (PCU) - SB | Barberton | Barberton Campus | Summa Barberton Hospital | 2nd Floor | 2024-10-10 08:23 | Low
No | 070572 | Thermometers, Electronic, Infrared, Skin | TAT-5000S-RS232-QR-C - Temporal Thermometer, Capsule | A447301 | Exergen | Bariatric Care - Green | Barberton | Green Campus | 7034 Braucher St | Ground Floor | 2024-10-25 07:48 | Low
No | 070579 | Thermometers, Electronic, Infrared, Skin | TAT-5000S-RS232-QR-C - Temporal Thermometer, Capsule | A1310451 | Exergen | Intensive Care Unit (ICU) - SB | Barberton | Barberton Campus | Summa Barberton Hospital | 2nd Floor | 2024-06-11 07:12 | Low
No | 070580 | Thermometers, Electronic, Infrared, Skin | TAT-5000S-RS232-QR-C - Temporal Thermometer, Capsule | A1310445 | Exergen | Pulmonary Function Testing - SB | Barberton | Barberton Campus | Summa Barberton Hospital | Ground Floor | 2024-06-11 07:18 | Low
No | 070585 | Thermometers, Electronic, Infrared, Skin | TAT-5000S-RS232-QR-C - Temporal Thermometer, Capsule | A1265247 | Exergen | Sameday Surgery Center - SB | Barberton | Barberton Campus | Summa Barberton Hospital | 2nd Floor | 2024-08-06 10:04 | Low
No | 070605 | Thermometers, Electronic, Infrared, Skin | TAT-5000S-RS232-QR-C - Temporal Thermometer, Capsule | A1262550 | Exergen | 4 South - Medical/Surgical Unit (MSU) - SB | Barberton | Barberton Campus | Summa Barberton Hospital | 4th Floor | 2024-06-27 | Low
No | 070960 | Thermometers, Electronic, Infrared, Skin | TAT-5000S-RS232-QR-C - Temporal Thermometer, Capsule | A1456653 | Exergen | Emergency Department (ED) - SBH | Barberton | Barberton Campus | Summa Barberton Hospital | Ground Floor | 2025-03-10 11:33 | Low
No | 070961 | Thermometers, Electronic, Infrared, Skin | TAT-5000S-RS232-QR-C - Temporal Thermometer, Capsule | A1623330 | Exergen | Emergency Department (ED) - SBH | Barberton | Barberton Campus | Summa Barberton Hospital | Ground Floor | 2025-03-10 11:33 | Low
No | 070962 | Thermometers, Electronic, Infrared, Skin | TAT-5000S-RS232-QR-C - Temporal Thermometer, Capsule | A1623335 | Exergen | Emergency Department (ED) - SBH | Barberton | Barberton Campus | Summa Barberton Hospital | Ground Floor | 2025-03-10 11:33 | Low
No | 070963 | Thermometers, Electronic, Infrared, Skin | TAT-5000S-RS232-QR-C - Temporal Thermometer, Capsule | A1456672 | Exergen | Emergency Department (ED) - SBH | Barberton | Barberton Campus | Summa Barberton Hospital | Ground Floor | 2025-03-10 11:33 | Low
No | 071101 | Thermometers, Electronic, Infrared, Skin | TAT-5000S-RS232-QR-C - Temporal Thermometer, Capsule | A1456660 | Exergen | Radiation Therapy - SB | Barberton | Barberton Campus | Parkview Pavilion | Ground Floor | 2025-03-24 10:35 | Low
No | 071102 | Thermometers, Electronic, Infrared, Skin | TAT-5000S-RS232-QR-C - Temporal Thermometer, Capsule | A1554886 | Exergen | Radiation Therapy - SB | Barberton | Barberton Campus | Parkview Pavilion | Ground Floor | 2025-03-24 10:35 | Low
No | 071103 | Thermometers, Electronic, Infrared, Skin | TAT-5000S-RS232-QR-C - Temporal Thermometer, Capsule | A1623336 | Exergen | Radiation Therapy - SB | Barberton | Barberton Campus | Parkview Pavilion | Ground Floor | 2025-03-24 10:35 | Low
No | 071104 | Thermometers, Electronic, Infrared, Skin | TAT-5000S-RS232-QR-C - Temporal Thermometer, Capsule | A1554012 | Exergen | Radiation Therapy - SB | Barberton | Barberton Campus | Parkview Pavilion | Ground Floor | 2025-03-25 13:10 | Low
No | 071105 | Thermometers, Electronic, Infrared, Skin | TAT-5000S-RS232-QR-C - Temporal Thermometer, Capsule | A1622594 | Exergen | Radiation Therapy - SB | Barberton | Barberton Campus | Parkview Pavilion | Ground Floor | 2025-03-25 13:11 | Low
No | 071106 | Thermometers, Electronic, Infrared, Skin | TAT-5000S-RS232-QR-C - Temporal Thermometer, Capsule | A1602428 | Exergen | Radiation Therapy - SB | Barberton | Barberton Campus | Parkview Pavilion | Ground Floor | 2025-03-26 12:46 | Low
No | 071107 | Thermometers, Electronic, Infrared, Skin | TAT-5000S-RS232-QR-C - Temporal Thermometer, Capsule | A1602426 | Exergen | Radiation Therapy - SB | Barberton | Barberton Campus | Parkview Pavilion | Ground Floor | 2025-03-26 12:46 | Low
No | 071108 | Thermometers, Electronic, Infrared, Skin | TAT-5000S-RS232-QR-C - Temporal Thermometer, Capsule | A1602429 | Exergen | Health Tech Mgmt - SB | Barberton | Barberton Campus | Summa Barberton Hospital | 5th Floor | 2025-03-26 12:46 | Low
No | 039126 | Thermometers, Electronic, Infrared, Skin | TH5001N - Th5001N Touchless Infrared Thermometer | 220050088047083 | Caretalk | Family Practice Center - SB | Barberton | Barberton Campus | Summa Barberton Hospital | 1st Floor | 2021-01-22 | Low
No | 039127 | Thermometers, Electronic, Infrared, Skin | TH5001N - Th5001N Touchless Infrared Thermometer | 220030053008323 | Caretalk | Family Practice Center - SB | Barberton | Barberton Campus | Summa Barberton Hospital | 1st Floor | 2021-01-22 | Low
No | 039135 | Thermometers, Electronic, Infrared, Skin | TH5001N - Th5001N Touchless Infrared Thermometer | 220050088018817 | Caretalk | Emergency Department (ED) - SBH | Barberton | Barberton Campus | Summa Barberton Hospital | Ground Floor | 2021-01-22 | Low
No | 039136 | Thermometers, Electronic, Infrared, Skin | TH5001N - Th5001N Touchless Infrared Thermometer | 220050088018833 | Caretalk | Emergency Department (ED) - SBH | Barberton | Barberton Campus | Summa Barberton Hospital | Ground Floor | 2021-01-22 | Low
No | 059210 | Thermometers, Electronic, Infrared, Skin | TH5001N - Th5001N Touchless Infrared Thermometer | 22005088043626 | Caretalk | T1 - CTV Intensive Care Unit (CTV-ICU) | Akron | Akron City Campus | Critical Care Tower | 1st Floor | 2020-08-13 | Low
No | 059211 | Thermometers, Electronic, Infrared, Skin | TH5001N - Th5001N Touchless Infrared Thermometer | 22005088075417 | Caretalk | T1 - CTV Intensive Care Unit (CTV-ICU) | Akron | Akron City Campus | Critical Care Tower | 1st Floor | 2020-08-13 | Low
No | 059212 | Thermometers, Electronic, Infrared, Skin | TH5001N - Th5001N Touchless Infrared Thermometer | 22005088032075 | Caretalk | T1 - CTV Intensive Care Unit (CTV-ICU) | Akron | Akron City Campus | Critical Care Tower | 1st Floor | 2020-08-13 | Low
No | 059213 | Thermometers, Electronic, Infrared, Skin | TH5001N - Th5001N Touchless Infrared Thermometer | 22005088033813 | Caretalk | T1 - CTV Intensive Care Unit (CTV-ICU) | Akron | Akron City Campus | Critical Care Tower | 1st Floor | 2020-08-13 | Low
No | 059506 | Thermometers, Electronic, Infrared, Skin | TH5001N - Th5001N Touchless Infrared Thermometer | 220050088024721 | Caretalk | Family Medicine Center | Akron | Akron City Campus | 55 Arch | 3rd Floor | 2021-01-21 | Low
No | 059507 | Thermometers, Electronic, Infrared, Skin | TH5001N - Th5001N Touchless Infrared Thermometer | 220050088024763 | Caretalk | Family Medicine Center | Akron | Akron City Campus | 55 Arch | 3rd Floor | 2021-01-21 | Low
No | 055697 | Thyroid Uptake Systems | 5430-30152 - Captus 4000E | 940414 | Capintec | Nuclear Medicine | Akron | Akron City Campus | Akron City Hospital | Ground Floor | 2019-06-24 | Low
No | 038869 | Thyroid Uptake Systems | Captus 3000 | 900312 | Capintec | Nuclear Medicine - SB | Barberton | Barberton Campus | Summa Barberton Hospital | Ground Floor | 2009-04-01 | Low
No | 101-88319 | Thyroid Uptake Systems | Captus 3000 | 900421 | Capintec | Nuclear Medicine - SW | Barberton | Wadsworth Campus | Wadsworth-Rittman Medical Center | 1st Floor | 2010-02-01 | Low
No | 063989 | Timers | BC20-35212 - Contrast Media Timer | 7480352121209 | BC Group | Health Tech Mgmt | Akron | Akron City Campus | H Tower | Basement | 2018-08-15 07:00 | Low
No | 101-15223 | Timers, Laboratory | 151 - Timer | 005N0053 | Fisher Scientific | LAB General - SW | Barberton | Wadsworth Campus | Wadsworth-Rittman Medical Center | 1st Floor | 2005-06-01 | Low
No | 002027 | Timers, Laboratory | 165 - Timer | Unknown | Grayhill | LAB Critical Care | Akron | Akron City Campus | Akron City Hospital | Ground Floor | 1978-01-01 | Low
No | 016013 | Timers, Laboratory | 165 - Timer | Unknown | Grayhill | LAB Special Proced Tox | Akron | Akron City Campus | ACH Admin Building | 2nd Floor | 1978-01-01 | Low
No | 002063 | Timers, Laboratory | 171 - Timer | Unknown | Dimco-Grey | LAB Special Proced Tox | Akron | Akron City Campus | ACH Admin Building | 2nd Floor | 1978-01-01 | Low
No | 016035 | Timers, Laboratory | 171 - Timer | Unknown | Dimco-Grey | LAB Critical Care | Akron | Akron City Campus | Akron City Hospital | Ground Floor | 1978-01-01 | Low
No | 018159 | Timers, Laboratory | 175 - Date And Time Stamp | 5567982 | Acroprint | LAB Specimen Procurement | Akron | Akron City Campus | Akron City Hospital | 5th Floor | 2003-07-25 | Low
No | 002032 | Timers, Laboratory | 251 - Timer | 25190040039 | Gralab | LAB Critical Care | Akron | Akron City Campus | Akron City Hospital | Ground Floor | 1990-06-16 | Low
No | 006402 | Timers, Laboratory | 78305 - Timer | 6QM191O | Mh Rhodes | Physical Therapy | Akron | Akron City Campus | Akron City Hospital | Ground Floor | 1991-11-12 | Low
No | 006016 | Timers, Laboratory | ACROPRINT 175 - Timer | 504565 | Thermo Fisher Scientific | LAB Blood Bank | Akron | Akron City Campus | H Tower | Ground Floor | 1997-01-01 | Low
No | 002031 | Timers, Laboratory | C6541 - Timer | 001481 | American Dade | LAB Critical Care | Akron | Akron City Campus | Akron City Hospital | Ground Floor | 1998-02-01 | Low
No | 004616 | Timers, Laboratory | C6541 - Timer | 1626 | American Dade | IMMUNOLOGY/SEROLOGY | Akron | Akron City Campus | Akron City Hospital | 2nd Floor | 1988-04-28 | Low
No | 101-08637 | Timers, Laboratory | FIBROMETER - | 05010 | Bbl | LAB General - SW | Barberton | Wadsworth Campus | Wadsworth-Rittman Medical Center | 1st Floor | 2005-06-01 | Low
No | CE0569 | Timers, Laboratory | T 7 - | 21238 | Scientific Industries | LAB Critical Care - SB | Barberton | Barberton Campus | Summa Barberton Hospital | 6th Floor | 2009-04-01 | Low
Yes | 002067 | Tissue Embedding Equipment | 64000004 - HistoCentre Embedding Center | 43600-486 | Thermo Fisher Scientific | LAB Histology/Morgue | Akron | Akron City Campus | ACH Admin Building | 2nd Floor | 1988-05-10 | Low
Yes | 058691 | Tissue Embedding Equipment | 64000004 - HistoCentre Embedding Center | HS8945A2001 | Thermo Fisher Scientific | LAB Histology/Morgue | Akron | Akron City Campus | Akron City Hospital | 2nd Floor | 2021-02-23 | Low
Yes | 050113 | Tissue Embedding Equipment | A81000002 - HistoStar | HS1353A1304 | Thermo Fisher Scientific | LAB Histology/Morgue | Akron | Akron City Campus | ACH Admin Building | 2nd Floor | 2009-04-01 | Low
Yes | 058689 | Tissue Embedding Equipment | A81000002 - HistoStar | HS8949A2001 | Thermo Fisher Scientific | LAB Histology/Morgue | Akron | Akron City Campus | ACH Admin Building | 2nd Floor | 2021-02-23 | Low
Yes | 058690 | Tissue Embedding Equipment | A81000002 - HistoStar | HS8945A2001 | Thermo Fisher Scientific | LAB Histology/Morgue | Akron | Akron City Campus | ACH Admin Building | 2nd Floor | 2021-02-23 | Low
Yes | 061683 | Tissue Processors | 6040 - Tissue-Tek VIP 6 | 60301290-0415 | Sakura Finetek USA | LAB Histology/Morgue | Akron | Akron City Campus | ACH Admin Building | 2nd Floor | 2016-01-18 | Low
Yes | 061684 | Tissue Processors | 6040 - Tissue-Tek VIP 6 | 60301312-0615 | Sakura Finetek USA | LAB Histology/Morgue | Akron | Akron City Campus | ACH Admin Building | 2nd Floor | 2016-01-18 | Low
Yes | 035495 | Tissue Processors | ASP6025 | 204 | Leica Microsystems | LAB Histology/Morgue | Akron | Akron City Campus | ACH Admin Building | 2nd Floor | 2012-10-01 | Low
Yes | 035496 | Tissue Processors | ASP6025 | 320-012013 | Leica Microsystems | LAB Histology/Morgue | Akron | Akron City Campus | ACH Admin Building | 2nd Floor | 2013-02-14 | Low
No | 038186 | Tourniquets, Pneumatic, Automated | 5920-011-000 - Smartpump Dual Channel | 1934609883 | Stryker | Operating Room - SB | Barberton | Barberton Campus | Summa Barberton Hospital | 2nd Floor | 2019-12-31 | Low
No | 038187 | Tourniquets, Pneumatic, Automated | 5920-011-000 - Smartpump Dual Channel | 1934639993 | Stryker | Operating Room - SB | Barberton | Barberton Campus | Summa Barberton Hospital | 2nd Floor | 2019-12-31 | Low
No | 038226 | Tourniquets, Pneumatic, Automated | 5920-011-000 - Smartpump Dual Channel | 1819700193 | Stryker | Operating Room - SW | Barberton | Wadsworth Campus | Wadsworth-Rittman Medical Center | 1st Floor | 2020-01-02 | Low
No | 038227 | Tourniquets, Pneumatic, Automated | 5920-011-000 - Smartpump Dual Channel | 1819700203 | Stryker | Operating Room - SW | Barberton | Wadsworth Campus | Wadsworth-Rittman Medical Center | 1st Floor | 2020-01-02 | Low
No | 058666 | Tourniquets, Pneumatic, Automated | 5920-011-000 - Smartpump Dual Channel | 1819408053 | Stryker | Operating Room | Akron | Akron City Campus | Akron City Hospital | 1st Floor | 2020-02-11 | Low
No | 058667 | Tourniquets, Pneumatic, Automated | 5920-011-000 - Smartpump Dual Channel | 1819408133 | Stryker | Operating Room | Akron | Akron City Campus | Akron City Hospital | 1st Floor | 2020-02-11 | Low
No | 032480 | Tourniquets, Pneumatic, Automated | 60-4000-104 - Ats 4000Ts | 401611150019 | Zimmer Biomet | Operating Room | Akron | Akron City Campus | Akron City Hospital | 1st Floor | 2017-01-17 | Low
No | 037255 | Tourniquets, Pneumatic, Automated | 60-4000-104 - Ats 4000Ts | 401610280027 | Zimmer Biomet | Operating Room - SW | Barberton | Wadsworth Campus | Wadsworth-Rittman Medical Center | 1st Floor | 2016-12-08 | Low
No | 037260 | Tourniquets, Pneumatic, Automated | 60-4000-104 - Ats 4000Ts | 401708100001 | Zimmer Biomet | Operating Room - SW | Barberton | Wadsworth Campus | Wadsworth-Rittman Medical Center | 1st Floor | 2017-10-06 | Low
No | 037836 | Tourniquets, Pneumatic, Automated | 60-4000-104 - Ats 4000Ts | 401610280007 | Zimmer Biomet | Operating Room - SB | Barberton | Barberton Campus | Summa Barberton Hospital | 2nd Floor | 2016-12-08 | Low
No | 037837 | Tourniquets, Pneumatic, Automated | 60-4000-104 - Ats 4000Ts | 401610280002 | Zimmer Biomet | Operating Room - SB | Barberton | Barberton Campus | Summa Barberton Hospital | 2nd Floor | 2016-12-08 | Low
No | 037970 | Tourniquets, Pneumatic, Automated | 60-4000-104 - Ats 4000Ts | 401610280004 | Zimmer Biomet | Operating Room - SB | Barberton | Barberton Campus | Summa Barberton Hospital | 2nd Floor | 2016-12-08 | Low
No | 032481 | Tourniquets, Pneumatic, Automated | ATS 2000 / 2200TS - Ats 2000 / 2200Ts | 221612020003 | Zimmer Biomet | Operating Room | Akron | Akron City Campus | Akron City Hospital | 1st Floor | 2017-01-17 | Low
No | 032483 | Tourniquets, Pneumatic, Automated | ATS 2000 / 2200TS - Ats 2000 / 2200Ts | 221611280017 | Zimmer Biomet | Operating Room | Akron | Akron City Campus | Akron City Hospital | 1st Floor | 2017-01-17 | Low
No | 028656 | Traction Units | 2841 - Triton Traction Package | T1251 | Chattanooga Group / DJO | Rehab Services OP - Green | Barberton | Green Campus | Green Family YMCA | Ground Floor | 2010-11-08 | Low
No | 034824 | Traction Units | 4739 - Triton Traction Unit | T1497 | Chattanooga Group / DJO | REHAB YMCA | Akron | Akron City Campus | Kohl Family YMCA at University Park |  | 2016-09-28 | Low
No | 056239 | Traction Units | 4759 - Tx Traction Unit | T2839 | Chattanooga Group / DJO | Rehab Services OP - Spine Inst | Akron | Fairlawn Campus | Spine and Neuroscience Center | Ground Floor | 2019-04-04 | Low
No | 023061 | Traction Units | DX2 - Advanced Decompresion | X20709002 | Dynatronics | Rehab Services OP - Hudson | Akron | Hudson Campus | Summa Health Wellness Center | Ground Floor | 2007-10-17 | Low
No | 028749 | Traction Units | MP-1 | 5013 | Chattanooga Group / DJO | Tallmadge Rec Center | Akron | Tallmadge Campus | Tallmadge Recreation Center | Ground Floor | 2011-01-05 | Low
No | 036796 | Traction Units | MP-1 | 4884 | Chattanooga Group / DJO | Rehab Services OP - SB | Barberton | Barberton Campus | Anna Dean Professional Park | Ground Floor | 2009-04-01 | Low
No | 021260 | Transformers, Isolation | 070S001-B Oxford Ins - Isolation Transformer | NONE | Teca | EEG Neurology Lab - SB | Barberton | Barberton Campus | Summa Barberton Hospital | 4th Floor | 2005-12-19 | Low
No | 021265 | Transformers, Isolation | 070S001-B Oxford Ins - Isolation Transformer | Unknown | Teca | EEG Neurology Lab | Akron | Akron City Campus | Akron City Hospital | Ground Floor | 2005-12-19 | Low
No | 023721 | Transformers, Isolation | 070S001-B Oxford Ins - Isolation Transformer | Unknown | Teca | Neurodiagnostics - White Pond | Barberton | White Pond Campus | Summa Health Neuroscience Services | 2nd Floor | 2007-02-28 | Low
No | 060021 | Transformers, Isolation | 070S001-B Oxford Ins - Isolation Transformer | Unknown | Teca | Neurodiagnostics - White Pond | Barberton | White Pond Campus | Summa Health Neuroscience Services | 2nd Floor | 2005-12-19 | Low
No | 032504 | Transformers, Isolation | 520-SWBXFS - Isolation Transformer | 012273 | Biologic Systems Corp. | Communication Disorders | Akron | Akron City Campus | Akron City Hospital | Basement | 2012-04-02 | Low
No | 059106 | Transformers, Isolation | 797403 - Intrasight Isolation Transformer | 1810 | Philips Healthcare / Volcano | SCI-Cardiac Cath Lab Svcs | Akron | Akron City Campus | Akron City Hospital | 1st Floor | 2020-07-06 | Low
No | 059111 | Transformers, Isolation | 797403 - Intrasight Isolation Transformer | 1809 | Philips Healthcare / Volcano | SCI-Cardiac Cath Lab Svcs | Akron | Akron City Campus | Akron City Hospital | 1st Floor | 2020-07-06 | Low
No | 059116 | Transformers, Isolation | 797403 - Intrasight Isolation Transformer | 1807 | Philips Healthcare / Volcano | SCI-Cardiac Cath Lab Svcs | Akron | Akron City Campus | Akron City Hospital | 1st Floor | 2020-07-06 | Low
No | 063160 | Transformers, Isolation | 797403 - Intrasight Isolation Transformer | 402524 5025 | Philips Healthcare / Volcano | SCI-Cardiac Cath Lab Svcs | Akron | Akron City Campus | Akron City Hospital | 1st Floor | 2023-07-06 | Low
No | 059108 | Transformers, Isolation | 797406 - Syncvision System Isolation Transformer | 2027 | Philips Healthcare / Volcano | SCI-Cardiac Cath Lab Svcs | Akron | Akron City Campus | Akron City Hospital | 1st Floor | 2020-07-06 | Low
No | 059113 | Transformers, Isolation | 797406 - Syncvision System Isolation Transformer | 2030 | Philips Healthcare / Volcano | SCI-Cardiac Cath Lab Svcs | Akron | Akron City Campus | Akron City Hospital | 1st Floor | 2020-07-06 | Low
No | 059118 | Transformers, Isolation | 797406 - Syncvision System Isolation Transformer | 2029 | Philips Healthcare / Volcano | SCI-Cardiac Cath Lab Svcs | Akron | Akron City Campus | Akron City Hospital | 1st Floor | 2020-07-06 | Low
No | 038534 | Transformers, Isolation | 9031D0401 - 9031D0401 | 2017-1477 | Alpine Biomed | EEG Neurology Lab - SB | Barberton | Barberton Campus | Summa Barberton Hospital | 4th Floor | 2020-03-03 | Low
No | 059596 | Transformers, Isolation | 9031D0401 - 9031D0401 | 2017-1508 | Alpine Biomed | EEG Neurology Lab | Akron | Akron City Campus | Akron City Hospital | Ground Floor | 2020-12-02 | Low
No | 070957 | Transformers, Isolation | 9031D0401 - 9031D0401 | 2017-1447 | Alpine Biomed | Neurodiagnostics - White Pond | Barberton | White Pond Campus | White Pond Medical Center | 2nd Floor | 2025-01-28 12:44 | Low
No | 052387 | Transformers, Isolation | EEG 1200A TRANSFORME - Isolation Transformer | 02531 | Nihon Kohden | EEG Neurology Lab | Akron | Akron City Campus | Akron City Hospital | Ground Floor | 2016-08-01 | Low
No | 053190 | Transformers, Isolation | EEG 1200A TRANSFORME - Isolation Transformer | 02530 | Nihon Kohden | EEG Neurology Lab | Akron | Akron City Campus | Akron City Hospital | Ground Floor | 2017-11-07 | Low
No | 055271 | Transformers, Isolation | EEG 1200A TRANSFORME - Isolation Transformer | 02529 | Nihon Kohden | Neurodiagnostics - White Pond | Barberton | White Pond Campus | Summa Health Neuroscience Services | 2nd Floor | 2016-08-01 | Low
No | 027490 | Transformers, Isolation | EEG1200A - Eeg Machine Iso Transf | 00413 | Nihon Kohden | EEG Neurology Lab | Akron | Akron City Campus | Akron City Hospital | Ground Floor | 2011-03-08 | Low
No | 028184 | Transformers, Isolation | EM-5406-00 | B068681 | Biosense Webster | SCI-Heart Rhythm Services | Akron | Akron City Campus | Akron City Hospital | 1st Floor | 2012-05-31 | Low
No | 034587 | Transformers, Isolation | EM-5406-00 | M015734 | Biosense Webster | SCI-Heart Rhythm Services | Akron | Akron City Campus | Akron City Hospital | 1st Floor | 2015-06-01 | Low
No | 070934 | Transformers, Isolation | IT800-4 | 7E013 | Dale Technology / Fluke Biomedical | Medina OB/GYN | Barberton | Medina Campus | Medina Medical Center | 2nd Floor | 2023-02-12 14:38 | Low
No | 006205 | Transformers, Isolation | MD1115 - Isolation Transformer | 9811-2126 | Oneac Corp. | SCI-Heart Rhythm Services | Akron | Akron City Campus | Akron City Hospital | 1st Floor | 1998-11-17 | Low
No | 058486 | Transformers, Isolation | MGIT-100 - Mgit-100 Medical Grade Isolation Transformer | 01362 | Lkc Technologies Inc | Ophthalmology | Akron | Akron City Campus | 75 Arch | 2nd Floor | 2017-06-16 | Low
No | 015807 | Transformers, Isolation | SM-930AA - Transformer, Isolation | 00384 | Nihon Kohden | EEG Neurology Lab | Akron | Akron City Campus | Akron City Hospital | Ground Floor | 2004-09-20 | Low
No | 059076 | Transformers, Isolation | X1ATWFHNOC1 - Isolation Transformer | WX10129037 | Powertronix | SCI-Heart Rhythm Services | Akron | Akron City Campus | Akron City Hospital | 1st Floor | 2020-09-21 | Low
No | 059081 | Transformers, Isolation | X1ATWFHNOC1 - Isolation Transformer | WX10129049 | Powertronix | SCI-Heart Rhythm Services | Akron | Akron City Campus | Akron City Hospital | 1st Floor | 2020-09-21 | Low
No | 059086 | Transformers, Isolation | X1ATWFHNOC1 - Isolation Transformer | WX10135760 | Powertronix | SCI-Cardiac Cath Lab Svcs | Akron | Akron City Campus | Akron City Hospital | 1st Floor | 2020-09-21 | Low
Yes | 039707 | Tumor Resection Guidance Systems | CHK-01 - Scout Check | CK01243 | Merit Medical Systems | Diagnostic Radiology - SB | Barberton | Barberton Campus | Summa Barberton Hospital | Ground Floor | 2022-04-21 | Medium
Yes | 060520 | Tumor Resection Guidance Systems | CHK-01 - Scout Check | CK01234 | Merit Medical Systems | Breast Center | Akron | Akron City Campus | H Tower | Ground Floor | 2022-03-24 | Medium
Yes | 061655 | Tumor Resection Guidance Systems | CHK-01 - Scout Check | SC01355 | Merit Medical Systems | Operating Room | Akron | Akron City Campus | Akron City Hospital | 1st Floor | 2022-03-28 | Medium
Yes | 061656 | Tumor Resection Guidance Systems | CHK-01 - Scout Check | SC01360 | Merit Medical Systems | Operating Room | Akron | Akron City Campus | Akron City Hospital | 1st Floor | 2022-03-28 | Medium
Yes | 061657 | Tumor Resection Guidance Systems | CHK-01 - Scout Check | SC01353 | Merit Medical Systems | Operating Room | Akron | Akron City Campus | Akron City Hospital | 1st Floor | 2022-03-28 | Medium
Yes | 061473 | Tumor Resection Guidance Systems | SSCSYS-01 - Savi Scout | SC01356 | Merit Medical Systems | Operating Room - SB | Barberton | Barberton Campus | Summa Barberton Hospital | 2nd Floor | 2022-03-28 | Medium
Yes | 061688 | Tumor Resection Guidance Systems | SSCSYS-01 - Savi Scout | SC02214 | Merit Medical Systems | Operating Room | Akron | Akron City Campus | Akron City Hospital | 1st Floor | 2022-08-24 | Medium
No | 065104 | Ultrasonic Surgical Units | 05170002 - Piezosurgery Flex | 413003575 | Piezosurgery | Operating Room - SB | Barberton | Barberton Campus | Summa Barberton Hospital | 2nd Floor | 2025-03-07 07:12 | Low
No | 028651 | Ultrasound Therapy Systems, Physical Therapy | 2738 - Intelect Transport | T1639 | Chattanooga Group / DJO | Park West Therapy | Barberton | White Pond Campus | White Pond Medical Center | 3rd Floor | 2010-11-08 | Low
No | 036791 | Ultrasound Therapy Systems, Physical Therapy | 2760 - Intelect Legend Xt 2 Channel Combo | 7631 | Chattanooga Group / DJO | REHAB YMCA | Akron | Akron City Campus | Kohl Family YMCA at University Park | 1st Floor | 2012-10-24 | Low
No | 056237 | Ultrasound Therapy Systems, Physical Therapy | 2763 - Intelect Legend Xt 2 Channel Electrotherapy Unit | T6840 | Chattanooga Group / DJO | Rehab Services OP - Spine Inst | Akron | Fairlawn Campus | Spine and Neuroscience Center | Ground Floor | 2019-04-04 | Low
No | 056238 | Ultrasound Therapy Systems, Physical Therapy | 2763 - Intelect Legend Xt 2 Channel Electrotherapy Unit | T6843 | Chattanooga Group / DJO | Rehab Services OP - Spine Inst | Akron | Fairlawn Campus | Spine and Neuroscience Center | Ground Floor | 2019-04-04 | Low
No | 028631 | Ultrasound Therapy Systems, Physical Therapy | 7550 - Intelect Legend 4C | 5441 | Chattanooga Group / DJO | Rehab Services OP - NEOMED | Akron | Rootstown Campus | Summa Health Therapy at Rootstown | Ground Floor | 2010-11-03 | Low
No | 030523 | Ultrasound Therapy Systems, Physical Therapy | 78212D - Ultrasound Therapy Unit | 15167 | Chattanooga Group / DJO | Center for Corporate Health | Akron | Cuyahoga Falls Campus | Cuyahoga Falls Medical Center | Ground Floor | 2011-12-23 | Low
No | 026669 | Ultrasound Therapy Systems, Physical Therapy | 79081C - Intelect Legend 2C Stim | 140037 | Chattanooga Group / DJO | Rehab Services OP - NEOMED | Akron | Rootstown Campus | Summa Health Therapy at Rootstown | Ground Floor | 2008-08-20 | Low
No | 000633 | Ultrasound Therapy Systems, Physical Therapy | Dynatron 150 | 152823 | Dynatronics | REHAB YMCA | Akron | Akron City Campus | Kohl Family YMCA at University Park |  | 1996-07-03 | Low
No | 036793 | Ultrasound Therapy Systems, Physical Therapy | Dynatron D150 Plus | 153018 | Dynatronics | Rehab Services OP - Green | Barberton | Green Campus | Green Family YMCA | Ground Floor | 2009-04-01 | Low
No | 036794 | Ultrasound Therapy Systems, Physical Therapy | Dynatron D150 Plus | 159523 | Dynatronics | Rehab Services OP - SB | Barberton | Barberton Campus | Anna Dean Professional Park | Ground Floor | 2009-04-01 | Low
No | 020918 | Ultrasound Therapy Systems, Physical Therapy | Endowave PT3B MACH4e - U/S Thrombolytic Drug Therapy | PT3B-6563 | Ekos Corp. | Angiography | Akron | Akron City Campus | Akron City Hospital | 2nd Floor | 2015-02-10 | Low
No | 032461 | Ultrasound Therapy Systems, Physical Therapy | Endowave PT3B MACH4e - U/S Thrombolytic Drug Therapy | PT3B-1392 | Ekos Corp. | SCI-Cardiac Cath Lab Svcs | Akron | Akron City Campus | Akron City Hospital | 1st Floor | 2016-11-29 | Low
No | 032462 | Ultrasound Therapy Systems, Physical Therapy | Endowave PT3B MACH4e - U/S Thrombolytic Drug Therapy | PT3B-5018 | Ekos Corp. | SCI-Cardiac Cath Lab Svcs | Akron | Akron City Campus | Akron City Hospital | 1st Floor | 2016-11-29 | Low
No | 033400 | Ultrasound Therapy Systems, Physical Therapy | Endowave PT3B MACH4e - U/S Thrombolytic Drug Therapy | PT3B-1444 | Ekos Corp. | SCI-Cardiac Cath Lab Svcs | Akron | Akron City Campus | Akron City Hospital | 1st Floor | 2015-08-05 | Low
No | 033402 | Ultrasound Therapy Systems, Physical Therapy | Endowave PT3B MACH4e - U/S Thrombolytic Drug Therapy | PT3B-1445 | Ekos Corp. | SCI-Cardiac Cath Lab Svcs | Akron | Akron City Campus | Akron City Hospital | 1st Floor | 2015-08-05 | Low
No | 034798 | Ultrasound Therapy Systems, Physical Therapy | Endowave PT3B MACH4e - U/S Thrombolytic Drug Therapy | PT3B-801 | Ekos Corp. | Angiography | Akron | Akron City Campus | Akron City Hospital | 2nd Floor | 2016-09-28 | Low
No | 038290 | Ultrasound Therapy Systems, Physical Therapy | INTELLECT 7967 - | 10241 | Chattanooga Group / DJO | Wadsworth Comm. Ctn. PT | Barberton | Wadsworth Campus | Wadsworth Community Center | 1st Floor | 2006-05-01 | Low
No | 037903 | Ultrasound Therapy Systems, Physical Therapy | LEGEND COMBO 2C - | 11046 | Chattanooga Group / DJO | Tallmadge Rec Center | Akron | Akron City Campus | Akron City Hospital | Ground Floor | 2009-04-01 | Low
No | 023647 | Urodynamic Measurement Systems | Aquarius CT | Unknown | Laborie International | Urology - Stow | Akron | Stow-Kent Campus | Stow-Kent Medical Center | 2nd Floor | 2021-07-19 | Low
No | 061952 | Urodynamic Measurement Systems | Aquarius CT | NACT-30004420 | Laborie International | Urogynecology | Akron | Akron City Campus | 95 Arch | 2nd Floor | 2021-07-19 | Low
Yes | 020977 | Vacuum-Assisted Biopsy Units | ATEC Emerald + | 300015 | Hologic | Magnetic Resonance Imaging | Akron | Akron City Campus | Akron City Hospital | Ground Floor | 2008-09-05 | Medium
Yes | 059515 | Vacuum-Assisted Biopsy Units | ATEC Pearl | 101441 | Hologic | Breast Center | Akron | Akron City Campus | H Tower | Ground Floor | 2021-06-25 | Medium
Yes | 032082 | Vacuum-Assisted Biopsy Units | ATEC Sapphire 100 | 201041 | Hologic | Breast Center | Akron | Akron City Campus | H Tower | Ground Floor | 2014-05-09 | Medium
Yes | 039290 | Vacuum-Assisted Biopsy Units | ATEC Sapphire 100 | 000834 | Hologic | Radiation Therapy - SB | Barberton | Barberton Campus | Parkview Pavilion | Ground Floor | 2020-10-01 | Medium
Yes | 043919 | Vacuum-Assisted Biopsy Units | ATEC Sapphire 100 | 201633 | Hologic | IMG Medina Imaging | Barberton | Medina Campus | Medina Medical Center | 1st Floor | 2020-09-29 | Medium
Yes | 063218 | Vacuum-Assisted Biopsy Units | ATEC Sapphire 100 | 200989 | Hologic | Breast Center | Akron | Akron City Campus | Akron City Hospital | Ground Floor | 2024-04-17 09:57 | Medium
No | 020938 | Vacuum-Mixing Devices, Dental | Sympress 6000-1000 - Sympress 6000-1000 | D00546 | Renfert Usa Inc. | Center for Dental Health | Akron | Akron City Campus | 75 Arch | 3rd Floor | 2022-02-15 | Low
No | 052796 | Vein Finders, Infrared Light | 134-003104-01 - Veinviewer Vision2 | *+$+INSIA5009AR* | Christie Medical Holdings Inc (Bbraun) | SCI-Cardiology Prep & Recovery | Akron | Akron City Campus | Akron City Hospital | 1st Floor | 2019-03-19 | Low
No | 055647 | Vein Finders, Infrared Light | 134-003104-01 - Veinviewer Vision2 | ? | Christie Medical Holdings Inc (Bbraun) | Angiography | Akron | Akron City Campus | Akron City Hospital | 2nd Floor | 2019-01-11 | Low
No | 055648 | Vein Finders, Infrared Light | 134-003104-01 - Veinviewer Vision2 | *+$+INSIA4435AT* | Christie Medical Holdings Inc (Bbraun) | DMT Equipment Distribution | Akron | Akron City Campus | Akron City Hospital | Basement | 2019-01-17 | Low
No | 055649 | Vein Finders, Infrared Light | 134-003104-01 - Veinviewer Vision2 | ?? | Christie Medical Holdings Inc (Bbraun) | DMT Equipment Distribution | Akron | Akron City Campus | Akron City Hospital | Basement | 2019-01-17 | Low
No | 057315 | Vein Finders, Infrared Light | 134-003104-01 - Veinviewer Vision2 | 4883A | Christie Medical Holdings Inc (Bbraun) | DMT Equipment Distribution | Akron | Akron City Campus | Akron City Hospital | Basement | 2019-06-20 | Low
No | 057316 | Vein Finders, Infrared Light | 134-003104-01 - Veinviewer Vision2 | 5016AP | Christie Medical Holdings Inc (Bbraun) | DMT Equipment Distribution | Akron | Akron City Campus | Akron City Hospital | Basement | 2019-06-20 | Low
No | 057317 | Vein Finders, Infrared Light | 134-003104-01 - Veinviewer Vision2 | 5000AJ | Christie Medical Holdings Inc (Bbraun) | Women's Health Center | Akron | Akron City Campus | 75 Arch | Basement | 2019-06-20 | Low
No | 057318 | Vein Finders, Infrared Light | 134-003104-01 - Veinviewer Vision2 | 4872AY | Christie Medical Holdings Inc (Bbraun) | DMT Equipment Distribution | Akron | Akron City Campus | Akron City Hospital | Basement | 2019-06-20 | Low
No | 057319 | Vein Finders, Infrared Light | 134-003104-01 - Veinviewer Vision2 | 4995A | Christie Medical Holdings Inc (Bbraun) | DMT Equipment Distribution | Akron | Akron City Campus | Akron City Hospital | Basement | 2019-06-20 | Low
No | 057750 | Vein Finders, Infrared Light | 134-003104-01 - Veinviewer Vision2 | INSIA0031AH | Christie Medical Holdings Inc (Bbraun) | DMT Equipment Distribution | Akron | Akron City Campus | Akron City Hospital | Basement | 2019-07-10 | Low
No | 059184 | Vein Finders, Infrared Light | 134-003104-01 - Veinviewer Vision2 | INSIA4457AX | Christie Medical Holdings Inc (Bbraun) | DMT Equipment Distribution | Akron | Akron City Campus | Akron City Hospital | Basement | 2019-06-20 | Low
No | 024906 | Vein Finders, Infrared Light | AV300 | AV10255763 | Accuvein | LAB Outpatient | Akron | Akron City Campus | Akron City Hospital | 5th Floor | 2010-11-08 | Low
No | 024908 | Vein Finders, Infrared Light | AV300 | AV10255741 | Accuvein | LAB Outpatient | Akron | Akron City Campus | Akron City Hospital | 5th Floor | 2010-11-08 | Low
No | 031342 | Vein Finders, Infrared Light | AV300 | AV11206649 | Accuvein | Emergency Department (ED) - Green | Barberton | Green Campus | Green Medical Center | Ground Floor | 2012-06-15 | Low
No | 063788 | Vein Finders, Infrared Light | AV500 | AV24040133B | Accuvein | Infusion Center - Stow | Akron | Stow-Kent Campus | Stow-Kent Medical Center | 1st Floor | 2024-03-05 07:36 | Low
No | 064164 | Vein Finders, Infrared Light | AV500 | AV24260113B | Accuvein | Neurology Outpatient | Akron | Akron City Campus | 75 Arch | 2nd Floor | 2024-07-30 07:13 | Low
No | 062547 | Vein Finders, Infrared Light | Ven-lite | A12 | Optramed | Summa Rehab Hospital | Akron | Akron City Campus | Summa Rehab Hospital |  | 2023-02-28 08:39 | Low
No | 062548 | Vein Finders, Infrared Light | Ven-lite | A13 | Optramed | Summa Rehab Hospital | Akron | Akron City Campus | Summa Rehab Hospital |  | 2023-02-28 08:42 | Low
No | 012910 | Ventilators, Intensive Care | 840-1 - 840 Ventilator (2003-2006) | 3510033803 | Nellcor / Puritan Bennett | Respiratory Care | Akron | Akron City Campus | Akron City Hospital | 6th Floor | 2003-12-23 | High
No | 012925 | Ventilators, Intensive Care | 840-1 - 840 Ventilator (2003-2006) | 3510032803 | Nellcor / Puritan Bennett | Respiratory Care | Akron | Akron City Campus | Akron City Hospital | 6th Floor | 2003-12-23 | High
No | 012928 | Ventilators, Intensive Care | 840-1 - 840 Ventilator (2003-2006) | 3510044272 | Nellcor / Puritan Bennett | Respiratory Care | Akron | Akron City Campus | Akron City Hospital | 6th Floor | 2004-12-28 | High
No | 012930 | Ventilators, Intensive Care | 840-1 - 840 Ventilator (2003-2006) | 3510044271 | Nellcor / Puritan Bennett | Respiratory Care | Akron | Akron City Campus | Akron City Hospital | 6th Floor | 2004-12-28 | High
No | 012940 | Ventilators, Intensive Care | 840-1 - 840 Ventilator (2003-2006) | 3510044576 | Nellcor / Puritan Bennett | Respiratory Care | Akron | Akron City Campus | Akron City Hospital | 6th Floor | 2004-12-28 | High
No | 012941 | Ventilators, Intensive Care | 840-1 - 840 Ventilator (2003-2006) | 3510044572 | Nellcor / Puritan Bennett | Respiratory Care | Akron | Akron City Campus | Akron City Hospital | 6th Floor | 2004-12-28 | High
No | 012943 | Ventilators, Intensive Care | 840-1 - 840 Ventilator (2003-2006) | 3510044399 | Nellcor / Puritan Bennett | Respiratory Care | Akron | Akron City Campus | Akron City Hospital | 6th Floor | 2004-12-28 | High
No | 012946 | Ventilators, Intensive Care | 840-1 - 840 Ventilator (2003-2006) | 3510044386 | Nellcor / Puritan Bennett | Respiratory Care | Akron | Akron City Campus | Akron City Hospital | 6th Floor | 2004-12-28 | High
No | 025051 | Ventilators, Intensive Care | 840-2 - 840 Ventilator (2007-2008) | 3510075327 | Nellcor / Puritan Bennett | Respiratory Care | Akron | Akron City Campus | Akron City Hospital | 6th Floor | 2008-01-18 | High
No | 025052 | Ventilators, Intensive Care | 840-2 - 840 Ventilator (2007-2008) | 3510075328 | Nellcor / Puritan Bennett | Respiratory Care | Akron | Akron City Campus | Akron City Hospital | 6th Floor | 2008-01-23 | High
No | 025055 | Ventilators, Intensive Care | 840-2 - 840 Ventilator (2007-2008) | 3510075325 | Nellcor / Puritan Bennett | Respiratory Care | Akron | Akron City Campus | Akron City Hospital | 6th Floor | 2008-01-24 | High
No | 025058 | Ventilators, Intensive Care | 840-2 - 840 Ventilator (2007-2008) | 3510075316 | Nellcor / Puritan Bennett | Respiratory Care | Akron | Akron City Campus | Akron City Hospital | 6th Floor | 2008-01-24 | High
No | 025065 | Ventilators, Intensive Care | 840-2 - 840 Ventilator (2007-2008) | 3510080699 | Nellcor / Puritan Bennett | Respiratory Care | Akron | Akron City Campus | Akron City Hospital | 6th Floor | 2008-03-27 | High
No | 034401 | Ventilators, Intensive Care | 840-3 - 840 Ventilator (2008-2015) | 3512111779 | Nellcor / Puritan Bennett | Respiratory Care | Akron | Akron City Campus | Akron City Hospital | 6th Floor | 2012-01-19 | High
No | 034406 | Ventilators, Intensive Care | 840-3 - 840 Ventilator (2008-2015) | 3512100794 | Nellcor / Puritan Bennett | Respiratory Care | Akron | Akron City Campus | Akron City Hospital | 6th Floor | 2010-12-15 | High
No | 034407 | Ventilators, Intensive Care | 840-3 - 840 Ventilator (2008-2015) | 3512100784 | Nellcor / Puritan Bennett | Respiratory Care | Akron | Akron City Campus | Akron City Hospital | 6th Floor | 2010-12-15 | High
No | 037047 | Ventilators, Intensive Care | 840-3 - 840 Ventilator (2008-2015) | 3512100773 | Nellcor / Puritan Bennett | Respiratory Care | Akron | Akron City Campus | Akron City Hospital | 6th Floor | 2010-12-15 | High
No | 037965 | Ventilators, Intensive Care | 840-3 - 840 Ventilator (2008-2015) | 3510100266 | Nellcor / Puritan Bennett | Respiratory Care | Akron | Akron City Campus | Akron City Hospital | 6th Floor | 2010-02-11 | High
No | 038101 | Ventilators, Intensive Care | 840-3 - 840 Ventilator (2008-2015) | 3510100247 | Nellcor / Puritan Bennett | Respiratory Care | Akron | Akron City Campus | Akron City Hospital | 6th Floor | 2010-02-11 | High
No | 038105 | Ventilators, Intensive Care | 840-3 - 840 Ventilator (2008-2015) | 3510100252 | Nellcor / Puritan Bennett | Respiratory Care | Akron | Akron City Campus | Akron City Hospital | 6th Floor | 2010-02-11 | High
No | 038721 | Ventilators, Intensive Care | 840-3 - 840 Ventilator (2008-2015) | 3510100231 | Nellcor / Puritan Bennett | Respiratory Care | Akron | Akron City Campus | Akron City Hospital | 6th Floor | 2010-02-11 | High
No | 038722 | Ventilators, Intensive Care | 840-3 - 840 Ventilator (2008-2015) | 3512120393 | Nellcor / Puritan Bennett | Respiratory Care | Akron | Akron City Campus | Akron City Hospital | 6th Floor | 2013-01-16 | High
No | 043101 | Ventilators, Intensive Care | 980S1ENDIUUS - PB980 Ventilator | 35B2200909 | Medtronic | Respiratory Care | Akron | Akron City Campus | Akron City Hospital | 6th Floor | 2022-11-10 | High
No | 043102 | Ventilators, Intensive Care | 980S1ENDIUUS - PB980 Ventilator | 35B2106585 | Medtronic | Respiratory Care | Akron | Akron City Campus | Akron City Hospital | 6th Floor | 2022-11-10 | High
No | 043103 | Ventilators, Intensive Care | 980S1ENDIUUS - PB980 Ventilator | 35B2200969 | Medtronic | Respiratory Care | Akron | Akron City Campus | Akron City Hospital | 6th Floor | 2022-11-10 | High
No | 043104 | Ventilators, Intensive Care | 980S1ENDIUUS - PB980 Ventilator | 35B2200905 | Medtronic | Respiratory Care | Akron | Akron City Campus | Akron City Hospital | 6th Floor | 2022-11-10 | High
No | 043105 | Ventilators, Intensive Care | 980S1ENDIUUS - PB980 Ventilator | 35B2200912 | Medtronic | Respiratory Care | Akron | Akron City Campus | Akron City Hospital | 6th Floor | 2022-11-10 | High
No | 043106 | Ventilators, Intensive Care | 980S1ENDIUUS - PB980 Ventilator | 35B2200971 | Medtronic | Respiratory Care | Akron | Akron City Campus | Akron City Hospital | 6th Floor | 2022-11-10 | High
No | 043107 | Ventilators, Intensive Care | 980S1ENDIUUS - PB980 Ventilator | 35B2201051 | Medtronic | Respiratory Care | Akron | Akron City Campus | Akron City Hospital | 6th Floor | 2022-11-10 | High
No | 043108 | Ventilators, Intensive Care | 980S1ENDIUUS - PB980 Ventilator | 35B2201008 | Medtronic | Respiratory Care | Akron | Akron City Campus | Akron City Hospital | 6th Floor | 2022-11-10 | High
No | 060884 | Ventilators, Intensive Care | 980S1ENDIUUS - PB980 Ventilator | 35B2105171 | Medtronic | Respiratory Care | Akron | Akron City Campus | Akron City Hospital | 6th Floor | 2021-10-01 | High
No | 060885 | Ventilators, Intensive Care | 980S1ENDIUUS - PB980 Ventilator | 35B2105145 | Medtronic | Respiratory Care | Akron | Akron City Campus | Akron City Hospital | 6th Floor | 2021-10-01 | High
No | 060886 | Ventilators, Intensive Care | 980S1ENDIUUS - PB980 Ventilator | 35B2105172 | Medtronic | Respiratory Care | Akron | Akron City Campus | Akron City Hospital | 6th Floor | 2021-10-01 | High
No | 060887 | Ventilators, Intensive Care | 980S1ENDIUUS - PB980 Ventilator | 35B2105203 | Medtronic | Respiratory Care | Akron | Akron City Campus | Akron City Hospital | 6th Floor | 2021-10-01 | High
No | 060888 | Ventilators, Intensive Care | 980S1ENDIUUS - PB980 Ventilator | 35B2105189 | Medtronic | Respiratory Care - SB | Barberton | Barberton Campus | Summa Barberton Hospital | 1st Floor | 2021-10-01 | High
No | 060889 | Ventilators, Intensive Care | 980S1ENDIUUS - PB980 Ventilator | 35B2105188 | Medtronic | Respiratory Care - SB | Barberton | Barberton Campus | Summa Barberton Hospital | 1st Floor | 2021-10-01 | High
No | 060890 | Ventilators, Intensive Care | 980S1ENDIUUS - PB980 Ventilator | 35B2105190 | Medtronic | Respiratory Care - SB | Barberton | Barberton Campus | Summa Barberton Hospital | 1st Floor | 2021-10-01 | High
No | 060891 | Ventilators, Intensive Care | 980S1ENDIUUS - PB980 Ventilator | 35B2105200 | Medtronic | Respiratory Care | Akron | Akron City Campus | Akron City Hospital | 6th Floor | 2021-10-01 | High
No | 060892 | Ventilators, Intensive Care | 980S1ENDIUUS - PB980 Ventilator | 35B2105126 | Medtronic | Respiratory Care | Akron | Akron City Campus | Akron City Hospital | 6th Floor | 2021-10-01 | High
No | 060893 | Ventilators, Intensive Care | 980S1ENDIUUS - PB980 Ventilator | 35B2105192 | Medtronic | Respiratory Care | Akron | Akron City Campus | Akron City Hospital | 6th Floor | 2021-10-01 | High
No | 060894 | Ventilators, Intensive Care | 980S1ENDIUUS - PB980 Ventilator | 35B2105197 | Medtronic | Respiratory Care | Akron | Akron City Campus | Akron City Hospital | 6th Floor | 2021-10-01 | High
No | 060895 | Ventilators, Intensive Care | 980S1ENDIUUS - PB980 Ventilator | 35B2105214 | Medtronic | Respiratory Care | Akron | Akron City Campus | Akron City Hospital | 6th Floor | 2021-10-01 | High
No | 060896 | Ventilators, Intensive Care | 980S1ENDIUUS - PB980 Ventilator | 35B2105210 | Medtronic | Respiratory Care | Akron | Akron City Campus | Akron City Hospital | 6th Floor | 2021-10-01 | High
No | 060897 | Ventilators, Intensive Care | 980S1ENDIUUS - PB980 Ventilator | 35B2105120 | Medtronic | Respiratory Care | Akron | Akron City Campus | Akron City Hospital | 6th Floor | 2021-10-01 | High
No | 060898 | Ventilators, Intensive Care | 980S1ENDIUUS - PB980 Ventilator | 35B2105191 | Medtronic | Respiratory Care | Akron | Akron City Campus | Akron City Hospital | 6th Floor | 2021-10-01 | High
No | 061201 | Ventilators, Intensive Care | 980S1ENDIUUS - PB980 Ventilator | 35B2105432 | Medtronic | Respiratory Care | Akron | Akron City Campus | Akron City Hospital | 6th Floor | 2021-11-09 | High
No | 061202 | Ventilators, Intensive Care | 980S1ENDIUUS - PB980 Ventilator | 35B2105425 | Medtronic | Respiratory Care | Akron | Akron City Campus | Akron City Hospital | 6th Floor | 2021-11-09 | High
No | 061203 | Ventilators, Intensive Care | 980S1ENDIUUS - PB980 Ventilator | 35B2105431 | Medtronic | Respiratory Care - SB | Barberton | Barberton Campus | Summa Barberton Hospital | 1st Floor | 2021-11-09 | High
No | 061204 | Ventilators, Intensive Care | 980S1ENDIUUS - PB980 Ventilator | 35B2105424 | Medtronic | Respiratory Care - SB | Barberton | Barberton Campus | Summa Barberton Hospital | 3rd Floor | 2021-11-09 | High
No | 061205 | Ventilators, Intensive Care | 980S1ENDIUUS - PB980 Ventilator | 35B2105482 | Medtronic | Respiratory Care - SB | Barberton | Barberton Campus | Summa Barberton Hospital | 1st Floor | 2021-11-09 | High
No | 061206 | Ventilators, Intensive Care | 980S1ENDIUUS - PB980 Ventilator | 35B2105462 | Medtronic | Respiratory Care | Akron | Akron City Campus | Akron City Hospital | 6th Floor | 2021-11-09 | High
No | 061207 | Ventilators, Intensive Care | 980S1ENDIUUS - PB980 Ventilator | 35B2105410 | Medtronic | Respiratory Care | Akron | Akron City Campus | Akron City Hospital | 6th Floor | 2021-11-09 | High
No | 061208 | Ventilators, Intensive Care | 980S1ENDIUUS - PB980 Ventilator | 35B2105373 | Medtronic | Respiratory Care | Akron | Akron City Campus | Akron City Hospital | 6th Floor | 2021-11-09 | High
No | 061209 | Ventilators, Intensive Care | 980S1ENDIUUS - PB980 Ventilator | 35B2105428 | Medtronic | Respiratory Care | Akron | Akron City Campus | Akron City Hospital | 6th Floor | 2021-11-09 | High
No | 061210 | Ventilators, Intensive Care | 980S1ENDIUUS - PB980 Ventilator | 35B2105521 | Medtronic | Respiratory Care - SB | Barberton | Barberton Campus | Summa Barberton Hospital | 1st Floor | 2021-11-09 | High
No | 062282 | Ventilators, Intensive Care | 980S1ENDIUUS - PB980 Ventilator | 35B2106561 | Medtronic | Respiratory Care | Akron | Akron City Campus | Akron City Hospital | 6th Floor | 2022-09-21 | High
No | 062283 | Ventilators, Intensive Care | 980S1ENDIUUS - PB980 Ventilator | 35B2201006 | Medtronic | Respiratory Care | Akron | Akron City Campus | Akron City Hospital | 6th Floor | 2022-09-21 | High
No | 062284 | Ventilators, Intensive Care | 980S1ENDIUUS - PB980 Ventilator | 35B2201019 | Medtronic | Respiratory Care | Akron | Akron City Campus | Akron City Hospital | 6th Floor | 2022-09-21 | High
No | 062285 | Ventilators, Intensive Care | 980S1ENDIUUS - PB980 Ventilator | 35B2201032 | Medtronic | Respiratory Care | Akron | Akron City Campus | Akron City Hospital | 6th Floor | 2022-09-21 | High
No | 062286 | Ventilators, Intensive Care | 980S1ENDIUUS - PB980 Ventilator | 35B2201035 | Medtronic | Respiratory Care | Akron | Akron City Campus | Akron City Hospital | 6th Floor | 2022-09-21 | High
No | 063554 | Ventilators, Intensive Care | 980S1ENDIUUS - PB980 Ventilator | 35B2202338 | Medtronic | Respiratory Care | Akron | Akron City Campus | Akron City Hospital | 6th Floor | 2023-11-27 06:03 | High
No | 063555 | Ventilators, Intensive Care | 980S1ENDIUUS - PB980 Ventilator | 35B2202332 | Medtronic | Respiratory Care | Akron | Akron City Campus | Akron City Hospital | 6th Floor | 2023-11-27 06:01 | High
No | 063556 | Ventilators, Intensive Care | 980S1ENDIUUS - PB980 Ventilator | 35B2202335 | Medtronic | Respiratory Care | Akron | Akron City Campus | Akron City Hospital | 6th Floor | 2023-11-27 06:02 | High
No | 063557 | Ventilators, Intensive Care | 980S1ENDIUUS - PB980 Ventilator | 35B2202336 | Medtronic | Respiratory Care | Akron | Akron City Campus | Akron City Hospital | 6th Floor | 2023-11-27 06:03 | High
No | 063558 | Ventilators, Intensive Care | 980S1ENDIUUS - PB980 Ventilator | 35B2202329 | Medtronic | Respiratory Care | Akron | Akron City Campus | Akron City Hospital | 6th Floor | 2023-11-27 06:01 | High
No | 063559 | Ventilators, Intensive Care | 980S1ENDIUUS - PB980 Ventilator | 35B2202330 | Medtronic | Respiratory Care | Akron | Akron City Campus | Akron City Hospital | 1st Floor | 2023-11-27 06:01 | High
No | 063560 | Ventilators, Intensive Care | 980S1ENDIUUS - PB980 Ventilator | 35B2202327 | Medtronic | Respiratory Care | Akron | Akron City Campus | Akron City Hospital | 6th Floor | 2023-11-27 06:01 | High
No | 063561 | Ventilators, Intensive Care | 980S1ENDIUUS - PB980 Ventilator | 35B2202325 | Medtronic | Respiratory Care | Akron | Akron City Campus | Akron City Hospital | 6th Floor | 2023-11-27 06:01 | High
No | 063562 | Ventilators, Intensive Care | 980S1ENDIUUS - PB980 Ventilator | 35B2202331 | Medtronic | Respiratory Care | Akron | Akron City Campus | Akron City Hospital | 6th Floor | 2023-11-27 06:01 | High
No | 063563 | Ventilators, Intensive Care | 980S1ENDIUUS - PB980 Ventilator | 35B2202337 | Medtronic | Respiratory Care | Akron | Akron City Campus | Akron City Hospital | 6th Floor | 2023-11-27 06:01 | High
No | 063564 | Ventilators, Intensive Care | 980S1ENDIUUS - PB980 Ventilator | 35B2202333 | Medtronic | Respiratory Care | Akron | Akron City Campus | Akron City Hospital | 6th Floor | 2023-11-27 06:03 | High
No | 063565 | Ventilators, Intensive Care | 980S1ENDIUUS - PB980 Ventilator | 35B2202328 | Medtronic | Respiratory Care | Akron | Akron City Campus | Akron City Hospital | 6th Floor | 2023-11-27 06:02 | High
No | 063566 | Ventilators, Intensive Care | 980S1ENDIUUS - PB980 Ventilator | 35B2202334 | Medtronic | Respiratory Care | Akron | Akron City Campus | Akron City Hospital | 6th Floor | 2023-11-27 06:02 | High
No | 063567 | Ventilators, Intensive Care | 980S1ENDIUUS - PB980 Ventilator | 35B2202324 | Medtronic | Respiratory Care | Akron | Akron City Campus | Akron City Hospital | 6th Floor | 2023-11-27 06:01 | High
No | 063568 | Ventilators, Intensive Care | 980S1ENDIUUS - PB980 Ventilator | 35B2202326 | Medtronic | Respiratory Care | Akron | Akron City Campus | Akron City Hospital | 6th Floor | 2023-11-27 06:02 | High
No | 043109 | Ventilators, Intensive Care | 980S3ENDIUUS - PB980 Ventilator w. Compressor | 35B2200584 | Medtronic | Respiratory Care | Akron | Akron City Campus | Akron City Hospital | 6th Floor | 2022-11-10 | High
No | 043110 | Ventilators, Intensive Care | 980S3ENDIUUS - PB980 Ventilator w. Compressor | 35B2200578 | Medtronic | Respiratory Care | Akron | Akron City Campus | Akron City Hospital | 6th Floor | 2022-11-10 | High
No | 060879 | Ventilators, Intensive Care | 980S3ENDIUUS - PB980 Ventilator w. Compressor | 35B2105058 | Medtronic | Respiratory Care - SB | Barberton | Barberton Campus | Summa Barberton Hospital | 1st Floor | 2021-10-01 | High
No | 060880 | Ventilators, Intensive Care | 980S3ENDIUUS - PB980 Ventilator w. Compressor | 35B2105091 | Medtronic | Respiratory Care | Akron | Akron City Campus | Akron City Hospital | 6th Floor | 2021-10-01 | High
No | 060881 | Ventilators, Intensive Care | 980S3ENDIUUS - PB980 Ventilator w. Compressor | 35B2105012 | Medtronic | Respiratory Care - SB | Barberton | Barberton Campus | Summa Barberton Hospital | 1st Floor | 2021-10-01 | High
No | 060882 | Ventilators, Intensive Care | 980S3ENDIUUS - PB980 Ventilator w. Compressor | 35B2104944 | Medtronic | Respiratory Care - SB | Barberton | Barberton Campus | Summa Barberton Hospital | 1st Floor | 2021-10-01 | High
No | 060883 | Ventilators, Intensive Care | 980S3ENDIUUS - PB980 Ventilator w. Compressor | 35B2105057 | Medtronic | Respiratory Care | Akron | Akron City Campus | Akron City Hospital | 6th Floor | 2021-10-01 | High
No | 027330 | Ventilators, Noninvasive Positive Pressure | 1033544 - V60 | 100055007 | Philips Healthcare / Respironics | Respiratory Care | Akron | Akron City Campus | Akron City Hospital | 6th Floor | 2012-03-23 | Medium
No | 027331 | Ventilators, Noninvasive Positive Pressure | 1033544 - V60 | 100053971 | Philips Healthcare / Respironics | Respiratory Care | Akron | Akron City Campus | Akron City Hospital | 6th Floor | 2012-03-23 | Medium
No | 033626 | Ventilators, Noninvasive Positive Pressure | 1033544 - V60 | 100265839 | Philips Healthcare / Respironics | Respiratory Care | Akron | Akron City Campus | Akron City Hospital | 6th Floor | 2018-08-23 | Medium
No | 033641 | Ventilators, Noninvasive Positive Pressure | 1033544 - V60 | 201023726 | Philips Healthcare / Respironics | Respiratory Care | Akron | Akron City Campus | Akron City Hospital | 6th Floor | 2016-10-28 | Medium
No | 033642 | Ventilators, Noninvasive Positive Pressure | 1033544 - V60 | 201023544 | Philips Healthcare / Respironics | Respiratory Care | Akron | Akron City Campus | Akron City Hospital | 6th Floor | 2016-10-28 | Medium
No | 033643 | Ventilators, Noninvasive Positive Pressure | 1033544 - V60 | 201023754 | Philips Healthcare / Respironics | Respiratory Care | Akron | Akron City Campus | Akron City Hospital | 6th Floor | 2016-10-28 | Medium
No | 033644 | Ventilators, Noninvasive Positive Pressure | 1033544 - V60 | 201023546 | Philips Healthcare / Respironics | Respiratory Care | Akron | Akron City Campus | Akron City Hospital | 6th Floor | 2016-10-28 | Medium
No | 033645 | Ventilators, Noninvasive Positive Pressure | 1033544 - V60 | 201023613 | Philips Healthcare / Respironics | Respiratory Care | Akron | Akron City Campus | Akron City Hospital | 6th Floor | 2016-10-28 | Medium
No | 033646 | Ventilators, Noninvasive Positive Pressure | 1033544 - V60 | 201022879 | Philips Healthcare / Respironics | Respiratory Care | Akron | Akron City Campus | Akron City Hospital | 6th Floor | 2016-10-28 | Medium
No | 033733 | Ventilators, Noninvasive Positive Pressure | 1033544 - V60 | 100265820 | Philips Healthcare / Respironics | Respiratory Care - SB | Barberton | Barberton Campus | Summa Barberton Hospital | 1st Floor | 2018-08-31 | Medium
No | 038759 | Ventilators, Noninvasive Positive Pressure | 1033544 - V60 | 100066480 | Philips Healthcare / Respironics | Respiratory Care - SB | Barberton | Barberton Campus | Summa Barberton Hospital | 1st Floor | 2013-01-04 | Medium
No | 038871 | Ventilators, Noninvasive Positive Pressure | 1033544 - V60 | 100021877 | Philips Healthcare / Respironics | Respiratory Care - SB | Barberton | Barberton Campus | Summa Barberton Hospital | 1st Floor | 2010-12-21 | Medium
No | 058947 | Ventilators, Noninvasive Positive Pressure | 1033544 - V60 | 100021874 | Philips Healthcare / Respironics | Respiratory Care - SB | Barberton | Barberton Campus | Summa Barberton Hospital | 1st Floor | 2010-12-21 | Medium
No | 059702 | Ventilators, Noninvasive Positive Pressure | 1138747 - V60 Plus | 100408882 | Philips Healthcare / Respironics | Respiratory Care | Akron | Akron City Campus | Akron City Hospital | 6th Floor | 2020-12-18 | Medium
No | 059703 | Ventilators, Noninvasive Positive Pressure | 1138747 - V60 Plus | 100418079 | Philips Healthcare / Respironics | Respiratory Care - SB | Barberton | Barberton Campus | Summa Barberton Hospital | 5th Floor | 2020-12-18 | Medium
No | 059704 | Ventilators, Noninvasive Positive Pressure | 1138747 - V60 Plus | 100417862 | Philips Healthcare / Respironics | Respiratory Care - SB | Barberton | Barberton Campus | Summa Barberton Hospital | 5th Floor | 2020-12-21 | Medium
No | 059705 | Ventilators, Noninvasive Positive Pressure | 1138747 - V60 Plus | 100418807 | Philips Healthcare / Respironics | Respiratory Care | Akron | Akron City Campus | Akron City Hospital | 6th Floor | 2020-12-21 | Medium
No | 035521 | Ventilators, Transport | P310 - Pneupac Parapac Plus MRI Compatible | 1512214 | Smiths Medical | Respiratory Care | Akron | Akron City Campus | Akron City Hospital | 6th Floor | 2016-04-21 | High
No | 035522 | Ventilators, Transport | P310 - Pneupac Parapac Plus MRI Compatible | 1510131 | Smiths Medical | Emergency Department (ED) - Green | Barberton | Green Campus | Green Medical Center | 1st Floor | 2016-04-21 | High
No | 035523 | Ventilators, Transport | P310 - Pneupac Parapac Plus MRI Compatible | 1509312 | Smiths Medical | Anesthesia | Akron | Akron City Campus | Akron City Hospital | Ground Floor | 2016-04-21 | High
No | 035524 | Ventilators, Transport | P310 - Pneupac Parapac Plus MRI Compatible | 1507233 | Smiths Medical | Respiratory Care | Akron | Akron City Campus | Akron City Hospital | 6th Floor | 2016-04-21 | High
No | 035525 | Ventilators, Transport | P310 - Pneupac Parapac Plus MRI Compatible | 1507235 | Smiths Medical | Respiratory Care | Akron | Akron City Campus | Akron City Hospital | 6th Floor | 2016-04-21 | High
No | 035526 | Ventilators, Transport | P310 - Pneupac Parapac Plus MRI Compatible | 1508129 | Smiths Medical | Respiratory Care | Akron | Akron City Campus | Akron City Hospital | 6th Floor | 2016-04-21 | High
No | 035527 | Ventilators, Transport | P310 - Pneupac Parapac Plus MRI Compatible | 1508177 | Smiths Medical | Respiratory Care - SB | Barberton | Barberton Campus | Summa Barberton Hospital | 1st Floor | 2016-04-21 | High
No | 035528 | Ventilators, Transport | P310 - Pneupac Parapac Plus MRI Compatible | 1508134 | Smiths Medical | Respiratory Care | Akron | Akron City Campus | Akron City Hospital | 6th Floor | 2016-04-21 | High
No | 035529 | Ventilators, Transport | P310 - Pneupac Parapac Plus MRI Compatible | 1508176 | Smiths Medical | Respiratory Care | Akron | Akron City Campus | Akron City Hospital | 6th Floor | 2016-04-21 | High
No | 035530 | Ventilators, Transport | P310 - Pneupac Parapac Plus MRI Compatible | 1510156 | Smiths Medical | Respiratory Care - SW | Barberton | Wadsworth Campus | Wadsworth-Rittman Medical Center | 1st Floor | 2016-04-21 | High
No | 035549 | Ventilators, Transport | P310 - Pneupac Parapac Plus MRI Compatible | 1607125 | Smiths Medical | Respiratory Care | Akron | Akron City Campus | Akron City Hospital | 6th Floor | 2016-10-19 | High
No | 063123 | Ventilators, Transport | P310 - Pneupac Parapac Plus MRI Compatible | 2203124 | Smiths Medical | Anesthesia | Akron | Akron City Campus | Akron City Hospital | 1st Floor | 2023-08-18 14:36 | High
No | 063124 | Ventilators, Transport | P310 - Pneupac Parapac Plus MRI Compatible | 2301058 | Smiths Medical | Anesthesia | Akron | Akron City Campus | Akron City Hospital | 1st Floor | 2023-08-18 14:36 | High
No | 070426 | Ventilators, Transport | P310 - Pneupac Parapac Plus MRI Compatible | 2208183 | Smiths Medical | Anesthesia - SB | Barberton | Barberton Campus | Summa Barberton Hospital | 2nd Floor | 2016-04-21 | High
Yes | 039754 | Vessel Fusion Electrosurgical Units | 378848-06 - E-100 Vessel Sealing Generator | P121131336 | Intuitive Surgical | Operating Room - SB | Barberton | Barberton Campus | Summa Barberton Hospital | 2nd Floor | 2021-01-08 | Medium
Yes | 062664 | Vessel Fusion Electrosurgical Units | 378848-06 - E-100 Vessel Sealing Generator | P120341709 | Intuitive Surgical | Operating Room | Akron | Akron City Campus | Akron City Hospital | 1st Floor | 2023-03-21 | Medium
Yes | 062665 | Vessel Fusion Electrosurgical Units | 378848-06 - E-100 Vessel Sealing Generator | P121372137 | Intuitive Surgical | Operating Room | Akron | Akron City Campus | Akron City Hospital | 1st Floor | 2023-03-21 | Medium
Yes | 063166 | Vessel Fusion Electrosurgical Units | 378848-06 - E-100 Vessel Sealing Generator | P122202119 | Intuitive Surgical | Operating Room | Akron | Akron City Campus | H Tower | 1st Floor | 2022-10-20 14:21 | Medium
No | 053531 | Vial Decappers | 952039 - Decapper Flex Module | 56358 | Thermo Fisher Scientific | LAB Critical Care | Akron | Akron City Campus | Akron City Hospital | Ground Floor | 2021-11-12 | Low
No | 004808 | Video Image Processors, Format Conversion | 1010 - Matrix Video Imager | 4521-017 | Matrix Instruments | Nuclear Medicine | Akron | Akron City Campus | Akron City Hospital | Ground Floor | 1998-02-01 | Low
No | 012251 | Video Image Processors, Format Conversion | 1020 - MATRIX VIDEO IMAGER | 1021-LH-6-1377-056 | Matrix Instruments | Nuclear Medicine | Akron | Akron City Campus | Akron City Hospital | Ground Floor | 1986-03-01 | Low
No | 011335 | Video Image Processors, Format Conversion | 1021 - MATRIX VIDEO IMAGER | 1021-6-0688-055 | Matrix Instruments | Nuclear Medicine | Akron | Akron City Campus | Akron City Hospital | Ground Floor | 2000-02-04 | Low
No | 008688 | Video Image Processors, Format Conversion | 4600MP - Video Imager | 314 | Illinois Imaging & Elec | Nuclear Medicine | Akron | Akron City Campus | Akron City Hospital | Ground Floor | 1998-02-01 | Low
No | 011364 | Video Image Processors, Format Conversion | 6000 - IMAGE CAMERA | 44-10058 | Matrix Instruments | Nuclear Medicine | Akron | Akron City Campus | Akron City Hospital | Ground Floor | 1998-02-01 | Low
No | 057601 | Video Image Processors, Format Conversion | AC1038A - Dvi-D To Vga Converter | 10277193 | Black Box Corp | Operating Room | Akron | Akron City Campus | Akron City Hospital | 1st Floor | 2019-06-10 | Low
No | 010600 | Video Image Processors, Format Conversion | ADF-200 - Digital Formatter | 101 | Aspect Imaging | Nuclear Medicine | Akron | Akron City Campus | Akron City Hospital | Ground Floor | 2001-01-02 | Low
No | 004812 | Video Image Processors, Format Conversion | IMAGECORDER+ - Video Imager | 10141 | Focus | Nuclear Medicine | Akron | Akron City Campus | Akron City Hospital | Ground Floor | 1998-02-01 | Low
No | 058738 | Video Systems, Endoscopic | 372340-13 D - Video Processor | P116190051 | Intuitive Surgical | Operating Room | Akron | Akron City Campus | Akron City Hospital | 1st Floor | 2019-11-05 | Low
No | 039758 | Video Systems, Endoscopic | 372340-15 D - Video Processor | P120330034 | Intuitive Surgical | Operating Room - SB | Barberton | Barberton Campus | Summa Barberton Hospital | 2nd Floor | 2021-01-08 | Low
No | 058740 | Video Systems, Endoscopic | 372340-15 D - Video Processor | P119365759 | Intuitive Surgical | Operating Room | Akron | Akron City Campus | Akron City Hospital | 1st Floor | 2019-11-05 | Low
No | 058742 | Video Systems, Endoscopic | 372340-15 D - Video Processor | P119410015 | Intuitive Surgical | Operating Room | Akron | Akron City Campus | Akron City Hospital | 1st Floor | 2019-11-05 | Low
No | 058737 | Video Systems, Endoscopic | 372601-13 - Vision Cart Is4000 Endoscopic Controller | 530986 | Intuitive Surgical | Operating Room | Akron | Akron City Campus | Akron City Hospital | 1st Floor | 2019-11-05 | Low
No | 058137 | Video Systems, Endoscopic | 372601-16 - Vision Cart Is4000 Endoscopic Controller | 753104 | Intuitive Surgical | Operating Room | Akron | Akron City Campus | Akron City Hospital | 1st Floor | 2019-11-05 | Low
No | 058144 | Video Systems, Endoscopic | 372601-16 - Vision Cart Is4000 Endoscopic Controller | 762242 | Intuitive Surgical | Operating Room | Akron | Akron City Campus | Akron City Hospital | 1st Floor | 2019-11-05 | Low
No | 039757 | Video Systems, Endoscopic | 372601-20 - Vision Cart Is4000 Endoscopic Controller | 914635 | Intuitive Surgical | Operating Room - SB | Barberton | Barberton Campus | Summa Barberton Hospital | 2nd Floor | 2021-01-08 | Low
No | 053305 | Video Systems, Endoscopic | XE-50 - Xe-50 Series Motion Ii System | W75850C-15525 | Jedmed Instrument Co | Communication Disorders | Akron | Akron City Campus | Akron City Hospital | Basement | 2020-01-06 | Low
No | 053306 | Video Systems, Endoscopic | XE-50 - Xe-50 Series Motion Ii System | W75850B-16246 | Jedmed Instrument Co | Communication Disorders | Akron | Akron City Campus | Akron City Hospital | Basement | 2020-01-06 | Low
No | 001979 | Viewers, Agglutination | 5384 - Light, Exam/Procedure | 3693 | Clay Adams | LAB Blood Bank | Akron | Akron City Campus | H Tower | Ground Floor | 1978-01-01 | Low
No | 001999 | Viewers, Agglutination | 5384 - Light, Exam/Procedure | 91830 | Clay Adams | LAB Blood Bank | Akron | Akron City Campus | H Tower | Ground Floor | 1978-01-01 | Low
No | 004600 | Viewers, Agglutination | DYNA LUME - Light, Exam/Procedure | Unknown | Scientific Instrument Center | IMMUNOLOGY/SEROLOGY | Akron | Akron City Campus | Akron City Hospital | 2nd Floor | 1978-01-01 | Low
No | 064021 | Warmers, Slide, Histology | Premiere XH-2001 | n/a | C&A Scientific | Translational Research | Akron | Akron City Campus | ACH Medical Annex | 2nd Floor | 2024-04-22 09:54 | Low
No | 062722 | Warmers, Slide, Histology | SWL-14PL-77DP | 000012805 | LW Scientific | LAB Microbiology | Akron | Akron City Campus | ACH Admin Building |  | 2023-01-24 09:38 | Low
No | 064756 | Warmers, Slide, Histology | SWL-14PL-77DP | 000026986 | LW Scientific | LAB Microbiology | Akron | Akron City Campus | Akron City Hospital | 2nd Floor | 2024-10-24 12:30 | Low
No | 057484 | Warming Units | 10-140MHSE - 10-140Mhse Intelligent Warmer | MSC3-02324 | Medline Industries | Health Tech Mgmt | Akron | Akron City Campus | H Tower | Basement | 2021-08-23 | Low
No | 060496 | Warming Units | 10-140MHSE - 10-140Mhse Intelligent Warmer | MSC3-04863 | Medline Industries | 4 West - CPI Progressive Care Unit (CPI-PCU) | Akron | Akron City Campus | Akron City Hospital | 4th Floor | 2021-09-24 | Low
No | 060497 | Warming Units | 10-140MHSE - 10-140Mhse Intelligent Warmer | MSC3-04869 | Medline Industries | 4 West - CPI Progressive Care Unit (CPI-PCU) | Akron | Akron City Campus | Akron City Hospital | 4th Floor | 2021-09-24 | Low
No | 060498 | Warming Units | 10-140MHSE - 10-140Mhse Intelligent Warmer | MSC3-04778 | Medline Industries | 7 East - Oncology Medical Unit | Akron | Akron City Campus | Akron City Hospital | 7th Floor | 2021-09-24 | Low
No | 060688 | Warming Units | 10-140MHSE - 10-140Mhse Intelligent Warmer | (21)21076286 | Medline Industries | 3 West - Trauma/Neuro Progressive Care Unit (PCU) | Akron | Akron City Campus | Akron City Hospital | 3rd Floor | 2021-07-19 | Low
No | 060827 | Warming Units | 10-140MHSE - 10-140Mhse Intelligent Warmer | MSC3-04654 | Medline Industries | 5 West - Cardiac Progressive Care Unit (PCU) | Akron | Akron City Campus | Akron City Hospital | 5th Floor | 2021-08-23 | Low
No | 060829 | Warming Units | 10-140MHSE - 10-140Mhse Intelligent Warmer | MSC3-04651 | Medline Industries | 1 Central - CV Progressive Care Unit (PCU) | Akron | Akron City Campus | Akron City Hospital | 1st Floor | 2021-08-23 | Low
No | 060830 | Warming Units | 10-140MHSE - 10-140Mhse Intelligent Warmer | MSC3-04655 | Medline Industries | 4 North - Medical Unit | Akron | Akron City Campus | Akron City Hospital | 4th Floor | 2021-08-23 | Low
No | 060831 | Warming Units | 10-140MHSE - 10-140Mhse Intelligent Warmer | MSC3-04649 | Medline Industries | 4 North - Medical Unit | Akron | Akron City Campus | Akron City Hospital | 4th Floor | 2021-08-23 | Low
No | 060832 | Warming Units | 10-140MHSE - 10-140Mhse Intelligent Warmer | MSC3-04653 | Medline Industries | 4 North - Medical Unit | Akron | Akron City Campus | Akron City Hospital | 4th Floor | 2021-08-23 | Low
No | 060901 | Warming Units | 10-140MHSE - 10-140Mhse Intelligent Warmer | MSC3-04866 | Medline Industries | 5 North - Acuity Adaptable Unit (AAU) | Akron | Akron City Campus | Akron City Hospital | 5th Floor | 2021-09-24 | Low
No | 060902 | Warming Units | 10-140MHSE - 10-140Mhse Intelligent Warmer | MSC3-04865 | Medline Industries | H5 - Medical/Surgical Unit (MSU) | Akron | Akron City Campus | H Tower | 5th Floor | 2021-09-24 | Low
No | 060903 | Warming Units | 10-140MHSE - 10-140Mhse Intelligent Warmer | MSC3-04841 | Medline Industries | H5 - Medical/Surgical Unit (MSU) | Akron | Akron City Campus | H Tower | 5th Floor | 2021-09-24 | Low
No | 063404 | Warming Units | 10-140MHSE - 10-140Mhse Intelligent Warmer | MSC3-06862 | Medline Industries | 7 East - Oncology Medical Unit | Akron | Akron City Campus | Akron City Hospital | 7th Floor | 2023-09-19 | Low
No | 063405 | Warming Units | 10-140MHSE - 10-140Mhse Intelligent Warmer | MSC3-06859 | Medline Industries | 5 North - Acuity Adaptable Unit (AAU) | Akron | Akron City Campus | Akron City Hospital | 5th Floor | 2023-09-19 | Low
No | 063131 | Warming Units | 12-140MHSE | MSC5-04481 | Quincy Lab Corp | PACU | Akron | Akron City Campus | Akron City Hospital | 1st Floor | 2021-04-01 | Low
No | 039160 | Warming Units | 56910 - Warmer, Blanket | 11517 | Olympic Medical | 1 East - Medical/Surgical Unit (MSU) - SB | Barberton | Barberton Campus | Summa Barberton Hospital | 1st Floor | 2018-10-17 | Low
No | CE8632 | Warming Units | 56910 - Warmer, Blanket | 2059 | Olympic Medical | 1 East - Medical/Surgical Unit (MSU) - SB | Barberton | Barberton Campus | Summa Barberton Hospital | 1st Floor | 2018-10-17 | Low
No | 052623 | Warming Units | 7937 - 7937 Wipe Warmer | 14322-009 | Sage Products | T1 - CTV Intensive Care Unit (CTV-ICU) | Akron | Akron City Campus | Critical Care Tower | 1st Floor | 2017-10-10 | Low
No | 052624 | Warming Units | 7937 - 7937 Wipe Warmer | 14322-013 | Sage Products | T1 - CTV Intensive Care Unit (CTV-ICU) | Akron | Akron City Campus | Critical Care Tower | 1st Floor | 2017-10-10 | Low
No | 052625 | Warming Units | 7937 - 7937 Wipe Warmer | 15120-007 | Sage Products | T2 - STN Intensive Care Unit (STN-ICU) | Akron | Akron City Campus | Critical Care Tower | 2nd Floor | 2017-10-10 | Low
No | 052626 | Warming Units | 7937 - 7937 Wipe Warmer | 14322-015 | Sage Products | T2 - STN Intensive Care Unit (STN-ICU) | Akron | Akron City Campus | Critical Care Tower | 2nd Floor | 2017-10-10 | Low
No | 052627 | Warming Units | 7937 - 7937 Wipe Warmer | 15120-015 | Sage Products | T3 - Medical Intensive Care Unit (MICU) | Akron | Akron City Campus | Critical Care Tower | 3rd Floor | 2017-10-10 | Low
No | 052628 | Warming Units | 7937 - 7937 Wipe Warmer | 14322-014 | Sage Products | T3 - Medical Intensive Care Unit (MICU) | Akron | Akron City Campus | Critical Care Tower | 3rd Floor | 2017-10-10 | Low
No | 053062 | Warming Units | 7937 - 7937 Wipe Warmer | 14322-011 | Sage Products | 1 Central - CV Progressive Care Unit (PCU) | Akron | Akron City Campus | Akron City Hospital | 1st Floor | 2017-09-12 | Low
No | 054415 | Warming Units | 7937 - 7937 Wipe Warmer | 14322-107 | Sage Products | 7 West - Respiratory Unit | Akron | Akron City Campus | Akron City Hospital | 7th Floor | 2017-09-14 | Low
No | CE8327 | Warming Units | 7937 - 7937 Wipe Warmer | 15119-086 | Sage Products | Intensive Care Unit (ICU) - SB | Barberton | Barberton Campus | Summa Barberton Hospital | 2nd Floor | 2017-09-11 | Low
No | CE8328 | Warming Units | 7937 - 7937 Wipe Warmer | 15176-037 | Sage Products | PACU - SB | Barberton | Barberton Campus | Summa Barberton Hospital | 2nd Floor | 2017-09-11 | Low
No | CE8354 | Warming Units | 7937 - 7937 Wipe Warmer | 15119-083 | Sage Products | Acuity Adaptable Unit (AAU) - SB | Barberton | Barberton Campus | Summa Barberton Hospital | 2nd Floor | 2017-10-13 | Low
No | 053061 | Warming Units | 7938 - 7938 Wipe Warmer | 10068-193 | Sage Products | 1 Central - CV Progressive Care Unit (PCU) | Akron | Akron City Campus | Akron City Hospital | 1st Floor | 2017-09-12 | Low
No | 043931 | Warming Units | 7939 - 7939 Wipe Warmer | 14259-205 | Sage Products | Medina ASC | Barberton | Medina Campus | Medina Medical Center | 1st Floor | 2021-12-13 | Low
No | 101-22528 | Warming Units | 7939 - 7939 Wipe Warmer | 14290-076 | Sage Products | Emergency Department (ED) - Wadsworth | Barberton | Wadsworth Campus | Wadsworth Emergency Bldg | Ground Floor | 2017-09-11 | Low
No | CE8329 | Warming Units | 7939 - 7939 Wipe Warmer | 14290-077 | Sage Products | Emergency Department (ED) - SBH | Barberton | Barberton Campus | Summa Barberton Hospital | Ground Floor | 2017-09-11 | Low
No | CE8330 | Warming Units | 7939 - 7939 Wipe Warmer | 14290-079 | Sage Products | Emergency Department (ED) - SBH | Barberton | Barberton Campus | Summa Barberton Hospital | Ground Floor | 2017-09-11 | Low
No | 020492 | Warming Units | 7945 - 7945 Wipe Warmer | 04064-202 | Sage Products | 4 East - Detox Unit | Akron | Akron City Campus | Akron City Hospital | 4th Floor | 2006-01-16 | Low
No | 037481 | Warming Units | MSCWARMER12S - Readybath Warmer 12 Slot | MSC2-L-01104 | Medline Industries | PACU - SW | Barberton | Wadsworth Campus | Wadsworth-Rittman Medical Center | 1st Floor | 2020-03-06 | Low
No | 058306 | Warming Units | MSCWARMER12S - Readybath Warmer 12 Slot | MSC3-00952 | Medline Industries | Operating Room | Akron | Akron City Campus | Akron City Hospital | 1st Floor | 2019-09-24 | Low
No | 058307 | Warming Units | MSCWARMER12S - Readybath Warmer 12 Slot | MSC3-00951 | Medline Industries | Operating Room | Akron | Akron City Campus | Akron City Hospital | 1st Floor | 2019-09-24 | Low
No | 062904 | Warming Units | MSCWARMER12S - Readybath Warmer 12 Slot | MSC3-05771 | Medline Industries | BHP 4 - Geropsych Unit | Akron | Akron City Campus | Juve Family BH Pavillion | 4th Floor | 2023-01-24 11:18 | Low
No | 038917 | Warming Units | MSCWARMER24A - Readybath Warmer 24 Slot | 24001972 | Medline Industries | 4 South - Medical/Surgical Unit (MSU) - SB | Barberton | Barberton Campus | Summa Barberton Hospital | 4th Floor | 2018-08-15 | Low
No | 050173 | Warming Units | MSCWARMER24A - Readybath Warmer 24 Slot | 24002201 | Medline Industries | Emergency Department (ED) - ACH | Akron | Akron City Campus | Akron City Hospital | Ground Floor | 2017-09-11 | Low
No | 050175 | Warming Units | MSCWARMER24A - Readybath Warmer 24 Slot | 24002258 | Medline Industries | 5 North - Acuity Adaptable Unit (AAU) | Akron | Akron City Campus | Akron City Hospital | 5th Floor | 2017-09-11 | Low
No | 050176 | Warming Units | MSCWARMER24A - Readybath Warmer 24 Slot | 24002097 | Medline Industries | Emergency Department (ED) - ACH | Akron | Akron City Campus | Akron City Hospital | Ground Floor | 2017-09-11 | Low
No | 053044 | Warming Units | MSCWARMER24A - Readybath Warmer 24 Slot | 24002021 | Medline Industries | 4 West - CPI Progressive Care Unit (CPI-PCU) | Akron | Akron City Campus | Akron City Hospital | 4th Floor | 2017-09-11 | Low
No | 054420 | Warming Units | MSCWARMER24A - Readybath Warmer 24 Slot | 24001979 | Medline Industries | 4 West - CPI Progressive Care Unit (CPI-PCU) | Akron | Akron City Campus | Akron City Hospital | 4th Floor | 2017-09-12 | Low
No | 055497 | Warming Units | MSCWARMER24A - Readybath Warmer 24 Slot | 24007438 | Medline Industries | H2 - Labor and Delivery Unit (L&D) | Akron | Akron City Campus | H Tower | 2nd Floor | 2020-09-16 | Low
No | 056000 | Warming Units | MSCWARMER24A - Readybath Warmer 24 Slot | 24007262 | Medline Industries | Emergency Department (ED) - Wadsworth | Barberton | Wadsworth Campus | Wadsworth Emergency Bldg | Ground Floor | 2019-03-28 | Low
No | 056001 | Warming Units | MSCWARMER24A - Readybath Warmer 24 Slot | 24007469 | Medline Industries | Emergency Department (ED) - SBH | Barberton | Barberton Campus | Summa Barberton Hospital | Ground Floor | 2019-03-28 | Low
No | 056002 | Warming Units | MSCWARMER24A - Readybath Warmer 24 Slot | 24007238 | Medline Industries | Emergency Department (ED) - SBH | Barberton | Barberton Campus | Summa Barberton Hospital | Ground Floor | 2019-03-28 | Low
No | 056003 | Warming Units | MSCWARMER24A - Readybath Warmer 24 Slot | 24007194 | Medline Industries | Health Tech Mgmt | Akron | Akron City Campus | ACH Admin Building | Ground Floor | 2019-03-28 | Low
No | 056004 | Warming Units | MSCWARMER24A - Readybath Warmer 24 Slot | 24007119 | Medline Industries | Sameday Surgery Center - SB | Barberton | Barberton Campus | Summa Barberton Hospital | 2nd Floor | 2019-03-28 | Low
No | 056005 | Warming Units | MSCWARMER24A - Readybath Warmer 24 Slot | 24007195 | Medline Industries | Intensive Care Unit (ICU) - SB | Barberton | Barberton Campus | Summa Barberton Hospital | 2nd Floor | 2019-03-28 | Low
No | 056006 | Warming Units | MSCWARMER24A - Readybath Warmer 24 Slot | 24007202 | Medline Industries | Sameday Surgery Center | Akron | Akron City Campus | H Tower | 1st Floor | 2019-03-28 | Low
No | 056007 | Warming Units | MSCWARMER24A - Readybath Warmer 24 Slot | 24007197 | Medline Industries | Health Tech Mgmt | Akron | Akron City Campus | ACH Admin Building | Ground Floor | 2019-03-28 | Low
No | 056008 | Warming Units | MSCWARMER24A - Readybath Warmer 24 Slot | 24007201 | Medline Industries | Sameday Surgery Center | Akron | Akron City Campus | H Tower | 1st Floor | 2019-03-28 | Low
No | 056009 | Warming Units | MSCWARMER24A - Readybath Warmer 24 Slot | 24007377 | Medline Industries | Sameday Surgery Center | Akron | Akron City Campus | H Tower | 1st Floor | 2019-03-28 | Low
No | 057444 | Warming Units | MSCWARMER24A - Readybath Warmer 24 Slot | 24007607 | Medline Industries | H5 - Medical/Surgical Unit (MSU) | Akron | Akron City Campus | H Tower | 5th Floor | 2019-05-17 | Low
No | 057578 | Warming Units | MSCWARMER24A - Readybath Warmer 24 Slot | 24007487 | Medline Industries | H4 - Mother/Baby Unit | Akron | Akron City Campus | H Tower | 4th Floor | 2020-06-23 | Low
No | 058425 | Warming Units | MSCWARMER24A - Readybath Warmer 24 Slot | 24007488 | Medline Industries | H2 - Labor and Delivery Unit (L&D) | Akron | Akron City Campus | H Tower | 2nd Floor | 2020-06-23 | Low
No | 059408 | Warming Units | MSCWARMER24A - Readybath Warmer 24 Slot | 24007515 | Medline Industries | Sameday Surgery Center | Akron | Akron City Campus | H Tower | 1st Floor | 2017-09-11 | Low
No | 060041 | Warming Units | MSCWARMER24A - Readybath Warmer 24 Slot | 24007486 | Medline Industries | H2 - Perinatal Unit | Akron | Akron City Campus | H Tower | 2nd Floor | 2021-04-28 | Low
No | 050177 | Warming Units | MSCWARMER24S - Readybath Warmer 24 Slot | MSC4-L-03284 | Medline Industries | Emergency Department (ED) - ACH | Akron | Akron City Campus | Akron City Hospital | Ground Floor | 2014-04-10 | Low
No | 039303 | Warming Units | MSCWARMER28S - Readybath Warmer 28 Slot | MSC5-03510 | Medline Industries | 2 East - Cardiac Progressive Care Unit (PCU) - SB | Barberton | Barberton Campus | Summa Barberton Hospital | 2nd Floor | 2021-04-01 | Low
No | 043857 | Warming Units | MSCWARMER28S - Readybath Warmer 28 Slot | MSC5-04505 | Medline Industries | 5 West - Cardiac Progressive Care Unit (PCU) | Akron | Akron City Campus | Akron City Hospital | 5th Floor | 2021-10-13 | Low
No | 060055 | Warming Units | MSCWARMER28S - Readybath Warmer 28 Slot | MSC5-03193 | Medline Industries | 6 West - Acute Care of the Elderly (ACE) Unit | Akron | Akron City Campus | Akron City Hospital | 6th Floor | 2021-02-26 | Low
No | 060274 | Warming Units | MSCWARMER28S - Readybath Warmer 28 Slot | MSC5-04196 | Medline Industries | T1 - CTV Intensive Care Unit (CTV-ICU) | Akron | Akron City Campus | Critical Care Tower | 1st Floor | 2021-07-29 | Low
No | 060687 | Warming Units | MSCWARMER28S - Readybath Warmer 28 Slot | MSC3-03889 | Medline Industries | 3 North - Epilepsy Monitoring Unit (EMU) | Akron | Akron City Campus | Akron City Hospital | 3rd Floor | 2021-07-19 | Low
No | 060822 | Warming Units | MSCWARMER28S - Readybath Warmer 28 Slot | MSC5-04430 | Medline Industries | 3 North - Epilepsy Monitoring Unit (EMU) | Akron | Akron City Campus | Akron City Hospital | 3rd Floor | 2021-08-23 | Low
No | 060826 | Warming Units | MSCWARMER28S - Readybath Warmer 28 Slot | MSC5-04352 | Medline Industries | 3 East - Palliative and Hospice Unit | Akron | Akron City Campus | ACH Admin Building | Ground Floor | 2021-08-23 | Low
No | 060828 | Warming Units | MSCWARMER28S - Readybath Warmer 28 Slot | MSC5-04355 | Medline Industries | Health Tech Mgmt | Akron | Akron City Campus | ACH Admin Building | Ground Floor | 2021-08-23 | Low
No | 060833 | Warming Units | MSCWARMER28S - Readybath Warmer 28 Slot | MSC5-04354 | Medline Industries | H6 - Surgical Progressive Care Unit (PCU) | Akron | Akron City Campus | H Tower | 6th Floor | 2021-08-23 | Low
No | 060834 | Warming Units | MSCWARMER28S - Readybath Warmer 28 Slot | MSC5-04353 | Medline Industries | H6 - Surgical Progressive Care Unit (PCU) | Akron | Akron City Campus | H Tower | 6th Floor | 2021-08-23 | Low
No | 060835 | Warming Units | MSCWARMER28S - Readybath Warmer 28 Slot | MSC5-04418 | Medline Industries | 3 West - Trauma/Neuro Progressive Care Unit (PCU) | Akron | Akron City Campus | Akron City Hospital | 3rd Floor | 2021-08-23 | Low
No | 060836 | Warming Units | MSCWARMER28S - Readybath Warmer 28 Slot | MSC5-04417 | Medline Industries | Health Tech Mgmt | Akron | Akron City Campus | ACH Admin Building | Ground Floor | 2021-08-23 | Low
No | 060837 | Warming Units | MSCWARMER28S - Readybath Warmer 28 Slot | MSC5-04415 | Medline Industries | 5 East - Observation Unit | Akron | Akron City Campus | Akron City Hospital | 5th Floor | 2021-08-23 | Low
No | 060838 | Warming Units | MSCWARMER28S - Readybath Warmer 28 Slot | MSC5-04416 | Medline Industries | 3 West - Trauma/Neuro Progressive Care Unit (PCU) | Akron | Akron City Campus | Akron City Hospital | 3rd Floor | 2021-08-23 | Low
No | 060839 | Warming Units | MSCWARMER28S - Readybath Warmer 28 Slot | MSC5-04414 | Medline Industries | T3 - Medical Intensive Care Unit (MICU) | Akron | Akron City Campus | Critical Care Tower | 3rd Floor | 2021-08-23 | Low
No | 060840 | Warming Units | MSCWARMER28S - Readybath Warmer 28 Slot | MSC5-04391 | Medline Industries | T3 - Medical Intensive Care Unit (MICU) | Akron | Akron City Campus | Critical Care Tower | 3rd Floor | 2021-08-23 | Low
No | 060841 | Warming Units | MSCWARMER28S - Readybath Warmer 28 Slot | MSC5-04345 | Medline Industries | T2 - STN Intensive Care Unit (STN-ICU) | Akron | Akron City Campus | Critical Care Tower | 2nd Floor | 2021-08-23 | Low
No | 060842 | Warming Units | MSCWARMER28S - Readybath Warmer 28 Slot | MSC5-04351 | Medline Industries | T2 - STN Intensive Care Unit (STN-ICU) | Akron | Akron City Campus | Critical Care Tower | 2nd Floor | 2021-08-23 | Low
No | 060852 | Warming Units | MSCWARMER28S - Readybath Warmer 28 Slot | MSC5-04194 | Medline Industries | T1 - CTV Intensive Care Unit (CTV-ICU) | Akron | Akron City Campus | Critical Care Tower | 1st Floor | 2021-07-29 | Low
No | 061458 | Warming Units | MSCWARMER28S - Readybath Warmer 28 Slot | MSC5-05157 | Medline Industries | 2 East - Cardiac Progressive Care Unit (PCU) - SB | Barberton | Barberton Campus | Summa Barberton Hospital | 2nd Floor | 2022-02-01 | Low
No | 101-17736 | Warming Units | READY BOX - Warmer, Media | 1550-4944 | Mallinckrodt | Emergency Department (ED) - Wadsworth | Barberton | Wadsworth Campus | Wadsworth Emergency Bldg | Ground Floor | 2006-11-06 | Low
No | 014184 | Warming Units, Blood/Intravenous Solution | 24500 - 245 Series | 09854 | Arizant / 3M Health Care | Operating Room | Akron | Akron City Campus | Akron City Hospital | 1st Floor | 2002-08-14 | High
No | 014185 | Warming Units, Blood/Intravenous Solution | 24500 - 245 Series | 10525 | Arizant / 3M Health Care | PACU | Akron | Akron City Campus | Akron City Hospital | 1st Floor | 2002-08-14 | High
No | 014186 | Warming Units, Blood/Intravenous Solution | 24500 - 245 Series | 10528 | Arizant / 3M Health Care | Operating Room | Akron | Akron City Campus | Akron City Hospital | 1st Floor | 2002-08-14 | High
No | 014430 | Warming Units, Blood/Intravenous Solution | 24500 - 245 Series | 15697 | Arizant / 3M Health Care | T2 - STN Intensive Care Unit (STN-ICU) | Akron | Akron City Campus | Critical Care Tower | 2nd Floor | 2004-02-05 | High
No | 014431 | Warming Units, Blood/Intravenous Solution | 24500 - 245 Series | 15698 | Arizant / 3M Health Care | T2 - STN Intensive Care Unit (STN-ICU) | Akron | Akron City Campus | Critical Care Tower | 2nd Floor | 2004-02-05 | High
No | 017125 | Warming Units, Blood/Intravenous Solution | 24500 - 245 Series | 10570 | Arizant / 3M Health Care | Operating Room | Akron | Akron City Campus | Akron City Hospital | 1st Floor | 2002-06-13 | High
No | 019186 | Warming Units, Blood/Intravenous Solution | 24500 - 245 Series | 10590 | Arizant / 3M Health Care | H2 - Labor and Delivery Unit (L&D) | Akron | Akron City Campus | H Tower | 2nd Floor | 2002-06-19 | High
No | 019187 | Warming Units, Blood/Intravenous Solution | 24500 - 245 Series | 10585 | Arizant / 3M Health Care | H2 - Labor and Delivery Unit (L&D) | Akron | Akron City Campus | H Tower | 2nd Floor | 2002-06-19 | High
No | 022546 | Warming Units, Blood/Intravenous Solution | 24500 - 245 Series | 21383 | Arizant / 3M Health Care | T3 - Medical Intensive Care Unit (MICU) | Akron | Akron City Campus | Critical Care Tower | 3rd Floor | 2006-07-10 | High
No | 022547 | Warming Units, Blood/Intravenous Solution | 24500 - 245 Series | 25832 | Arizant / 3M Health Care | T3 - Medical Intensive Care Unit (MICU) | Akron | Akron City Campus | Critical Care Tower | 3rd Floor | 2006-06-28 | High
No | 022846 | Warming Units, Blood/Intravenous Solution | 24500 - 245 Series | 15373 | Arizant / 3M Health Care | T2 - STN Intensive Care Unit (STN-ICU) | Akron | Akron City Campus | Critical Care Tower | 2nd Floor | 2006-08-16 | High
No | 022847 | Warming Units, Blood/Intravenous Solution | 24500 - 245 Series | 15374 | Arizant / 3M Health Care | T2 - STN Intensive Care Unit (STN-ICU) | Akron | Akron City Campus | Critical Care Tower | 2nd Floor | 2006-08-16 | High
No | 027737 | Warming Units, Blood/Intravenous Solution | 24500 - 245 Series | 45438 | Arizant / 3M Health Care | Operating Room - SB | Barberton | Barberton Campus | Summa Barberton Hospital | 2nd Floor | 2011-11-22 | High
No | 028722 | Warming Units, Blood/Intravenous Solution | 24500 - 245 Series | 41473 | Arizant / 3M Health Care | Emergency Department (ED) - SBH | Barberton | Barberton Campus | Summa Barberton Hospital | Ground Floor | 2010-12-29 | High
No | 031462 | Warming Units, Blood/Intravenous Solution | 24500 - 245 Series | 49105 | Arizant / 3M Health Care | Emergency Department (ED) - Green | Barberton | Green Campus | Green Medical Center | Ground Floor | 2012-07-06 | High
No | 032154 | Warming Units, Blood/Intravenous Solution | 24500 - 245 Series | 54329 | Arizant / 3M Health Care | Operating Room | Akron | Akron City Campus | Akron City Hospital | 1st Floor | 2014-04-16 | High
No | 032155 | Warming Units, Blood/Intravenous Solution | 24500 - 245 Series | 54332 | Arizant / 3M Health Care | Operating Room | Akron | Akron City Campus | Akron City Hospital | 1st Floor | 2014-04-16 | High
No | 034501 | Warming Units, Blood/Intravenous Solution | 24500 - 245 Series | 58106 | Arizant / 3M Health Care | Operating Room | Akron | Akron City Campus | Akron City Hospital | 1st Floor | 2015-03-23 | High
No | 034503 | Warming Units, Blood/Intravenous Solution | 24500 - 245 Series | 58109 | Arizant / 3M Health Care | Operating Room | Akron | Akron City Campus | Akron City Hospital | 1st Floor | 2015-03-23 | High
No | 034505 | Warming Units, Blood/Intravenous Solution | 24500 - 245 Series | 63598 | Arizant / 3M Health Care | Operating Room | Akron | Akron City Campus | Akron City Hospital | 1st Floor | 2015-03-23 | High
No | 034506 | Warming Units, Blood/Intravenous Solution | 24500 - 245 Series | 58116 | Arizant / 3M Health Care | Operating Room | Akron | Akron City Campus | Akron City Hospital | 1st Floor | 2015-03-23 | High
No | 034513 | Warming Units, Blood/Intravenous Solution | 24500 - 245 Series | 46452 | Arizant / 3M Health Care | Operating Room | Akron | Akron City Campus | Akron City Hospital | 1st Floor | 2015-04-01 | High
No | 034514 | Warming Units, Blood/Intravenous Solution | 24500 - 245 Series | 48942 | Arizant / 3M Health Care | Operating Room | Akron | Akron City Campus | Akron City Hospital | 1st Floor | 2015-04-01 | High
No | 036890 | Warming Units, Blood/Intravenous Solution | 24500 - 245 Series | 31880 | Arizant / 3M Health Care | DMT Equipment Distribution - SB | Barberton | Barberton Campus | Summa Barberton Hospital | 5th Floor | 2009-04-01 | High
No | 037261 | Warming Units, Blood/Intravenous Solution | 24500 - 245 Series | 25228 | Arizant / 3M Health Care | Operating Room - SW | Barberton | Wadsworth Campus | Wadsworth-Rittman Medical Center | 1st Floor | 2010-07-24 | High
No | 037263 | Warming Units, Blood/Intravenous Solution | 24500 - 245 Series | 25229 | Arizant / 3M Health Care | Operating Room - SW | Barberton | Wadsworth Campus | Wadsworth-Rittman Medical Center | 1st Floor | 2010-07-17 | High
No | 037320 | Warming Units, Blood/Intravenous Solution | 24500 - 245 Series | 25230 | Arizant / 3M Health Care | Emergency Department (ED) - Wadsworth | Barberton | Wadsworth Campus | Wadsworth Emergency Bldg | 1st Floor | 2010-07-17 | High
No | 037739 | Warming Units, Blood/Intravenous Solution | 24500 - 245 Series | 24447 | Arizant / 3M Health Care | Anesthesia - SB | Barberton | Barberton Campus | Summa Barberton Hospital | 2nd Floor | 2009-04-01 | High
No | 037741 | Warming Units, Blood/Intravenous Solution | 24500 - 245 Series | 20816 | Arizant / 3M Health Care | Operating Room - SB | Barberton | Barberton Campus | Summa Barberton Hospital | 2nd Floor | 2009-04-01 | High
No | 037967 | Warming Units, Blood/Intravenous Solution | 24500 - 245 Series | 18936 | Arizant / 3M Health Care | Anesthesia - SB | Barberton | Barberton Campus | Summa Barberton Hospital | 2nd Floor | 2009-04-01 | High
No | 038022 | Warming Units, Blood/Intravenous Solution | 24500 - 245 Series | 21044 | Arizant / 3M Health Care | Anesthesia - SB | Barberton | Barberton Campus | Summa Barberton Hospital | 2nd Floor | 2009-04-01 | High
No | 038023 | Warming Units, Blood/Intravenous Solution | 24500 - 245 Series | 50500 | Arizant / 3M Health Care | Anesthesia - SB | Barberton | Barberton Campus | Summa Barberton Hospital | 2nd Floor | 2013-01-15 | High
No | 038454 | Warming Units, Blood/Intravenous Solution | 24500 - 245 Series | 20282 | Arizant / 3M Health Care | Anesthesia - SB | Barberton | Barberton Campus | Summa Barberton Hospital | 2nd Floor | 2009-04-01 | High
No | 052667 | Warming Units, Blood/Intravenous Solution | 24500 - 245 Series | 73255 | Arizant / 3M Health Care | Operating Room | Akron | Akron City Campus | Akron City Hospital | 1st Floor | 2018-04-03 | High
No | 052719 | Warming Units, Blood/Intravenous Solution | 24500 - 245 Series | 75413 | Arizant / 3M Health Care | Operating Room | Akron | Akron City Campus | Akron City Hospital | 1st Floor | 2018-10-16 | High
No | 056424 | Warming Units, Blood/Intravenous Solution | 24500 - 245 Series | 75795 | Arizant / 3M Health Care | Operating Room | Akron | Akron City Campus | Akron City Hospital | 1st Floor | 2019-05-22 | High
No | 059351 | Warming Units, Blood/Intravenous Solution | 24500 - 245 Series | 86432 | Arizant / 3M Health Care | Operating Room | Akron | Akron City Campus | Akron City Hospital | 1st Floor | 2020-09-18 | High
No | 059353 | Warming Units, Blood/Intravenous Solution | 24500 - 245 Series | 86429 | Arizant / 3M Health Care | Operating Room | Akron | Akron City Campus | Akron City Hospital | 1st Floor | 2020-09-18 | High
No | 059360 | Warming Units, Blood/Intravenous Solution | 24500 - 245 Series | 90537 | Arizant / 3M Health Care | Operating Room | Akron | Akron City Campus | Akron City Hospital | 1st Floor | 2019-05-15 | High
No | 063300 | Warming Units, Blood/Intravenous Solution | 24500 - 245 Series | 105036 | Arizant / 3M Health Care | H2 - Labor and Delivery Unit (L&D) | Akron | Akron City Campus | H Tower | 2nd Floor | 2023-07-25 | High
No | 063703 | Warming Units, Blood/Intravenous Solution | 24500 - 245 Series | 107828 | Arizant / 3M Health Care | Operating Room | Akron | Akron City Campus | Akron City Hospital | 1st Floor | 2023-12-07 09:19 | High
No | 063704 | Warming Units, Blood/Intravenous Solution | 24500 - 245 Series | 107834 | Arizant / 3M Health Care | Operating Room | Akron | Akron City Campus | Akron City Hospital | 1st Floor | 2023-12-07 09:19 | High
No | 063705 | Warming Units, Blood/Intravenous Solution | 24500 - 245 Series | 107881 | Arizant / 3M Health Care | Operating Room | Akron | Akron City Campus | Akron City Hospital | 1st Floor | 2023-12-07 09:19 | High
No | 063706 | Warming Units, Blood/Intravenous Solution | 24500 - 245 Series | 107823 | Arizant / 3M Health Care | Operating Room | Akron | Akron City Campus | Akron City Hospital | 1st Floor | 2023-12-07 09:18 | High
No | 063707 | Warming Units, Blood/Intravenous Solution | 24500 - 245 Series | 107830 | Arizant / 3M Health Care | Operating Room | Akron | Akron City Campus | Akron City Hospital | 1st Floor | 2023-12-07 09:17 | High
No | 063837 | Warming Units, Blood/Intravenous Solution | 24500 - 245 Series | 108971 | Arizant / 3M Health Care | Operating Room | Akron | Akron City Campus | Akron City Hospital | 1st Floor | 2024-03-14 16:20 | High
No | 063840 | Warming Units, Blood/Intravenous Solution | 24500 - 245 Series | 076735 | Arizant / 3M Health Care | Operating Room | Akron | Akron City Campus | Akron City Hospital | 1st Floor | 2024-04-05 06:14 | High
No | 063841 | Warming Units, Blood/Intravenous Solution | 24500 - 245 Series | 064730 | Arizant / 3M Health Care | Operating Room | Akron | Akron City Campus | Akron City Hospital | 1st Floor | 2024-04-05 06:13 | High
No | 064813 | Warming Units, Blood/Intravenous Solution | 24500 - 245 Series | 112184 | Arizant / 3M Health Care | Operating Room | Akron | Akron City Campus | Akron City Hospital | 1st Floor | 2024-12-20 | High
No | 065041 | Warming Units, Blood/Intravenous Solution | 24500 - 245 Series | 083685 | Arizant / 3M Health Care | Operating Room | Akron | Akron City Campus | Akron City Hospital | 1st Floor | 2025-04-24 13:46 | High
No | 038437 | Warming Units, Blood/Intravenous Solution | 24700 - Ranger Blood Warmer | 02977 | Arizant / 3M Health Care | DMT Equipment Distribution - SB | Barberton | Barberton Campus | Summa Barberton Hospital | 5th Floor | 2020-02-17 | High
No | 063625 | Warming Units, Blood/Intravenous Solution | 29501 - 245 Series Ranger Blood Warmer | 075569 | Arizant / 3M Health Care | T2 - STN Intensive Care Unit (STN-ICU) | Akron | Akron City Campus | Critical Care Tower | 2nd Floor | 2023-12-12 13:19 | High
No | 063769 | Warming Units, Blood/Intravenous Solution | 29501 - 245 Series Ranger Blood Warmer | 080920 | Arizant / 3M Health Care | PACU | Akron | Akron City Campus | Akron City Hospital | 1st Floor | 2024-02-12 08:27 | High
No | 070707 | Warming Units, Blood/Intravenous Solution | 29501 - 245 Series Ranger Blood Warmer | 092038 | Arizant / 3M Health Care | Operating Room - SW | Barberton | Wadsworth Campus | Wadsworth-Rittman Medical Center | Ground Floor | 2024-11-18 | High
No | 070708 | Warming Units, Blood/Intravenous Solution | 29501 - 245 Series Ranger Blood Warmer | 066558 | Arizant / 3M Health Care | Operating Room - SW | Barberton | Wadsworth Campus | Wadsworth-Rittman Medical Center | Ground Floor | 2024-11-18 | High
No | DNA2646Q | Warming Units, Blood/Intravenous Solution | AP220NA - Astotherm Plus 220 | DNA2646Q | Futuremed America Inc | Hemodialysis | Akron | Akron City Campus | Akron City Hospital | Ground Floor | 2020-09-28 | High
No | DNA2647Q | Warming Units, Blood/Intravenous Solution | AP220NA - Astotherm Plus 220 | DNA2647Q | Futuremed America Inc | Hemodialysis | Akron | Akron City Campus | Akron City Hospital | Ground Floor | 2020-09-28 | High
No | DNA2648Q | Warming Units, Blood/Intravenous Solution | AP220NA - Astotherm Plus 220 | DNA2648Q | Futuremed America Inc | Hemodialysis | Akron | Akron City Campus | Akron City Hospital | Ground Floor | 2020-09-28 | High
No | DNA2649Q | Warming Units, Blood/Intravenous Solution | AP220NA - Astotherm Plus 220 | DNA2649Q | Futuremed America Inc | Hemodialysis | Akron | Akron City Campus | Akron City Hospital | Ground Floor | 2020-09-28 | High
No | DNA2650Q | Warming Units, Blood/Intravenous Solution | AP220NA - Astotherm Plus 220 | DNA2650Q | Futuremed America Inc | Hemodialysis | Akron | Akron City Campus | Akron City Hospital | Ground Floor | 2020-09-28 | High
No | 036919 | Warming Units, Blood/Intravenous Solution | EC770 | 673536-000 | Enthermics Medical Systems | Sameday Surgery Center - SB | Barberton | Barberton Campus | Summa Barberton Hospital | 2nd Floor | 2018-10-17 | High
No | 055536 | Warming Units, Blood/Intravenous Solution | EC770 | 525410-000 | Enthermics Medical Systems | H2 - Labor and Delivery Unit (L&D) | Akron | Akron City Campus | H Tower | 2nd Floor | 2019-07-22 | High
No | 055537 | Warming Units, Blood/Intravenous Solution | EC770 | 525412-000 | Enthermics Medical Systems | H2 - Labor and Delivery Unit (L&D) | Akron | Akron City Campus | H Tower | 2nd Floor | 2019-07-22 | High
No | 002844 | Warming Units, Blood/Intravenous Solution | H-1000 - Level 1 | 1999 0235 | Smiths Medical | H2 - Labor and Delivery Unit (L&D) | Akron | Akron City Campus | H Tower | 2nd Floor | 1999-07-22 | High
No | 014218 | Warming Units, Blood/Intravenous Solution | H-1000 - Level 1 | J02042 | Smiths Medical | H2 - Labor and Delivery Unit (L&D) | Akron | Akron City Campus | H Tower | 2nd Floor | 1998-10-27 | High
No | 014424 | Warming Units, Blood/Intravenous Solution | H-1200 - Level 1 | 2003 0043 | Smiths Medical | Emergency Department (ED) - SBH | Barberton | Barberton Campus | Summa Barberton Hospital | Ground Floor | 2004-01-08 | High
No | E02194 | Warming Units, Blood/Intravenous Solution | PrismaFlo II | E02194 | Baxter Healthcare | Hemodialysis | Akron | Akron City Campus | Akron City Hospital | Ground Floor | 2020-09-28 | High
No | E02195 | Warming Units, Blood/Intravenous Solution | PrismaFlo II | E02195 | Baxter Healthcare | Hemodialysis | Akron | Akron City Campus | Akron City Hospital | Ground Floor | 2020-09-28 | High
No | E02250 | Warming Units, Blood/Intravenous Solution | PrismaFlo II | E02250 | Baxter Healthcare | Hemodialysis | Akron | Akron City Campus | Akron City Hospital | Ground Floor | 2020-09-28 | High
No | E02251 | Warming Units, Blood/Intravenous Solution | PrismaFlo II | E02251 | Baxter Healthcare | Hemodialysis | Akron | Akron City Campus | Akron City Hospital | Ground Floor | 2020-09-28 | High
No | E02252 | Warming Units, Blood/Intravenous Solution | PrismaFlo II | E02252 | Baxter Healthcare | Hemodialysis | Akron | Akron City Campus | Akron City Hospital | Ground Floor | 2020-09-28 | High
No | E02369 | Warming Units, Blood/Intravenous Solution | PrismaFlo II | E02369 | Baxter Healthcare | Hemodialysis | Akron | Akron City Campus | Akron City Hospital | Ground Floor | 2020-09-28 | High
No | E02387 | Warming Units, Blood/Intravenous Solution | PrismaFlo II | E02387 | Baxter Healthcare | Hemodialysis | Akron | Akron City Campus | Akron City Hospital | Ground Floor | 2020-09-28 | High
No | E02431 | Warming Units, Blood/Intravenous Solution | PrismaFlo II | E02431 | Baxter Healthcare | Hemodialysis | Akron | Akron City Campus | Akron City Hospital | Ground Floor | 2020-09-28 | High
No | E04511 | Warming Units, Blood/Intravenous Solution | PrismaFlo II | E04511 | Baxter Healthcare | Hemodialysis | Akron | Akron City Campus | Akron City Hospital | Ground Floor | 2020-09-28 | High
No | E04561 | Warming Units, Blood/Intravenous Solution | PrismaFlo II | E04561 | Baxter Healthcare | Hemodialysis | Akron | Akron City Campus | Akron City Hospital | Ground Floor | 2020-09-28 | High
No | 014947 | Warming Units, Gel | 82-03-A | 07103L10204T | Parker Labs | IMG Medina Imaging | Barberton | Medina Campus | Medina Medical Center | 1st Floor | 2010-11-03 | Low
No | 014948 | Warming Units, Gel | 82-03-A | 07103L09863T | Parker Labs | IMG Medina Imaging | Barberton | Medina Campus | Medina Medical Center | 1st Floor | 2010-11-03 | Low
No | 017198 | Warming Units, Gel | 82-03-A | 10297-122 | Parker Labs | SCI - Noninvasive Cardio Service | Akron | Akron City Campus | Akron City Hospital | Ground Floor | 2002-10-28 | Low
No | 017205 | Warming Units, Gel | 82-03-A | 01310-58 | Parker Labs | SCI - Noninvasive Cardio Service | Akron | Akron City Campus | Akron City Hospital | Ground Floor | 2002-10-29 | Low
No | 017336 | Warming Units, Gel | 82-03-A | 01310-118 | Parker Labs | SCI - Noninvasive Cardio Service | Akron | Akron City Campus | Akron City Hospital | Ground Floor | 2003-06-30 | Low
No | 018110 | Warming Units, Gel | 82-03-A | 04288-029 | Parker Labs | SCI - Noninvasive Cardio Service | Akron | Akron City Campus | Akron City Hospital | Ground Floor | 1996-08-10 | Low
No | 058059 | Warming Units, Gel | 82-03-A | 285305BE12 | Parker Labs | Barberton OB/GYN | Barberton | Barberton Campus | Tuscora Park Pavilion | Ground Floor | 2019-09-04 | Low
No | 058510 | Warming Units, Gel | 82-03-A | 224309BD12 | Parker Labs | SCI - Noninvasive Cardio Service | Akron | Akron City Campus | Akron City Hospital | Ground Floor | 2019-11-19 | Low
No | 013074 | Warming Units, Gel | 82-04 - Ultrasound Gel Warmer | 002295 | Parker Labs | SCI - Noninvasive Vascular | Akron | Akron City Campus | Akron City Hospital | Ground Floor | 1999-12-03 | Low
No | 018913 | Warming Units, Gel | 82-04 - Ultrasound Gel Warmer | 03449 | Parker Labs | SCI - Noninvasive Cardio Service | Akron | Akron City Campus | Akron City Hospital | Ground Floor | 2003-07-28 | Low
No | 020488 | Warming Units, Gel | 82-04 - Ultrasound Gel Warmer | 07721 | Parker Labs | IMG Health Ctr - Western Reserve | Akron | Hudson Campus | Hudson Medical Center |  | 2006-01-16 | Low
No | 022142 | Warming Units, Gel | 82-04 - Ultrasound Gel Warmer | 07919 | Parker Labs | Summa Radiology / State Road CF | Akron | Cuyahoga Falls Campus | Cuyahoga Falls Medical Center | Ground Floor | 2007-06-07 | Low
No | 043249 | Warming Units, Gel | 82-04 - Ultrasound Gel Warmer | 287305BE12 | Parker Labs | Medina OB/GYN | Barberton | Medina Campus | Medina Medical Center | 2nd Floor | 2023-08-25 13:55 | Low
No | 029857 | Warming Units, Gel | 83-03 | 071510BD11 | Parker Labs | Ultrasound | Akron | Akron City Campus | Akron City Hospital | Ground Floor | 2017-10-05 | Low
No | 029858 | Warming Units, Gel | 83-03 | 038510BD11 | Parker Labs | Ultrasound | Akron | Akron City Campus | Akron City Hospital | Ground Floor | 2017-10-05 | Low
No | 029859 | Warming Units, Gel | 83-03 | 043510BD11 | Parker Labs | Ultrasound | Akron | Akron City Campus | Akron City Hospital | Ground Floor | 2017-10-05 | Low
No | 029860 | Warming Units, Gel | 83-03 | 068510BD11 | Parker Labs | Ultrasound | Akron | Akron City Campus | Akron City Hospital | Ground Floor | 2017-10-05 | Low
No | 029861 | Warming Units, Gel | 83-03 | 005510BD11 | Parker Labs | Ultrasound | Akron | Akron City Campus | Akron City Hospital | Ground Floor | 2017-10-05 | Low
No | 029862 | Warming Units, Gel | 83-03 | 062510BD11 | Parker Labs | SCI - Noninvasive Vascular | Akron | Akron City Campus | Akron City Hospital | Ground Floor | 2017-10-05 | Low
No | 029863 | Warming Units, Gel | 83-03 | 063510BD11 | Parker Labs | SCI - Noninvasive Vascular | Akron | Akron City Campus | Akron City Hospital | Ground Floor | 2017-10-05 | Low
No | 029864 | Warming Units, Gel | 83-03 | 061510BD11 | Parker Labs | SCI - Noninvasive Vascular | Akron | Akron City Campus | Akron City Hospital | Ground Floor | 2017-10-05 | Low
No | 029865 | Warming Units, Gel | 83-03 | 079510BD11 | Parker Labs | Summa Radiology / State Road CF | Akron | Cuyahoga Falls Campus | Cuyahoga Falls Medical Center | Ground Floor | 2017-10-05 | Low
No | 029866 | Warming Units, Gel | 83-03 | 073512BD11 | Parker Labs | IMG Summa Health Ctr - White Pond | Barberton | White Pond Campus | White Pond Medical Center | 1st Floor | 2017-10-05 | Low
No | 029867 | Warming Units, Gel | 83-03 | 022510BD11 | Parker Labs | IMG Green MOB | Barberton | Green Campus | Green Medical Center | Ground Floor | 2017-10-05 | Low
No | 029868 | Warming Units, Gel | 83-03 | 078510BD11 | Parker Labs | IMG Green ED Imaging | Barberton | Green Campus | Green Medical Center | Ground Floor | 2017-10-05 | Low
No | 029869 | Warming Units, Gel | 83-03 | 103507BE11 | Parker Labs | IMG Green MOB | Barberton | Green Campus | Green Medical Center | Ground Floor | 2017-10-05 | Low
No | 029870 | Warming Units, Gel | 83-03 | 040510BD11 | Parker Labs | SCI - Noninvasive Vascular | Akron | Akron City Campus | Akron City Hospital | Ground Floor | 2017-10-05 | Low
No | 029871 | Warming Units, Gel | 83-03 | 070510BD11 | Parker Labs | SCI - Noninvasive Vascular | Akron | Akron City Campus | Akron City Hospital | Ground Floor | 2017-10-05 | Low
No | 029872 | Warming Units, Gel | 83-03 | 023510BD11 | Parker Labs | Maternal Fetal Medicine | Akron | Akron City Campus | 75 Arch | 1st Floor | 2017-10-05 | Low
No | 029873 | Warming Units, Gel | 83-03 | 021510BD11 | Parker Labs | Maternal Fetal Medicine | Akron | Akron City Campus | 75 Arch | 1st Floor | 2017-10-05 | Low
No | 029874 | Warming Units, Gel | 83-03 | 128512BD11 | Parker Labs | Maternal Fetal Medicine | Akron | Akron City Campus | 75 Arch | 1st Floor | 2017-10-05 | Low
No | 029875 | Warming Units, Gel | 83-03 | 156512BD11 | Parker Labs | Maternal Fetal Medicine | Akron | Akron City Campus | 75 Arch | 1st Floor | 2017-10-05 | Low
No | 029876 | Warming Units, Gel | 83-03 | 042510BD11 | Parker Labs | SCI - Noninvasive Cardio Service | Akron | Akron City Campus | Akron City Hospital | Ground Floor | 2017-10-05 | Low
No | 029877 | Warming Units, Gel | 83-03 | 066510BD11 | Parker Labs | SCI - Noninvasive Cardio Service | Akron | Akron City Campus | Akron City Hospital | Ground Floor | 2017-10-05 | Low
No | 029878 | Warming Units, Gel | 83-03 | 080510BD11 | Parker Labs | IMG Health Ctr - Western Reserve | Akron | Hudson Campus | Hudson Medical Center |  | 2017-10-05 | Low
No | 029880 | Warming Units, Gel | 83-03 | 079506BE11 | Parker Labs | IMG Green ED Imaging | Barberton | Green Campus | Green Medical Center | Ground Floor | 2017-10-05 | Low
No | 029882 | Warming Units, Gel | 83-03 | 008510BD11 | Parker Labs | Ultrasound - SW | Barberton | Wadsworth Campus | Wadsworth-Rittman Medical Center | 1st Floor | 2018-01-03 | Low
No | 029883 | Warming Units, Gel | 83-03 | 072510BD11 | Parker Labs | Ultrasound - SW | Barberton | Wadsworth Campus | Wadsworth-Rittman Medical Center | 1st Floor | 2018-01-03 | Low
No | 029889 | Warming Units, Gel | 83-03 | 059510BD11 | Parker Labs | IMG Medina Imaging | Barberton | Medina Campus | Medina Medical Center | 1st Floor | 2017-10-11 | Low
No | 029890 | Warming Units, Gel | 83-03 | 060510BD11 | Parker Labs | IMG Medina Imaging | Barberton | Medina Campus | Medina Medical Center | 1st Floor | 2017-10-11 | Low
No | 029891 | Warming Units, Gel | 83-03 | 024510BD11 | Parker Labs | IMG Medina Imaging | Barberton | Medina Campus | Medina Medical Center | 1st Floor | 2017-10-11 | Low
No | 032485 | Warming Units, Gel | 83-03 | 191507BG11 | Parker Labs | SCI - Noninvasive Cardio Service | Akron | Akron City Campus | Akron City Hospital | Ground Floor | 2017-01-23 | Low
No | 033950 | Warming Units, Gel | 83-03 | n/a | Parker Labs | SHMG OB/GYN - Cuyahoga Falls | Akron | Cuyahoga Falls Campus | Cuyahoga Falls Medical Center | Ground Floor | 2021-05-20 | Low
No | 052612 | Warming Units, Gel | 83-03 | 041510BD11 | Parker Labs | SCI - Noninvasive Vascular | Akron | Akron City Campus | Akron City Hospital | Ground Floor | 2017-09-27 | Low
No | 052613 | Warming Units, Gel | 83-03 | 044510BD11 | Parker Labs | SCI - Noninvasive Vascular | Akron | Akron City Campus | Akron City Hospital | Ground Floor | 2017-09-27 | Low
No | 052615 | Warming Units, Gel | 83-03 | 067510BD11 | Parker Labs | SCI - Noninvasive Vascular | Akron | Akron City Campus | Akron City Hospital | Ground Floor | 2017-09-27 | Low
No | 052631 | Warming Units, Gel | 83-03 | 007510BD11 | Parker Labs | SCI - Noninvasive Vascular | Akron | Akron City Campus | Akron City Hospital | Ground Floor | 2017-11-20 | Low
No | 052740 | Warming Units, Gel | 83-03 | 167507BG11 | Parker Labs | SCI - Noninvasive Cardio Service | Akron | Akron City Campus | Akron City Hospital | Ground Floor | 2018-11-20 | Low
No | 056467 | Warming Units, Gel | 83-03 | 142502BJ11 | Parker Labs | IMG Medina Imaging | Barberton | Medina Campus | Medina Medical Center | 1st Floor | 2019-08-06 | Low
No | 058542 | Warming Units, Gel | 83-03 | 070509BJ11 | Parker Labs | SCI - Noninvasive Cardio Service | Akron | Akron City Campus | Akron City Hospital | Ground Floor | 2020-02-06 | Low
No | 058543 | Warming Units, Gel | 83-03 | 076509BJ11 | Parker Labs | SCI - Noninvasive Cardio Service | Akron | Akron City Campus | Akron City Hospital | Ground Floor | 2020-02-06 | Low
No | 058544 | Warming Units, Gel | 83-03 | 069509BJ11 | Parker Labs | SCI - Noninvasive Cardio Service | Akron | Akron City Campus | Akron City Hospital | Ground Floor | 2020-02-06 | Low
No | 058545 | Warming Units, Gel | 83-03 | 075509BJ11 | Parker Labs | SCI - Noninvasive Cardio Service | Akron | Akron City Campus | Akron City Hospital | Ground Floor | 2020-02-06 | Low
No | 058546 | Warming Units, Gel | 83-03 | 074509BJ11 | Parker Labs | SCI - Noninvasive Cardio Service | Akron | Akron City Campus | Akron City Hospital | Ground Floor | 2020-02-06 | Low
No | 058657 | Warming Units, Gel | 83-03 | 050506BJ11 | Parker Labs | SCI - Noninvasive Cardio Service | Akron | Akron City Campus | Akron City Hospital | Ground Floor | 2020-01-13 | Low
No | 058809 | Warming Units, Gel | 83-03 | 069510BD11 | Parker Labs | ECHO | Barberton | Wadsworth Campus | Wadsworth-Rittman Medical Center | 1st Floor | 2020-06-19 | Low
No | 058818 | Warming Units, Gel | 83-03 | 186509BJ11 | Parker Labs | SCI - Noninvasive Vascular | Akron | Akron City Campus | Akron City Hospital | Ground Floor | 2020-08-05 | Low
No | 058819 | Warming Units, Gel | 83-03 | 174502CA11 | Parker Labs | Ultrasound | Akron | Akron City Campus | Akron City Hospital | Ground Floor | 2020-10-08 | Low
No | 058820 | Warming Units, Gel | 83-03 | 173502CA11 | Parker Labs | Ultrasound | Akron | Akron City Campus | Akron City Hospital | Ground Floor | 2020-10-08 | Low
No | 058821 | Warming Units, Gel | 83-03 | 080502CA11 | Parker Labs | Ultrasound | Akron | Akron City Campus | Akron City Hospital | Ground Floor | 2020-11-04 | Low
No | 058822 | Warming Units, Gel | 83-03 | 079502CA11 | Parker Labs | Ultrasound | Akron | Akron City Campus | Akron City Hospital | Ground Floor | 2020-11-04 | Low
No | 058883 | Warming Units, Gel | 83-03 | 067501BE11 | Parker Labs | Breast Center | Akron | Akron City Campus | H Tower | Ground Floor | 2020-08-11 | Low
No | 058884 | Warming Units, Gel | 83-03 | 107507BI11 | Parker Labs | Breast Center | Akron | Akron City Campus | H Tower | Ground Floor | 2020-08-11 | Low
No | 058885 | Warming Units, Gel | 83-03 | 065501BE11 | Parker Labs | Breast Center | Akron | Akron City Campus | H Tower | Ground Floor | 2020-08-11 | Low
No | 059537 | Warming Units, Gel | 83-03 | 046510BD11 | Parker Labs | Ultrasound - SB | Barberton | Barberton Campus | Summa Barberton Hospital | Ground Floor | 2021-04-07 | Low
No | 059538 | Warming Units, Gel | 83-03 | 048510BD11 | Parker Labs | Ultrasound - SB | Barberton | Barberton Campus | Summa Barberton Hospital | Ground Floor | 2021-04-07 | Low
No | 060081 | Warming Units, Gel | 83-03 | 122510bg11 | Parker Labs | SHMG OB/GYN - Green | Barberton | Green Campus | Green Physician Office Building | 1st Floor | 2021-01-22 | Low
No | 060592 | Warming Units, Gel | 83-03 | 026508BJ11 | Parker Labs | SHMG OB/GYN - Stow | Akron | Stow-Kent Campus | Stow-Kent Medical Center | 2nd Floor | 2021-08-02 | Low
No | 060593 | Warming Units, Gel | 83-03 | 201505BJ11 | Parker Labs | SCI-CV Testing Center - Stow | Akron | Stow-Kent Campus | Stow-Kent Medical Center | 1st Floor | 2021-08-02 | Low
No | 062467 | Warming Units, Gel | 83-03 | 349508CB11 | Parker Labs | SCI-Cardio Rootstown | Akron | Rootstown Campus | Rootstown Medical Center | Ground Floor | 2022-12-05 | Low
No | 062471 | Warming Units, Gel | 83-03 | 350508CB11 | Parker Labs | SCI-Cardio Rootstown | Akron | Rootstown Campus | Rootstown Medical Center | Ground Floor | 2022-12-05 | Low
No | 063153 | Warming Units, Gel | 83-03 | 025508BJ11 | Parker Labs | SCI-CV Testing Center - Stow | Akron | Stow-Kent Campus | Stow-Kent Medical Center | 1st Floor | 2021-08-02 | Low
No | 063154 | Warming Units, Gel | 83-03 | 004503CB11 | Parker Labs | Ultrasound | Akron | Akron City Campus | Akron City Hospital | Ground Floor | 2017-10-05 | Low
No | 064079 | Warming Units, Gel | 83-03 | 078502CA11 | Parker Labs | Emergency Department (ED) - ACH | Akron | Akron City Campus | Akron City Hospital | Ground Floor | 2020-11-04 | Low
No | 064737 | Warming Units, Gel | 83-03 | 140512CC11 | Parker Labs | SCI - Noninvasive Vascular | Akron | Akron City Campus | 95 Arch | 3rd Floor | 2020-08-05 | Low
No | 070153 | Warming Units, Gel | 83-03 | 045503CD11 | Parker Labs | IMG Green ED Imaging | Barberton | Green Campus | Green Medical Center | Ground Floor | 2023-08-07 07:17 | Low
No | 011705 | Warming Units, Gel | EBW2 - Ultrasound Gel Warmer | 6283 | Whitehall Manufacturing | Summa Radiology / State Road CF | Akron | Cuyahoga Falls Campus | Cuyahoga Falls Medical Center | Ground Floor | 2002-01-17 | Low
No | 058473 | Warming Units, Gel | GW108 - Ideal Warmer | 0615177 | Ideal Products | Summa Rehab Hospital | Akron | Akron City Campus | Summa Rehab Hospital |  | 2019-10-30 | Low
No | 017204 | Warming Units, Gel | GW2E - Ultrasound Gel Warmer | 3308 | Echowarm | SCI - Noninvasive Cardio Service | Akron | Akron City Campus | Akron City Hospital | Ground Floor | 2002-10-29 | Low
No | 034378 | Warming Units, Gel | GW2E - Ultrasound Gel Warmer | 0115168 | Echowarm | REHAB YMCA | Akron | Akron City Campus | Kohl Family YMCA at University Park |  | 2015-03-06 | Low
No | 036914 | Warming Units, Multipurpose | 4347BW3072G - Medichoice Blanket Warmer | 20125165 | Owens & Minor | Emergency Department (ED) - SBH | Barberton | Barberton Campus | Summa Barberton Hospital | Ground Floor | 2018-10-17 | Low
No | 037677 | Warming Units, Multipurpose | 4347BW3072G - Medichoice Blanket Warmer | 20125263 | Owens & Minor | Emergency Department (ED) - SBH | Barberton | Barberton Campus | Summa Barberton Hospital | Ground Floor | 2019-06-01 | Low
No | 043219 | Warming Units, Multipurpose | 4347BW3072G - Medichoice Blanket Warmer | 20125069 | Owens & Minor | Emergency Department (ED) - Green | Barberton | Green Campus | Green Medical Center | Ground Floor | 2023-03-07 10:01 | Low
No | 051243 | Warming Units, Multipurpose | 4347BW3072G - Medichoice Blanket Warmer | 200903780 | Owens & Minor | Emergency Department (ED) - ACH | Akron | Akron City Campus | Akron City Hospital | Ground Floor | 2020-06-23 | Low
No | 051244 | Warming Units, Multipurpose | 4347BW3072G - Medichoice Blanket Warmer | 201104711 | Owens & Minor | Emergency Department (ED) - ACH | Akron | Akron City Campus | Akron City Hospital | Ground Floor | 2020-06-23 | Low
No | 051245 | Warming Units, Multipurpose | 4347BW3072G - Medichoice Blanket Warmer | 201004595 | Owens & Minor | Emergency Department (ED) - ACH | Akron | Akron City Campus | Akron City Hospital | Ground Floor | 2020-06-23 | Low
No | 051246 | Warming Units, Multipurpose | 4347BW3072G - Medichoice Blanket Warmer | 201104714 | Owens & Minor | Emergency Department (ED) - ACH | Akron | Akron City Campus | Akron City Hospital | Ground Floor | 2020-06-23 | Low
No | 052728 | Warming Units, Multipurpose | 4347BW3072G - Medichoice Blanket Warmer | 20125098 | Owens & Minor | 6 West - Acute Care of the Elderly (ACE) Unit | Akron | Akron City Campus | Akron City Hospital | 6th Floor | 2018-11-13 | Low
No | 070183 | Warming Units, Multipurpose | 4347BW3072G - Medichoice Blanket Warmer | 201104704 | Owens & Minor | Radiation Therapy - Akron | Akron | Akron City Campus | Cooper Cancer Center | Ground Floor | 2018-10-17 | Low
No | 002342 | Warming Units, Multipurpose | 7921D - Warmer, Cabinet | 2019090807 | Blickman | SCI-Cardiology Prep & Recovery | Akron | Akron City Campus | Akron City Hospital | 1st Floor | 1996-05-09 | Low
No | 036915 | Warming Units, Multipurpose | 7921MG Blanket Warmer | Unknown | Blickman | Clinical Decision Unit (CDU) - SBH | Barberton | Barberton Campus | Summa Barberton Hospital | Ground Floor | 2018-10-17 | Low
No | 057570 | Warming Units, Multipurpose | 7921MG Blanket Warmer | 091808-708 | Blickman | Outpatient Oncology - Akron | Akron | Akron City Campus | Cooper Cancer Center |  | 2019-06-21 | Low
No | 036770 | Warming Units, Multipurpose | 7922MG - 7922Mg Blanket Warmer | 030107-705 | Blickman | Radiation Therapy - SB | Barberton | Barberton Campus | Parkview Pavilion | Ground Floor | 2018-10-17 | Low
No | 036921 | Warming Units, Multipurpose | 7922SSD - 7922Ssd Warmer | 93410-16 | Blickman | Operating Room - SB | Barberton | Barberton Campus | Summa Barberton Hospital | 2nd Floor | 2018-10-17 | Low
No | 036923 | Warming Units, Multipurpose | 7922TG - 7922Tg Blanket Warmer | J110103269 | Blickman | Operating Room - SB | Barberton | Barberton Campus | Summa Barberton Hospital | 2nd Floor | 2018-10-17 | Low
No | 052738 | Warming Units, Multipurpose | 7924MG - 7924Mg Blanket Warmer | 052907-709 | Blickman | Operating Room | Akron | Akron City Campus | Akron City Hospital | 1st Floor | 2018-11-12 | Low
No | 036917 | Warming Units, Multipurpose | 7925MG Blanket Warmer | 012706-705 | Blickman | Endoscopy - SB | Barberton | Barberton Campus | Summa Barberton Hospital | 2nd Floor | 2018-10-17 | Low
No | 037613 | Warming Units, Multipurpose | 7925MG Blanket Warmer | 102604-03 | Blickman | Intensive Care Unit (ICU) - SB | Barberton | Barberton Campus | Summa Barberton Hospital | 2nd Floor | 2018-10-17 | Low
No | 031202 | Warming Units, Multipurpose | 7927TG - 7927Tg Blanket Warmer | K120205546 | Blickman | Summa Rehab Hospital | Akron | Akron City Campus | Summa Rehab Hospital |  | 2012-02-09 | Low
No | 036922 | Warming Units, Multipurpose | 7927TG - 7927Tg Blanket Warmer | 1110103264 | Blickman | Operating Room - SB | Barberton | Barberton Campus | Summa Barberton Hospital | 2nd Floor | 2018-10-17 | Low
No | 038766 | Warming Units, Multipurpose | BW2000S - Bw2000S | 02880 | Intermetro Industries Corp | Sameday Surgery Center - SW | Barberton | Wadsworth Campus | Wadsworth-Rittman Medical Center | 1st Floor | 2020-10-05 | Low
No | 038913 | Warming Units, Multipurpose | DC350 - Warmright Blanket Warmer | 2794976-000 | Enthermics Medical Systems | 4 South - Medical/Surgical Unit (MSU) - SB | Barberton | Barberton Campus | Summa Barberton Hospital | 4th Floor | 2020-11-12 | Low
No | 060926 | Warming Units, Multipurpose | DC350 - Warmright Blanket Warmer | 3017791-1 | Enthermics Medical Systems | POP - Private Out Patient | Akron | Akron City Campus | Akron City Hospital | Ground Floor | 2021-09-28 | Low
No | 039906 | Warming Units, Multipurpose | DJ04012433111 - DJ04 Amsco Warming Cabinet | 0405924031 | Steris | Endoscopy - SW | Barberton | Wadsworth Campus | Wadsworth-Rittman Medical Center | 1st Floor | 2024-04-02 | Low
No | 043926 | Warming Units, Multipurpose | DJ050124332 - DJ05 Amsco Warming Cabinet | 0426610086 | Steris | Medina ASC | Barberton | Medina Campus | Medina Medical Center | 1st Floor | 2021-11-15 | Low
No | 043927 | Warming Units, Multipurpose | DJ050124332 - DJ05 Amsco Warming Cabinet | 0426610085 | Steris | Medina ASC | Barberton | Medina Campus | Medina Medical Center | 1st Floor | 2021-11-11 | Low
No | 039728 | Warming Units, Multipurpose | DSW1AE-18 - Cmp Solution/Blanket Warming Cabinet | 6-2176 | Continental Metal Products (CMP) | 1 West - Joint Center of Excellence (COE) | Barberton | Barberton Campus | Summa Barberton Hospital | 1st Floor | 2022-03-21 | Low
No | 055799 | Warming Units, Multipurpose | DSW1AE-18 - Cmp Solution/Blanket Warming Cabinet | 6-2194 | Continental Metal Products (CMP) | H2 - Labor and Delivery Unit (L&D) | Akron | Akron City Campus | H Tower | 2nd Floor | 2020-06-12 | Low
No | 055800 | Warming Units, Multipurpose | DSW1AE-18 - Cmp Solution/Blanket Warming Cabinet | Unknown | Continental Metal Products (CMP) | H2 - Perinatal Unit | Akron | Akron City Campus | H Tower | 2nd Floor | 2020-06-12 | Low
No | 056600 | Warming Units, Multipurpose | DSW1AE-18 - Cmp Solution/Blanket Warming Cabinet | 6-2198 | Continental Metal Products (CMP) | H6 - Surgical Progressive Care Unit (PCU) | Akron | Akron City Campus | H Tower | 6th Floor | 2019-05-06 | Low
No | 056697 | Warming Units, Multipurpose | DSW1AE-18 - Cmp Solution/Blanket Warming Cabinet | 6-2191 | Continental Metal Products (CMP) | H6 - Surgical Progressive Care Unit (PCU) | Akron | Akron City Campus | H Tower | 6th Floor | 2019-05-06 | Low
No | 056907 | Warming Units, Multipurpose | DSW1AE-18 - Cmp Solution/Blanket Warming Cabinet | 6-2196 | Continental Metal Products (CMP) | H5 - Medical/Surgical Unit (MSU) | Akron | Akron City Campus | H Tower | 5th Floor | 2019-05-06 | Low
No | 056908 | Warming Units, Multipurpose | DSW1AE-18 - Cmp Solution/Blanket Warming Cabinet | 6-2193 | Continental Metal Products (CMP) | H5 - Medical/Surgical Unit (MSU) | Akron | Akron City Campus | H Tower | 5th Floor | 2019-05-06 | Low
No | 057055 | Warming Units, Multipurpose | DSW1AE-18 - Cmp Solution/Blanket Warming Cabinet | 6-2187 | Continental Metal Products (CMP) | H2 - Labor and Delivery Unit (L&D) | Akron | Akron City Campus | H Tower | 2nd Floor | 2019-06-18 | Low
No | 057268 | Warming Units, Multipurpose | DSW1AE-18 - Cmp Solution/Blanket Warming Cabinet | 6-2188 | Continental Metal Products (CMP) | SCI-Heart Rhythm Services | Akron | Akron City Campus | Akron City Hospital | 1st Floor | 2019-05-10 | Low
No | 057269 | Warming Units, Multipurpose | DSW1AE-18 - Cmp Solution/Blanket Warming Cabinet | 6-2192 | Continental Metal Products (CMP) | Sameday Surgery Center | Akron | Akron City Campus | H Tower | 1st Floor | 2019-05-10 | Low
No | 057270 | Warming Units, Multipurpose | DSW1AE-18 - Cmp Solution/Blanket Warming Cabinet | 6-2197 | Continental Metal Products (CMP) | Sameday Surgery Center | Akron | Akron City Campus | H Tower | 1st Floor | 2019-05-10 | Low
No | 057271 | Warming Units, Multipurpose | DSW1AE-18 - Cmp Solution/Blanket Warming Cabinet | 6-2190 | Continental Metal Products (CMP) | Sameday Surgery Center | Akron | Akron City Campus | H Tower | 1st Floor | 2019-05-10 | Low
No | 057475 | Warming Units, Multipurpose | DSW1AE-18 - Cmp Solution/Blanket Warming Cabinet | 6-2195 | Continental Metal Products (CMP) | Breast Center | Akron | Akron City Campus | H Tower | Ground Floor | 2019-05-28 | Low
No | 028239 | Warming Units, Multipurpose | DSW2AE-2-24 - CMP Solution/Blanket Warming Cabinet | 6-2337 | Continental Metal Products (CMP) | 5 West - Cardiac Progressive Care Unit (PCU) | Akron | Akron City Campus | Akron City Hospital | 5th Floor | 2019-09-11 | Low
No | 036920 | Warming Units, Multipurpose | DSW2AE-2-24 - CMP Solution/Blanket Warming Cabinet | 6-2383 | Continental Metal Products (CMP) | Sameday Surgery Center - SB | Barberton | Barberton Campus | Summa Barberton Hospital | 2nd Floor | 2019-02-07 | Low
No | 055801 | Warming Units, Multipurpose | DSW2AE-2-24 - CMP Solution/Blanket Warming Cabinet | 6-2335 | Continental Metal Products (CMP) | H2 - Labor and Delivery Unit (L&D) | Akron | Akron City Campus | H Tower | 2nd Floor | 2019-06-17 | Low
No | 057023 | Warming Units, Multipurpose | DSW2AE-2-24 - CMP Solution/Blanket Warming Cabinet | 6-2353 | Continental Metal Products (CMP) | H2 - Labor and Delivery Unit (L&D) | Akron | Akron City Campus | H Tower | 2nd Floor | 2019-06-17 | Low
No | 057024 | Warming Units, Multipurpose | DSW2AE-2-24 - CMP Solution/Blanket Warming Cabinet | 6-2351 | Continental Metal Products (CMP) | H2 - Labor and Delivery Unit (L&D) | Akron | Akron City Campus | H Tower | 2nd Floor | 2019-06-17 | Low
No | 057058 | Warming Units, Multipurpose | DSW2AE-2-24 - CMP Solution/Blanket Warming Cabinet | 6-2352 | Continental Metal Products (CMP) | Operating Room | Akron | Akron City Campus | Akron City Hospital | 1st Floor | 2019-05-28 | Low
No | 057059 | Warming Units, Multipurpose | DSW2AE-2-24 - CMP Solution/Blanket Warming Cabinet | 6-2358 | Continental Metal Products (CMP) | Operating Room | Akron | Akron City Campus | Akron City Hospital | 1st Floor | 2019-05-28 | Low
No | 057061 | Warming Units, Multipurpose | DSW2AE-2-24 - CMP Solution/Blanket Warming Cabinet | 6-2357 | Continental Metal Products (CMP) | Operating Room | Akron | Akron City Campus | Akron City Hospital | 1st Floor | 2019-05-28 | Low
No | 057062 | Warming Units, Multipurpose | DSW2AE-2-24 - CMP Solution/Blanket Warming Cabinet | 6-2356 | Continental Metal Products (CMP) | Operating Room | Akron | Akron City Campus | Akron City Hospital | 1st Floor | 2019-05-28 | Low
No | 057073 | Warming Units, Multipurpose | DSW2AE-2-24 - CMP Solution/Blanket Warming Cabinet | 6-2598 | Continental Metal Products (CMP) | 4 West - CPI Progressive Care Unit (CPI-PCU) | Akron | Akron City Campus | Akron City Hospital | 4th Floor | 2019-06-26 | Low
No | 057182 | Warming Units, Multipurpose | DSW2AE-2-24 - CMP Solution/Blanket Warming Cabinet | 6-2354 | Continental Metal Products (CMP) | H2 - Labor and Delivery Unit (L&D) | Akron | Akron City Campus | H Tower | 2nd Floor | 2019-06-26 | Low
No | 057599 | Warming Units, Multipurpose | DSW2AE-2-24 - CMP Solution/Blanket Warming Cabinet | 6-2339 | Continental Metal Products (CMP) | H2 - Labor and Delivery Unit (L&D) | Akron | Akron City Campus | H Tower | 2nd Floor | 2020-07-10 | Low
No | 058569 | Warming Units, Multipurpose | DSW2AE-2-24 - CMP Solution/Blanket Warming Cabinet | 6-2336 | Continental Metal Products (CMP) | SCI - Noninvasive Cardio Service | Akron | Akron City Campus | Akron City Hospital | Ground Floor | 2020-01-07 | Low
No | 059899 | Warming Units, Multipurpose | DSW2AE-2-24 - CMP Solution/Blanket Warming Cabinet | 6-2231 | Continental Metal Products (CMP) | 3 North - Epilepsy Monitoring Unit (EMU) | Akron | Akron City Campus | Akron City Hospital | 3rd Floor | 2021-03-26 | Low
No | 061555 | Warming Units, Multipurpose | DSW2AE-2-24 - CMP Solution/Blanket Warming Cabinet | 6-2710 | Continental Metal Products (CMP) | Angiography | Akron | Akron City Campus | Akron City Hospital | 2nd Floor | 2022-01-10 | Low
No | 061556 | Warming Units, Multipurpose | DSW2AE-2-24 - CMP Solution/Blanket Warming Cabinet | 6-2711 | Continental Metal Products (CMP) | Angiography | Akron | Akron City Campus | Akron City Hospital | 2nd Floor | 2022-01-10 | Low
No | 062268 | Warming Units, Multipurpose | DSW2AE-2-24 - CMP Solution/Blanket Warming Cabinet | 6-2218 | Continental Metal Products (CMP) | Infusion Center - Stow | Akron | Stow-Kent Campus | Stow-Kent Medical Center | 1st Floor | 2023-01-27 07:10 | Low
No | 063143 | Warming Units, Multipurpose | DSW2AE-2-24 - CMP Solution/Blanket Warming Cabinet | 6-2712 | Continental Metal Products (CMP) | 7 West - Respiratory Unit | Akron | Akron City Campus | Akron City Hospital | 7th Floor | 2019-06-26 | Low
No | 064759 | Warming Units, Multipurpose | DSW2AE-2-24 - CMP Solution/Blanket Warming Cabinet | 6-4120 | Continental Metal Products (CMP) | Emergency Department (ED) - ACH | Akron | Akron City Campus | Akron City Hospital | Ground Floor | 2024-11-06 10:52 | Low
No | 070527 | Warming Units, Multipurpose | DSW2AE-2-24 - CMP Solution/Blanket Warming Cabinet | 6-4107 | Continental Metal Products (CMP) | Sameday Surgery Center - SW | Barberton | Wadsworth Campus | Summa Barberton Hospital | 1st Floor | 2024-04-12 | Low
No | 056291 | Warming Units, Multipurpose | DSW3AE-18 - CMP Solution/Blanket Warming Cabinet | 6--2591 | Continental Metal Products (CMP) | H4 - Mother/Baby Unit | Akron | Akron City Campus | H Tower | 4th Floor | 2020-08-03 | Low
No | 056292 | Warming Units, Multipurpose | DSW3AE-18 - CMP Solution/Blanket Warming Cabinet | 6-2596 | Continental Metal Products (CMP) | Clinical Decision Unit (CDU) - ACH | Akron | Akron City Campus | H Tower | Ground Floor | 2019-07-01 | Low
No | 057017 | Warming Units, Multipurpose | DSW3AE-18 - CMP Solution/Blanket Warming Cabinet | 6-2599 | Continental Metal Products (CMP) | 5 East - Observation Unit | Akron | Akron City Campus | Akron City Hospital | 5th Floor | 2019-05-28 | Low
No | 057183 | Warming Units, Multipurpose | DSW3AE-18 - CMP Solution/Blanket Warming Cabinet | 6-2354 | Continental Metal Products (CMP) | 5 East - Observation Unit | Akron | Akron City Campus | Akron City Hospital | 5th Floor | 2019-05-28 | Low
No | 062370 | Warming Units, Multipurpose | DSW3AE-18 - CMP Solution/Blanket Warming Cabinet | 6-2576 | Continental Metal Products (CMP) | 4 East - Detox Unit | Akron | Akron City Campus | Akron City Hospital | 4th Floor | 2022-10-03 | Low
No | 062712 | Warming Units, Multipurpose | DSW3AE-18 - CMP Solution/Blanket Warming Cabinet | 6-2550 | Continental Metal Products (CMP) | Interventional Psychiatry | Akron | Akron City Campus | Akron City Hospital | 2nd Floor | 2023-01-24 09:22 | Low
No | 062913 | Warming Units, Multipurpose | DSW3AE-18 - CMP Solution/Blanket Warming Cabinet | 6-2171 | Continental Metal Products (CMP) | BHP 4 - Geropsych Unit | Akron | Akron City Campus | Juve Family BH Pavillion | 4th Floor | 2023-01-24 14:31 | Low
No | 063784 | Warming Units, Multipurpose | DSW3AE-18 - CMP Solution/Blanket Warming Cabinet | 6-2505 | Continental Metal Products (CMP) | Infusion Center - Stow | Akron | Stow-Kent Campus | Stow-Kent Medical Center | 1st Floor | 2024-02-22 15:01 | Low
No | 054591 | Warming Units, Multipurpose | DWC24-TL - Dwc 24 Warming Cabinet | 082514-707 | MAC Medical | 4 North - Medical Unit | Akron | Akron City Campus | Akron City Hospital | 4th Floor | 2018-07-24 | Low
No | 037628 | Warming Units, Multipurpose | M70WC-EL | 0413187018 | Steris | Cat Scan - SB | Barberton | Barberton Campus | Summa Barberton Hospital | Ground Floor | 2018-10-17 | Low
No | 037629 | Warming Units, Multipurpose | M70WC-EL | 0413387021 | Steris | H4 - Mother/Baby Unit | Akron | Akron City Campus | H Tower | 4th Floor | 2018-10-17 | Low
No | 052230 | Warming Units, Multipurpose | OR-8954 Warming Cabinet | 01068954-1 | Imperial Surgical | T1 - CTV Intensive Care Unit (CTV-ICU) | Akron | Akron City Campus | Critical Care Tower | 1st Floor | 2018-11-09 | Low
No | 052231 | Warming Units, Multipurpose | OR-8954 Warming Cabinet | 01068954-3 | Imperial Surgical | T1 - CTV Intensive Care Unit (CTV-ICU) | Akron | Akron City Campus | Critical Care Tower | 1st Floor | 2018-11-09 | Low
No | 052726 | Warming Units, Multipurpose | OR-8954 Warming Cabinet | 03068954-3 | Imperial Surgical | Operating Room | Akron | Akron City Campus | H Tower | 1st Floor | 2018-11-12 | Low
No | 054610 | Warming Units, Multipurpose | OR-8954 Warming Cabinet | 03068954-5 | Imperial Surgical | T3 - Medical Intensive Care Unit (MICU) | Akron | Akron City Campus | Critical Care Tower | 3rd Floor | 2018-07-24 | Low
No | 054951 | Warming Units, Multipurpose | OR-8954 Warming Cabinet | 03068954-6 | Imperial Surgical | 1 Central - CV Progressive Care Unit (PCU) | Akron | Akron City Campus | Akron City Hospital | 1st Floor | 2019-02-07 | Low
No | 054955 | Warming Units, Multipurpose | OR-8954 Warming Cabinet | 01068954-4 | Imperial Surgical | T2 - STN Intensive Care Unit (STN-ICU) | Akron | Akron City Campus | Critical Care Tower | 2nd Floor | 2019-02-07 | Low
No | 062100 | Warming Units, Multipurpose | OR-8954 Warming Cabinet | 23068934-4 | Imperial Surgical | 3 East - Palliative and Hospice Unit | Akron | Akron City Campus | Akron City Hospital | 3rd Floor | 2022-08-05 | Low
No | 036916 | Warming Units, Multipurpose | P-2010 | 1230360-000 | Pedigo Products | 1 East - Medical/Surgical Unit (MSU) - SB | Barberton | Barberton Campus | Summa Barberton Hospital | 1st Floor | 2018-10-17 | Low
No | 057194 | Warming Units, Multipurpose | P-2010 | 1069637-000 | Pedigo Products | H4 - Mother/Baby Unit | Akron | Akron City Campus | H Tower | 4th Floor | 2018-08-16 | Low
No | 017880 | Warming Units, Multipurpose | P-2010S | 208455-1202 | Pedigo Products | SCI - Noninvasive Cardio Service | Akron | Akron City Campus | Akron City Hospital | Ground Floor | 2003-09-29 | Low
No | 037626 | Warming Units, Multipurpose | P-2010S | 1149498-000 | Pedigo Products | 2 East - Cardiac Progressive Care Unit (PCU) - SB | Barberton | Barberton Campus | Summa Barberton Hospital | 2nd Floor | 2018-10-17 | Low
No | 061459 | Warming Units, Multipurpose | P-2010S | 788149-000 | Pedigo Products | Sameday Surgery Center - SW | Barberton | Wadsworth Campus | Wadsworth-Rittman Medical Center | 1st Floor | 2022-04-14 | Low
No | 062451 | Warming Units, Multipurpose | P-2010S | 244911-0104 | Pedigo Products | Magnetic Resonance Imaging | Akron | Akron City Campus | Akron City Hospital | Ground Floor | 2022-10-24 | Low
No | 070805 | Warming Units, Multipurpose | P-2010S | 123796-000 | Pedigo Products | Diagnostic Radiology - SW | Barberton | Wadsworth Campus | Wadsworth-Rittman Medical Center | 1st Floor | 2024-12-26 14:27 | Low
No | 070807 | Warming Units, Multipurpose | P-2010S | 819037-000 | Pedigo Products | SCI - Noninvasive Vascular - SB | Barberton | Barberton Campus | Summa Barberton Hospital | Ground Floor | 2010-10-17 | Low
No | 036616 | Warming Units, Multipurpose | P-2030S | 572535-000 | Pedigo Products | H2 - Labor and Delivery Unit (L&D) | Akron | Akron City Campus | H Tower | 2nd Floor | 2017-09-11 | Low
No | 054592 | Warming Units, Multipurpose | P-2030S | 353866-1005 | Pedigo Products | Hemodialysis | Akron | Akron City Campus | Akron City Hospital | Ground Floor | 2023-11-02 13:24 | Low
No | 054949 | Warming Units, Multipurpose | P-2030S | 596489-000 | Pedigo Products | 5 North - Acuity Adaptable Unit (AAU) | Akron | Akron City Campus | Akron City Hospital | 5th Floor | 2019-02-07 | Low
No | 059998 | Warming Units, Multipurpose | P-2030S | 572529-000 | Pedigo Products | Radiation Therapy - Akron | Akron | Akron City Campus | Cooper Cancer Center |  | 2021-02-15 | Low
No | 055655 | Warming Units, Multipurpose | P-2040S | 357585-1105 | Pedigo Products | Diagnostic Radiology | Akron | Akron City Campus | Akron City Hospital | Ground Floor | 2019-02-06 | Low
No | 014236 | Warming Units, Multipurpose | P-2050 | 204375-0103 | Pedigo Products | Endoscopy | Akron | Akron City Campus | Akron City Hospital | Ground Floor | 2003-01-21 | Low
No | 027546 | Warming Units, Multipurpose | QDJ01 - Amsco Warming Cabinet | 0416698060 | Steris | SCI - Noninvasive Cardio Service | Akron | Akron City Campus | Akron City Hospital | Ground Floor | 2011-11-23 | Low
No | 038320 | Warming Units, Multipurpose | QDJ01 - Amsco Warming Cabinet | 0422816028 | Steris | Emergency Department (ED) - Wadsworth | Barberton | Wadsworth Campus | Wadsworth Emergency Bldg | Ground Floor | 2018-11-01 | Low
No | 001760 | Warming Units, Multipurpose | QDJ03 - Amsco Warming Cabinet | 0407496026 | Steris | SCI-Cardiac Cath Lab Svcs | Akron | Akron City Campus | Akron City Hospital | 1st Floor | 1997-01-01 | Low
No | 002501 | Warming Units, Multipurpose | QDJ03 - Amsco Warming Cabinet | 0410194001 | Steris | 7 East - Oncology Medical Unit | Akron | Akron City Campus | Akron City Hospital | 7th Floor | 1994-08-23 | Low
No | 028704 | Warming Units, Multipurpose | QDJ03 - Amsco Warming Cabinet | 0410105051 | Steris | Outpatient Oncology - Medina | Barberton | Medina Campus | Medina Medical Center | 1st Floor | 2010-11-11 | Low
No | 037373 | Warming Units, Multipurpose | QDJ03 - Amsco Warming Cabinet | 427001055 | Steris | Diagnostic Radiology - SW | Barberton | Wadsworth Campus | Wadsworth-Rittman Medical Center | 1st Floor | 2018-11-01 | Low
No | 055539 | Warming Units, Multipurpose | QDJ03 - Amsco Warming Cabinet | 0425194045 | Steris | H2 - Labor and Delivery Unit (L&D) | Akron | Akron City Campus | H Tower | 2nd Floor | 1995-01-12 | Low
No | 055644 | Warming Units, Multipurpose | QDJ03 - Amsco Warming Cabinet | 0427001054 | Steris | Summa Rehab Hospital | Akron | Akron City Campus | Summa Rehab Hospital |  | 2019-03-11 | Low
No | 036924 | Warming Units, Multipurpose | QDJ04 | 0401411087 | Steris | Operating Room - SB | Barberton | Barberton Campus | Summa Barberton Hospital | 2nd Floor | 2018-10-17 | Low
No | 036925 | Warming Units, Multipurpose | QDJ04 | 0401411086 | Steris | Emergency Department (ED) - SBH | Barberton | Barberton Campus | Summa Barberton Hospital | Ground Floor | 2018-10-17 | Low
No | 036951 | Warming Units, Multipurpose | QDJ04 | 0421604003 | Steris | Operating Room - SB | Barberton | Barberton Campus | Summa Barberton Hospital | 2nd Floor | 2018-10-17 | Low
No | 037001 | Warming Units, Multipurpose | QDJ04 | 0401211165 | Steris | Operating Room - SB | Barberton | Barberton Campus | Summa Barberton Hospital | 2nd Floor | 2018-10-17 | Low
No | 037323 | Warming Units, Multipurpose | QDJ04 | 0410409054 | Steris | Operating Room - SW | Barberton | Wadsworth Campus | Wadsworth-Rittman Medical Center | 1st Floor | 2019-07-29 | Low
No | 037350 | Warming Units, Multipurpose | QDJ04 | 0413311012 | Steris | Operating Room - SW | Barberton | Wadsworth Campus | Wadsworth-Rittman Medical Center | 1st Floor | 2018-11-01 | Low
No | 037351 | Warming Units, Multipurpose | QDJ04 | 0413311013 | Steris | Operating Room - SW | Barberton | Wadsworth Campus | Wadsworth-Rittman Medical Center | 1st Floor | 2019-07-28 | Low
No | 037553 | Warming Units, Multipurpose | QDJ04 | 0409700024 | Steris | PACU - SW | Barberton | Wadsworth Campus | Wadsworth-Rittman Medical Center | 1st Floor | 2005-06-01 | Low
No | 037554 | Warming Units, Multipurpose | QDJ04 | 0410105046 | Steris | Sameday Surgery Center - SW | Barberton | Wadsworth Campus | Wadsworth-Rittman Medical Center | 1st Floor | 2008-01-21 | Low
No | 051215 | Warming Units, Multipurpose | QDJ04 | 0420001075 | Steris | PACU | Akron | Akron City Campus | Akron City Hospital | 1st Floor | 1999-12-01 | Low
No | 051219 | Warming Units, Multipurpose | QDJ04 | 0401899018 | Steris | PACU | Akron | Akron City Campus | Akron City Hospital | 1st Floor | 1999-03-18 | Low
No | 052729 | Warming Units, Multipurpose | QDJ04 | 0417398001 | Steris | Operating Room | Akron | Akron City Campus | Akron City Hospital | 1st Floor | 2018-11-12 | Low
No | 052730 | Warming Units, Multipurpose | QDJ04 | 0417098038 | Steris | Operating Room | Akron | Akron City Campus | Akron City Hospital | 1st Floor | 2018-11-12 | Low
No | 052731 | Warming Units, Multipurpose | QDJ04 | 0417398002 | Steris | Operating Room | Akron | Akron City Campus | Akron City Hospital | 1st Floor | 2018-11-12 | Low
No | 052732 | Warming Units, Multipurpose | QDJ04 | 0417798002 | Steris | Operating Room | Akron | Akron City Campus | Akron City Hospital | 1st Floor | 2018-11-12 | Low
No | 052733 | Warming Units, Multipurpose | QDJ04 | 0417098037 | Steris | Sameday Surgery Center | Akron | Akron City Campus | H Tower | 1st Floor | 2018-11-12 | Low
No | 052734 | Warming Units, Multipurpose | QDJ04 | 0416798009 | Steris | Operating Room | Akron | Akron City Campus | Akron City Hospital | 1st Floor | 2018-11-07 | Low
No | 052736 | Warming Units, Multipurpose | QDJ04 | 0413498075 | Steris | Operating Room | Akron | Akron City Campus | Akron City Hospital | 1st Floor | 2018-11-12 | Low
No | 052737 | Warming Units, Multipurpose | QDJ04 | 0420796068 | Steris | Operating Room | Akron | Akron City Campus | Akron City Hospital | 1st Floor | 2018-11-12 | Low
No | 054948 | Warming Units, Multipurpose | QDJ04 | 0417398003 | Steris | 3 West - Trauma/Neuro Progressive Care Unit (PCU) | Akron | Akron City Campus | Akron City Hospital | 3rd Floor | 2019-02-07 | Low
No | 056145 | Warming Units, Multipurpose | QDJ04 | 0405603044 | Steris | Endoscopy - Outpatient | Akron | Akron City Campus | 95 Arch | Ground Floor | 2019-04-11 | Low
No | 056146 | Warming Units, Multipurpose | QDJ04 | 0403403087 | Steris | Endoscopy - Outpatient | Akron | Akron City Campus | 95 Arch | Ground Floor | 2019-04-11 | Low
No | 056147 | Warming Units, Multipurpose | QDJ04 | 0405603045 | Steris | Endoscopy - Outpatient | Akron | Akron City Campus | 95 Arch | Ground Floor | 2019-04-11 | Low
No | 038344 | Warming Units, Multipurpose | SWC24-C | 081503-09 | MAC Medical | SCI-Cardiac Cath Lab Svcs - SB | Barberton | Barberton Campus | Summa Barberton Hospital | 2nd Floor | 2020-01-29 | Low
No | 057901 | Warming Units, Patient, Circulating-Liquid | 111Z - Norm-O-Temp | 164-0481N | Gentherm / Cincinnati Sub-Zero | Operating Room | Akron | Akron City Campus | Akron City Hospital | 1st Floor | 2019-08-01 | Low
No | 057902 | Warming Units, Patient, Circulating-Liquid | 111Z - Norm-O-Temp | 163-0458N | Gentherm / Cincinnati Sub-Zero | Operating Room | Akron | Akron City Campus | Akron City Hospital | 1st Floor | 2019-08-01 | Low
No | 033152 | Warming Units, Patient, Forced-Air | 505 - Bair Hugger 505 | 96038 | Arizant / 3M Health Care | Sameday Surgery Center | Akron | Akron City Campus | H Tower | 1st Floor | 2015-01-29 | Low
No | 033153 | Warming Units, Patient, Forced-Air | 505 - Bair Hugger 505 | 96039 | Arizant / 3M Health Care | Sameday Surgery Center | Akron | Akron City Campus | H Tower | 1st Floor | 2015-01-29 | Low
No | 033154 | Warming Units, Patient, Forced-Air | 505 - Bair Hugger 505 | 96040 | Arizant / 3M Health Care | Sameday Surgery Center | Akron | Akron City Campus | H Tower | 1st Floor | 2015-01-29 | Low
No | 022513 | Warming Units, Patient, Forced-Air | 75000 - Bair Hugger 750 | 13648 | Arizant / 3M Health Care | Emergency Department (ED) - ACH | Akron | Akron City Campus | Akron City Hospital | Ground Floor | 2006-03-17 | Low
No | 022514 | Warming Units, Patient, Forced-Air | 75000 - Bair Hugger 750 | 13649 | Arizant / 3M Health Care | Emergency Department (ED) - ACH | Akron | Akron City Campus | Akron City Hospital | Ground Floor | 2006-03-17 | Low
No | 024550 | Warming Units, Patient, Forced-Air | 75000 - Bair Hugger 750 | 12255 | Arizant / 3M Health Care | SCI-Cardiac Cath Lab Svcs | Akron | Akron City Campus | Akron City Hospital | 1st Floor | 2007-04-02 | Low
No | 031461 | Warming Units, Patient, Forced-Air | 75000 - Bair Hugger 750 | 31076 | Arizant / 3M Health Care | Emergency Department (ED) - Green | Barberton | Green Campus | Green Medical Center | Ground Floor | 2012-07-06 | Low
No | 037252 | Warming Units, Patient, Forced-Air | 75000 - Bair Hugger 750 | 38640 | Arizant / 3M Health Care | Operating Room - SW | Barberton | Wadsworth Campus | Wadsworth-Rittman Medical Center | 1st Floor | 2009-02-20 | Low
No | 037253 | Warming Units, Patient, Forced-Air | 75000 - Bair Hugger 750 | 39028 | Arizant / 3M Health Care | Operating Room - SW | Barberton | Wadsworth Campus | Wadsworth-Rittman Medical Center | 1st Floor | 2009-07-09 | Low
No | 037259 | Warming Units, Patient, Forced-Air | 75000 - Bair Hugger 750 | 38641 | Arizant / 3M Health Care | Operating Room - SW | Barberton | Wadsworth Campus | Wadsworth-Rittman Medical Center | 1st Floor | 2009-02-20 | Low
No | 037262 | Warming Units, Patient, Forced-Air | 75000 - Bair Hugger 750 | 38642 | Arizant / 3M Health Care | Operating Room - SW | Barberton | Wadsworth Campus | Wadsworth-Rittman Medical Center | 1st Floor | 2009-02-20 | Low
No | 037361 | Warming Units, Patient, Forced-Air | 75000 - Bair Hugger 750 | 38643 | Arizant / 3M Health Care | Emergency Department (ED) - Wadsworth | Barberton | Wadsworth Campus | Wadsworth Emergency Bldg | Ground Floor | 2009-02-20 | Low
No | 037451 | Warming Units, Patient, Forced-Air | 75000 - Bair Hugger 750 | 52134 | Arizant / 3M Health Care | PACU - SW | Barberton | Wadsworth Campus | Wadsworth-Rittman Medical Center | 1st Floor | 2011-03-03 | Low
No | 059245 | Warming Units, Patient, Forced-Air | 75000 - Bair Hugger 750 | 170884 | Arizant / 3M Health Care | SCI-Cardiac Cath Lab Svcs | Akron | Akron City Campus | Akron City Hospital | 1st Floor | 2020-10-06 | Low
No | 027541 | Warming Units, Patient, Forced-Air | 77500 - Bair Hugger 775 | 22517 | Arizant / 3M Health Care | Operating Room | Akron | Akron City Campus | Akron City Hospital | 1st Floor | 2011-11-01 | Low
No | 027736 | Warming Units, Patient, Forced-Air | 77500 - Bair Hugger 775 | 22634 | Arizant / 3M Health Care | Medina ASC | Barberton | Medina Campus | Medina Medical Center | 1st Floor | 2011-11-22 | Low
No | 027988 | Warming Units, Patient, Forced-Air | 77500 - Bair Hugger 775 | 16571 | Arizant / 3M Health Care | SCI-Cardiology Prep & Recovery | Akron | Akron City Campus | Akron City Hospital | 1st Floor | 2011-05-23 | Low
No | 027989 | Warming Units, Patient, Forced-Air | 77500 - Bair Hugger 775 | 16572 | Arizant / 3M Health Care | SCI-Cardiology Prep & Recovery | Akron | Akron City Campus | Akron City Hospital | 1st Floor | 2011-05-23 | Low
No | 028802 | Warming Units, Patient, Forced-Air | 77500 - Bair Hugger 775 | 15858 | Arizant / 3M Health Care | Medina ASC | Barberton | Medina Campus | Medina Medical Center | 1st Floor | 2011-04-21 | Low
No | 028803 | Warming Units, Patient, Forced-Air | 77500 - Bair Hugger 775 | 15857 | Arizant / 3M Health Care | Medina ASC | Barberton | Medina Campus | Medina Medical Center | 1st Floor | 2011-04-21 | Low
No | 029139 | Warming Units, Patient, Forced-Air | 77500 - Bair Hugger 775 | 22635 | Arizant / 3M Health Care | Emergency Department (ED) - ACH | Akron | Akron City Campus | Akron City Hospital | Ground Floor | 2012-01-19 | Low
No | 030169 | Warming Units, Patient, Forced-Air | 77500 - Bair Hugger 775 | 26237 | Arizant / 3M Health Care | Operating Room | Akron | Akron City Campus | Akron City Hospital | 1st Floor | 2012-03-06 | Low
No | 030170 | Warming Units, Patient, Forced-Air | 77500 - Bair Hugger 775 | 26235 | Arizant / 3M Health Care | H2 - Labor and Delivery Unit (L&D) | Akron | Akron City Campus | H Tower | 2nd Floor | 2012-03-06 | Low
No | 030171 | Warming Units, Patient, Forced-Air | 77500 - Bair Hugger 775 | 26241 | Arizant / 3M Health Care | H5 - Medical/Surgical Unit (MSU) | Akron | Akron City Campus | H Tower | 5th Floor | 2012-03-06 | Low
No | 030172 | Warming Units, Patient, Forced-Air | 77500 - Bair Hugger 775 | 26243 | Arizant / 3M Health Care | H2 - Labor and Delivery Unit (L&D) | Akron | Akron City Campus | H Tower | 2nd Floor | 2012-03-06 | Low
No | 030175 | Warming Units, Patient, Forced-Air | 77500 - Bair Hugger 775 | 26236 | Arizant / 3M Health Care | H5 - Medical/Surgical Unit (MSU) | Akron | Akron City Campus | H Tower | 5th Floor | 2012-03-06 | Low
No | 030176 | Warming Units, Patient, Forced-Air | 77500 - Bair Hugger 775 | 26240 | Arizant / 3M Health Care | PACU | Akron | Akron City Campus | Akron City Hospital | 1st Floor | 2012-03-06 | Low
No | 031861 | Warming Units, Patient, Forced-Air | 77500 - Bair Hugger 775 | 73610 | Arizant / 3M Health Care | PACU | Akron | Akron City Campus | Akron City Hospital | 1st Floor | 2015-04-29 | Low
No | 032153 | Warming Units, Patient, Forced-Air | 77500 - Bair Hugger 775 | 56958 | Arizant / 3M Health Care | Operating Room | Akron | Akron City Campus | Akron City Hospital | 1st Floor | 2014-04-16 | Low
No | 034741 | Warming Units, Patient, Forced-Air | 77500 - Bair Hugger 775 | 20685 | Arizant / 3M Health Care | T2 - STN Intensive Care Unit (STN-ICU) | Akron | Akron City Campus | Critical Care Tower | 2nd Floor | 2016-04-20 | Low
No | 034742 | Warming Units, Patient, Forced-Air | 77500 - Bair Hugger 775 | 63788 | Arizant / 3M Health Care | T2 - STN Intensive Care Unit (STN-ICU) | Akron | Akron City Campus | Critical Care Tower | 2nd Floor | 2016-04-20 | Low
No | 034743 | Warming Units, Patient, Forced-Air | 77500 - Bair Hugger 775 | 80030 | Arizant / 3M Health Care | T1 - CTV Intensive Care Unit (CTV-ICU) | Akron | Akron City Campus | Critical Care Tower | 1st Floor | 2016-04-20 | Low
No | 034744 | Warming Units, Patient, Forced-Air | 77500 - Bair Hugger 775 | 89981 | Arizant / 3M Health Care | T1 - CTV Intensive Care Unit (CTV-ICU) | Akron | Akron City Campus | Critical Care Tower | 1st Floor | 2016-04-20 | Low
No | 034745 | Warming Units, Patient, Forced-Air | 77500 - Bair Hugger 775 | 89986 | Arizant / 3M Health Care | T1 - CTV Intensive Care Unit (CTV-ICU) | Akron | Akron City Campus | Critical Care Tower | 1st Floor | 2016-04-20 | Low
No | 034746 | Warming Units, Patient, Forced-Air | 77500 - Bair Hugger 775 | 89984 | Arizant / 3M Health Care | T1 - CTV Intensive Care Unit (CTV-ICU) | Akron | Akron City Campus | Critical Care Tower | 1st Floor | 2016-04-20 | Low
No | 034747 | Warming Units, Patient, Forced-Air | 77500 - Bair Hugger 775 | 89929 | Arizant / 3M Health Care | T2 - STN Intensive Care Unit (STN-ICU) | Akron | Akron City Campus | Critical Care Tower | 2nd Floor | 2016-04-21 | Low
No | 034748 | Warming Units, Patient, Forced-Air | 77500 - Bair Hugger 775 | 89933 | Arizant / 3M Health Care | T2 - STN Intensive Care Unit (STN-ICU) | Akron | Akron City Campus | Critical Care Tower | 2nd Floor | 2016-04-21 | Low
No | 034750 | Warming Units, Patient, Forced-Air | 77500 - Bair Hugger 775 | 89985 | Arizant / 3M Health Care | T3 - Medical Intensive Care Unit (MICU) | Akron | Akron City Campus | Critical Care Tower | 3rd Floor | 2016-04-21 | Low
No | 034751 | Warming Units, Patient, Forced-Air | 77500 - Bair Hugger 775 | 89987 | Arizant / 3M Health Care | T3 - Medical Intensive Care Unit (MICU) | Akron | Akron City Campus | Critical Care Tower | 3rd Floor | 2016-04-21 | Low
No | 034753 | Warming Units, Patient, Forced-Air | 77500 - Bair Hugger 775 | 89979 | Arizant / 3M Health Care | Operating Room | Akron | Akron City Campus | Akron City Hospital | 1st Floor | 2016-04-27 | Low
No | 034755 | Warming Units, Patient, Forced-Air | 77500 - Bair Hugger 775 | 89983 | Arizant / 3M Health Care | 3 West - Trauma/Neuro Progressive Care Unit (PCU) | Akron | Akron City Campus | Akron City Hospital | 3rd Floor | 2016-04-27 | Low
No | 034797 | Warming Units, Patient, Forced-Air | 77500 - Bair Hugger 775 | 95696 | Arizant / 3M Health Care | Operating Room | Akron | Akron City Campus | Akron City Hospital | 1st Floor | 2016-08-31 | Low
No | 037210 | Warming Units, Patient, Forced-Air | 77500 - Bair Hugger 775 | 36203 | Arizant / 3M Health Care | Emergency Department (ED) - SBH | Barberton | Barberton Campus | Summa Barberton Hospital | Ground Floor | 2012-12-10 | Low
No | 037211 | Warming Units, Patient, Forced-Air | 77500 - Bair Hugger 775 | 36204 | Arizant / 3M Health Care | Intensive Care Unit (ICU) - SB | Barberton | Barberton Campus | Summa Barberton Hospital | 2nd Floor | 2012-12-10 | Low
No | 037212 | Warming Units, Patient, Forced-Air | 77500 - Bair Hugger 775 | 120147 | Arizant / 3M Health Care | SCI-Cardiac Cath Lab Svcs - SB | Barberton | Barberton Campus | Summa Barberton Hospital | 2nd Floor | 2017-09-14 | Low
No | 037216 | Warming Units, Patient, Forced-Air | 77500 - Bair Hugger 775 | 120143 | Arizant / 3M Health Care | SCI-Cardiac Cath Lab Svcs - SB | Barberton | Barberton Campus | Summa Barberton Hospital | 2nd Floor | 2017-09-14 | Low
No | 037665 | Warming Units, Patient, Forced-Air | 77500 - Bair Hugger 775 | 113457 | Arizant / 3M Health Care | PACU - SB | Barberton | Barberton Campus | Summa Barberton Hospital | 2nd Floor | 2018-12-21 | Low
No | 037666 | Warming Units, Patient, Forced-Air | 77500 - Bair Hugger 775 | 113453 | Arizant / 3M Health Care | Sameday Surgery Center - SB | Barberton | Barberton Campus | Summa Barberton Hospital | 2nd Floor | 2018-12-21 | Low
No | 037667 | Warming Units, Patient, Forced-Air | 77500 - Bair Hugger 775 | 113454 | Arizant / 3M Health Care | Operating Room - SB | Barberton | Barberton Campus | Summa Barberton Hospital | 2nd Floor | 2018-12-21 | Low
No | 037668 | Warming Units, Patient, Forced-Air | 77500 - Bair Hugger 775 | 113451 | Arizant / 3M Health Care | Operating Room - SB | Barberton | Barberton Campus | Summa Barberton Hospital | 2nd Floor | 2018-12-24 | Low
No | 037669 | Warming Units, Patient, Forced-Air | 77500 - Bair Hugger 775 | 113450 | Arizant / 3M Health Care | Cat Scan - SB | Barberton | Barberton Campus | Summa Barberton Hospital | Ground Floor | 2018-12-21 | Low
No | 037670 | Warming Units, Patient, Forced-Air | 77500 - Bair Hugger 775 | 113458 | Arizant / 3M Health Care | PACU - SB | Barberton | Barberton Campus | Summa Barberton Hospital | 2nd Floor | 2018-12-24 | Low
No | 037671 | Warming Units, Patient, Forced-Air | 77500 - Bair Hugger 775 | 113448 | Arizant / 3M Health Care | Anesthesia - SB | Barberton | Barberton Campus | Summa Barberton Hospital | 2nd Floor | 2018-12-20 | Low
No | 037672 | Warming Units, Patient, Forced-Air | 77500 - Bair Hugger 775 | 113449 | Arizant / 3M Health Care | Sameday Surgery Center - SB | Barberton | Barberton Campus | Summa Barberton Hospital | 2nd Floor | 2018-12-21 | Low
No | 037673 | Warming Units, Patient, Forced-Air | 77500 - Bair Hugger 775 | 113452 | Arizant / 3M Health Care | Operating Room - SB | Barberton | Barberton Campus | Summa Barberton Hospital | 2nd Floor | 2018-12-24 | Low
No | 038052 | Warming Units, Patient, Forced-Air | 77500 - Bair Hugger 775 | 156929 | Arizant / 3M Health Care | Operating Room - SB | Barberton | Barberton Campus | Summa Barberton Hospital | 2nd Floor | 2019-09-30 | Low
No | 038526 | Warming Units, Patient, Forced-Air | 77500 - Bair Hugger 775 | 166552 | Arizant / 3M Health Care | Operating Room - SB | Barberton | Barberton Campus | Summa Barberton Hospital | 2nd Floor | 2020-02-25 | Low
No | 038945 | Warming Units, Patient, Forced-Air | 77500 - Bair Hugger 775 | 175393 | Arizant / 3M Health Care | Anesthesia - SB | Barberton | Barberton Campus | Summa Barberton Hospital | 2nd Floor | 2020-09-21 | Low
No | 039161 | Warming Units, Patient, Forced-Air | 77500 - Bair Hugger 775 | 183666 | Arizant / 3M Health Care | Operating Room - SB | Barberton | Barberton Campus | Summa Barberton Hospital | 2nd Floor | 2021-02-08 | Low
No | 039519 | Warming Units, Patient, Forced-Air | 77500 - Bair Hugger 775 | 193529 | Arizant / 3M Health Care | Emergency Department (ED) - SBH | Barberton | Barberton Campus | Summa Barberton Hospital | Ground Floor | 2021-09-01 | Low
No | 052708 | Warming Units, Patient, Forced-Air | 77500 - Bair Hugger 775 | 131201 | Arizant / 3M Health Care | Operating Room | Akron | Akron City Campus | Akron City Hospital | 1st Floor | 2018-09-13 | Low
No | 052709 | Warming Units, Patient, Forced-Air | 77500 - Bair Hugger 775 | 131203 | Arizant / 3M Health Care | Operating Room | Akron | Akron City Campus | Akron City Hospital | 1st Floor | 2018-09-13 | Low
No | 052710 | Warming Units, Patient, Forced-Air | 77500 - Bair Hugger 775 | 131206 | Arizant / 3M Health Care | Operating Room | Akron | Akron City Campus | Akron City Hospital | 1st Floor | 2018-09-13 | Low
No | 052711 | Warming Units, Patient, Forced-Air | 77500 - Bair Hugger 775 | 132515 | Arizant / 3M Health Care | SCI-Heart Rhythm Services | Akron | Akron City Campus | Akron City Hospital | 1st Floor | 2018-09-13 | Low
No | 052748 | Warming Units, Patient, Forced-Air | 77500 - Bair Hugger 775 | 143986 | Arizant / 3M Health Care | Operating Room | Akron | Akron City Campus | Akron City Hospital | 1st Floor | 2018-12-12 | Low
No | 053559 | Warming Units, Patient, Forced-Air | 77500 - Bair Hugger 775 | 131237 | Arizant / 3M Health Care | Operating Room | Akron | Akron City Campus | Akron City Hospital | 1st Floor | 2018-05-04 | Low
No | 056405 | Warming Units, Patient, Forced-Air | 77500 - Bair Hugger 775 | 111381 | Arizant / 3M Health Care | Operating Room | Akron | Akron City Campus | Akron City Hospital | 1st Floor | 2019-05-15 | Low
No | 056423 | Warming Units, Patient, Forced-Air | 77500 - Bair Hugger 775 | 142973 | Arizant / 3M Health Care | Operating Room | Akron | Akron City Campus | Akron City Hospital | 1st Floor | 2019-05-22 | Low
No | 058525 | Warming Units, Patient, Forced-Air | 77500 - Bair Hugger 775 | 160636 | Arizant / 3M Health Care | Operating Room | Akron | Akron City Campus | Akron City Hospital | 1st Floor | 2019-12-19 | Low
No | 058781 | Warming Units, Patient, Forced-Air | 77500 - Bair Hugger 775 | 167836 | Arizant / 3M Health Care | Operating Room | Akron | Akron City Campus | Akron City Hospital | 1st Floor | 2020-03-24 | Low
No | 058782 | Warming Units, Patient, Forced-Air | 77500 - Bair Hugger 775 | 66326 | Arizant / 3M Health Care | Operating Room | Akron | Akron City Campus | Akron City Hospital | 1st Floor | 2020-03-24 | Low
No | 058783 | Warming Units, Patient, Forced-Air | 77500 - Bair Hugger 775 | 69577 | Arizant / 3M Health Care | Operating Room | Akron | Akron City Campus | Akron City Hospital | 1st Floor | 2020-03-24 | Low
No | 058946 | Warming Units, Patient, Forced-Air | 77500 - Bair Hugger 775 | 103855 | Arizant / 3M Health Care | Anesthesia - SB | Barberton | Barberton Campus | Summa Barberton Hospital | 2nd Floor | 2020-08-04 | Low
No | 058948 | Warming Units, Patient, Forced-Air | 77500 - Bair Hugger 775 | 114084 | Arizant / 3M Health Care | Anesthesia - SB | Barberton | Barberton Campus | Summa Barberton Hospital | 2nd Floor | 2020-08-04 | Low
No | 059359 | Warming Units, Patient, Forced-Air | 77500 - Bair Hugger 775 | 177904 | Arizant / 3M Health Care | Operating Room | Akron | Akron City Campus | Akron City Hospital | 1st Floor | 2020-11-03 | Low
No | 059433 | Warming Units, Patient, Forced-Air | 77500 - Bair Hugger 775 | 99458 | Arizant / 3M Health Care | SCI-Cardiac Cath Lab Svcs | Akron | Akron City Campus | Akron City Hospital | 1st Floor | 2020-10-13 | Low
No | 059701 | Warming Units, Patient, Forced-Air | 77500 - Bair Hugger 775 | 180773 | Arizant / 3M Health Care | Operating Room | Akron | Akron City Campus | Akron City Hospital | 1st Floor | 2020-12-17 | Low
No | 059714 | Warming Units, Patient, Forced-Air | 77500 - Bair Hugger 775 | 169687 | Arizant / 3M Health Care | Operating Room | Akron | Akron City Campus | Akron City Hospital | 1st Floor | 2021-02-18 | Low
No | 060175 | Warming Units, Patient, Forced-Air | 77500 - Bair Hugger 775 | 185763 | Arizant / 3M Health Care | Operating Room | Akron | Akron City Campus | Akron City Hospital | 1st Floor | 2021-03-31 | Low
No | 061108 | Warming Units, Patient, Forced-Air | 77500 - Bair Hugger 775 | 098327 | Arizant / 3M Health Care | PACU | Akron | Akron City Campus | Akron City Hospital | 1st Floor | 2022-02-15 | Low
No | 061464 | Warming Units, Patient, Forced-Air | 77500 - Bair Hugger 775 | 113578 | Arizant / 3M Health Care | Cat Scan - SB | Barberton | Barberton Campus | Summa Barberton Hospital | Ground Floor | 2022-02-22 | Low
No | 061583 | Warming Units, Patient, Forced-Air | 77500 - Bair Hugger 775 | 192296 | Arizant / 3M Health Care | T2 - STN Intensive Care Unit (STN-ICU) | Akron | Akron City Campus | Critical Care Tower | 2nd Floor | 2022-02-10 | Low
No | 062066 | Warming Units, Patient, Forced-Air | 77500 - Bair Hugger 775 | 204779 | Arizant / 3M Health Care | Operating Room | Akron | Akron City Campus | Akron City Hospital | 1st Floor | 2022-11-23 | Low
No | 062067 | Warming Units, Patient, Forced-Air | 77500 - Bair Hugger 775 | 107276 | Arizant / 3M Health Care | Operating Room | Akron | Akron City Campus | Akron City Hospital | 1st Floor | 2022-11-23 | Low
No | 062673 | Warming Units, Patient, Forced-Air | 77500 - Bair Hugger 775 | 120130 | Arizant / 3M Health Care | SCI-Heart Rhythm Services | Akron | Akron City Campus | Akron City Hospital | 1st Floor | 2023-05-15 | Low
No | 063301 | Warming Units, Patient, Forced-Air | 77500 - Bair Hugger 775 | 127785 | Arizant / 3M Health Care | Operating Room | Akron | Akron City Campus | Akron City Hospital | 1st Floor | 2023-09-18 11:51 | Low
No | 063651 | Warming Units, Patient, Forced-Air | 77500 - Bair Hugger 775 | 083790 | Arizant / 3M Health Care | Operating Room | Akron | Akron City Campus | Akron City Hospital | 1st Floor | 2023-11-15 14:02 | Low
No | 063751 | Warming Units, Patient, Forced-Air | 77500 - Bair Hugger 775 | 223461 | Arizant / 3M Health Care | H5 - Medical/Surgical Unit (MSU) | Akron | Akron City Campus | H Tower | 5th Floor | 2023-12-14 13:21 | Low
No | 063752 | Warming Units, Patient, Forced-Air | 77500 - Bair Hugger 775 | 223459 | Arizant / 3M Health Care | H5 - Medical/Surgical Unit (MSU) | Akron | Akron City Campus | H Tower | 5th Floor | 2023-12-13 08:16 | Low
No | 063833 | Warming Units, Patient, Forced-Air | 77500 - Bair Hugger 775 | 123015 | Arizant / 3M Health Care | Operating Room | Akron | Akron City Campus | Akron City Hospital | 1st Floor | 2024-02-08 10:40 | Low
No | 063838 | Warming Units, Patient, Forced-Air | 77500 - Bair Hugger 775 | 129023 | Arizant / 3M Health Care | Operating Room | Akron | Akron City Campus | Akron City Hospital | 1st Floor | 2024-03-21 09:47 | Low
No | 064201 | Warming Units, Patient, Forced-Air | 77500 - Bair Hugger 775 | 155607 | Arizant / 3M Health Care | Operating Room | Akron | Akron City Campus | Akron City Hospital | 1st Floor | 2024-07-10 09:47 | Low
No | 064202 | Warming Units, Patient, Forced-Air | 77500 - Bair Hugger 775 | 065740 | Arizant / 3M Health Care | Operating Room | Akron | Akron City Campus | Akron City Hospital | 1st Floor | 2024-07-10 09:47 | Low
No | 064203 | Warming Units, Patient, Forced-Air | 77500 - Bair Hugger 775 | 113529 | Arizant / 3M Health Care | Operating Room | Akron | Akron City Campus | Akron City Hospital | 1st Floor | 2024-07-10 09:47 | Low
No | 064204 | Warming Units, Patient, Forced-Air | 77500 - Bair Hugger 775 | 101032 | Arizant / 3M Health Care | Operating Room | Akron | Akron City Campus | Akron City Hospital | 1st Floor | 2024-07-10 09:47 | Low
No | 064205 | Warming Units, Patient, Forced-Air | 77500 - Bair Hugger 775 | 175374 | Arizant / 3M Health Care | Operating Room | Akron | Akron City Campus | Akron City Hospital | 1st Floor | 2024-07-10 09:47 | Low
No | 064206 | Warming Units, Patient, Forced-Air | 77500 - Bair Hugger 775 | 051422 | Arizant / 3M Health Care | Operating Room | Akron | Akron City Campus | Akron City Hospital | 1st Floor | 2024-07-10 09:47 | Low
No | 064735 | Warming Units, Patient, Forced-Air | 77500 - Bair Hugger 775 | 104715 | Arizant / 3M Health Care | SCI-Cardiac Cath Lab Svcs | Akron | Akron City Campus | Akron City Hospital | 1st Floor | 2024-11-11 11:48 | Low
No | 064799 | Warming Units, Patient, Forced-Air | 77500 - Bair Hugger 775 | 135966 | Arizant / 3M Health Care | T3 - Medical Intensive Care Unit (MICU) | Akron | Akron City Campus | Critical Care Tower | 3rd Floor | 2024-11-15 08:33 | Low
No | 064818 | Warming Units, Patient, Forced-Air | 77500 - Bair Hugger 775 | 010617 | Arizant / 3M Health Care | Operating Room | Akron | Akron City Campus | Akron City Hospital | 1st Floor | 2025-02-03 08:10 | Low
No | 064921 | Warming Units, Patient, Forced-Air | 77500 - Bair Hugger 775 | 071001 | Arizant / 3M Health Care | Operating Room | Akron | Akron City Campus | Akron City Hospital | 1st Floor | 2024-12-20 | Low
No | 065036 | Warming Units, Patient, Forced-Air | 77500 - Bair Hugger 775 | 246766 | Arizant / 3M Health Care | Operating Room | Akron | Akron City Campus | Akron City Hospital | 1st Floor | 2025-04-01 07:30 | Low
No | 070834 | Warming Units, Patient, Forced-Air | 77500 - Bair Hugger 775 | 063980 | Arizant / 3M Health Care | IMG Summa's Health Ctr - Green | Barberton | Green Campus | Green Family YMCA | Ground Floor | 2024-12-20 08:08 | Low
No | 064988 | Warming Units, Patient, Forced-Air | 87500 - Bair Hugger 875 | 084973 | 3M Health Care | PACU | Akron | Akron City Campus | Akron City Hospital | 1st Floor | 2025-02-26 08:50 | Low
No | 065076 | Warming Units, Patient, Forced-Air | 87500 - Bair Hugger 875 | 071681 | 3M Health Care | PACU | Akron | Akron City Campus | Akron City Hospital | 1st Floor | 2025-02-26 08:59 | Low
No | 065077 | Warming Units, Patient, Forced-Air | 87500 - Bair Hugger 875 | 083043 | 3M Health Care | PACU | Akron | Akron City Campus | Akron City Hospital | 1st Floor | 2025-02-26 08:59 | Low
No | 065078 | Warming Units, Patient, Forced-Air | 87500 - Bair Hugger 875 | 082759 | 3M Health Care | PACU | Akron | Akron City Campus | Akron City Hospital | 1st Floor | 2025-02-26 08:59 | Low
No | 065079 | Warming Units, Patient, Forced-Air | 87500 - Bair Hugger 875 | 082511 | 3M Health Care | PACU | Akron | Akron City Campus | Akron City Hospital | 1st Floor | 2025-02-26 08:59 | Low
No | 065080 | Warming Units, Patient, Forced-Air | 87500 - Bair Hugger 875 | 084968 | 3M Health Care | PACU | Akron | Akron City Campus | Akron City Hospital | 1st Floor | 2025-02-26 08:59 | Low
No | 065081 | Warming Units, Patient, Forced-Air | 87500 - Bair Hugger 875 | 094456 | 3M Health Care | PACU | Akron | Akron City Campus | Akron City Hospital | 1st Floor | 2025-02-26 08:59 | Low
No | 065082 | Warming Units, Patient, Forced-Air | 87500 - Bair Hugger 875 | 091712 | 3M Health Care | PACU | Akron | Akron City Campus | Akron City Hospital | 1st Floor | 2025-02-26 08:59 | Low
No | 065083 | Warming Units, Patient, Forced-Air | 87500 - Bair Hugger 875 | 071182 | 3M Health Care | PACU | Akron | Akron City Campus | Akron City Hospital | 1st Floor | 2025-02-26 08:59 | Low
No | 065084 | Warming Units, Patient, Forced-Air | 87500 - Bair Hugger 875 | 063696 | 3M Health Care | PACU | Akron | Akron City Campus | Akron City Hospital | 1st Floor | 2025-02-26 08:59 | Low
No | 065085 | Warming Units, Patient, Forced-Air | 87500 - Bair Hugger 875 | 082754 | 3M Health Care | PACU | Akron | Akron City Campus | Akron City Hospital | 1st Floor | 2025-02-26 08:59 | Low
No | 065086 | Warming Units, Patient, Forced-Air | 87500 - Bair Hugger 875 | 083050 | 3M Health Care | PACU | Akron | Akron City Campus | Akron City Hospital | 1st Floor | 2025-02-26 08:59 | Low
No | 065087 | Warming Units, Patient, Forced-Air | 87500 - Bair Hugger 875 | 060089 | 3M Health Care | PACU | Akron | Akron City Campus | Akron City Hospital | 1st Floor | 2025-02-26 08:59 | Low
No | 065088 | Warming Units, Patient, Forced-Air | 87500 - Bair Hugger 875 | 085035 | 3M Health Care | PACU | Akron | Akron City Campus | Akron City Hospital | 1st Floor | 2025-02-26 08:59 | Low
No | 065089 | Warming Units, Patient, Forced-Air | 87500 - Bair Hugger 875 | 071680 | 3M Health Care | PACU | Akron | Akron City Campus | Akron City Hospital | 1st Floor | 2025-02-26 08:59 | Low
No | 065090 | Warming Units, Patient, Forced-Air | 87500 - Bair Hugger 875 | 079248 | 3M Health Care | PACU | Akron | Akron City Campus | Akron City Hospital | 1st Floor | 2025-02-26 08:59 | Low
No | 065091 | Warming Units, Patient, Forced-Air | 87500 - Bair Hugger 875 | 093753 | 3M Health Care | PACU | Akron | Akron City Campus | Akron City Hospital | 1st Floor | 2025-02-26 08:59 | Low
No | 065092 | Warming Units, Patient, Forced-Air | 87500 - Bair Hugger 875 | 060090 | 3M Health Care | PACU | Akron | Akron City Campus | Akron City Hospital | 1st Floor | 2025-02-26 08:59 | Low
No | 065093 | Warming Units, Patient, Forced-Air | 87500 - Bair Hugger 875 | 071701 | 3M Health Care | PACU | Akron | Akron City Campus | Akron City Hospital | 1st Floor | 2025-02-26 08:59 | Low
No | 065094 | Warming Units, Patient, Forced-Air | 87500 - Bair Hugger 875 | 083314 | 3M Health Care | PACU | Akron | Akron City Campus | Akron City Hospital | 1st Floor | 2025-02-26 08:59 | Low
No | 065095 | Warming Units, Patient, Forced-Air | 87500 - Bair Hugger 875 | 064050 | 3M Health Care | PACU | Akron | Akron City Campus | Akron City Hospital | 1st Floor | 2025-02-26 08:59 | Low
No | 065096 | Warming Units, Patient, Forced-Air | 87500 - Bair Hugger 875 | 060219 | 3M Health Care | PACU | Akron | Akron City Campus | Akron City Hospital | 1st Floor | 2025-02-26 08:59 | Low
No | 065097 | Warming Units, Patient, Forced-Air | 87500 - Bair Hugger 875 | 079378 | 3M Health Care | PACU | Akron | Akron City Campus | Akron City Hospital | 1st Floor | 2025-02-26 08:59 | Low
No | 065098 | Warming Units, Patient, Forced-Air | 87500 - Bair Hugger 875 | 060087 | 3M Health Care | PACU | Akron | Akron City Campus | Akron City Hospital | 1st Floor | 2025-02-26 08:59 | Low
No | 065099 | Warming Units, Patient, Forced-Air | 87500 - Bair Hugger 875 | 062485 | 3M Health Care | PACU | Akron | Akron City Campus | Akron City Hospital | 1st Floor | 2025-02-26 08:59 | Low
No | 065100 | Warming Units, Patient, Forced-Air | 87500 - Bair Hugger 875 | 065921 | 3M Health Care | PACU | Akron | Akron City Campus | Akron City Hospital | 1st Floor | 2025-02-26 08:59 | Low
No | 065129 | Warming Units, Patient, Forced-Air | 87500 - Bair Hugger 875 | 074983 | 3M Health Care | Sameday Surgery Center | Akron | Akron City Campus | Akron City Hospital | 1st Floor | 2025-02-26 08:50 | Low
No | 065130 | Warming Units, Patient, Forced-Air | 87500 - Bair Hugger 875 | 079246 | 3M Health Care | Sameday Surgery Center | Akron | Akron City Campus | Akron City Hospital | 1st Floor | 2025-03-13 13:50 | Low
No | 065131 | Warming Units, Patient, Forced-Air | 87500 - Bair Hugger 875 | 078614 | 3M Health Care | Sameday Surgery Center | Akron | Akron City Campus | Akron City Hospital | 1st Floor | 2025-03-13 13:50 | Low
No | 065132 | Warming Units, Patient, Forced-Air | 87500 - Bair Hugger 875 | 071176 | 3M Health Care | Sameday Surgery Center | Akron | Akron City Campus | Akron City Hospital | 1st Floor | 2025-03-13 13:50 | Low
No | 065133 | Warming Units, Patient, Forced-Air | 87500 - Bair Hugger 875 | 080603 | 3M Health Care | Sameday Surgery Center | Akron | Akron City Campus | Akron City Hospital | 1st Floor | 2025-03-13 13:50 | Low
No | 065134 | Warming Units, Patient, Forced-Air | 87500 - Bair Hugger 875 | 080112 | 3M Health Care | Sameday Surgery Center | Akron | Akron City Campus | Akron City Hospital | 1st Floor | 2025-03-13 13:50 | Low
No | 065135 | Warming Units, Patient, Forced-Air | 87500 - Bair Hugger 875 | 071812 | 3M Health Care | Sameday Surgery Center | Akron | Akron City Campus | Akron City Hospital | 1st Floor | 2025-03-13 13:50 | Low
No | 065136 | Warming Units, Patient, Forced-Air | 87500 - Bair Hugger 875 | 080105 | 3M Health Care | Sameday Surgery Center | Akron | Akron City Campus | Akron City Hospital | 1st Floor | 2025-03-13 13:50 | Low
No | 065137 | Warming Units, Patient, Forced-Air | 87500 - Bair Hugger 875 | 080114 | 3M Health Care | Sameday Surgery Center | Akron | Akron City Campus | Akron City Hospital | 1st Floor | 2025-03-13 13:50 | Low
No | 065138 | Warming Units, Patient, Forced-Air | 87500 - Bair Hugger 875 | 071863 | 3M Health Care | Sameday Surgery Center | Akron | Akron City Campus | Akron City Hospital | 1st Floor | 2025-03-13 13:50 | Low
No | 065139 | Warming Units, Patient, Forced-Air | 87500 - Bair Hugger 875 | 099231 | 3M Health Care | Sameday Surgery Center | Akron | Akron City Campus | Akron City Hospital | 1st Floor | 2025-03-13 13:50 | Low
No | 065140 | Warming Units, Patient, Forced-Air | 87500 - Bair Hugger 875 | 079157 | 3M Health Care | Sameday Surgery Center | Akron | Akron City Campus | Akron City Hospital | 1st Floor | 2025-03-13 13:50 | Low
No | 065141 | Warming Units, Patient, Forced-Air | 87500 - Bair Hugger 875 | 071813 | 3M Health Care | Sameday Surgery Center | Akron | Akron City Campus | Akron City Hospital | 1st Floor | 2025-03-13 13:50 | Low
No | 065142 | Warming Units, Patient, Forced-Air | 87500 - Bair Hugger 875 | 071840 | 3M Health Care | Sameday Surgery Center | Akron | Akron City Campus | Akron City Hospital | 1st Floor | 2025-03-13 13:50 | Low
No | 065143 | Warming Units, Patient, Forced-Air | 87500 - Bair Hugger 875 | 071828 | 3M Health Care | Sameday Surgery Center | Akron | Akron City Campus | Akron City Hospital | 1st Floor | 2025-03-13 13:50 | Low
No | 065144 | Warming Units, Patient, Forced-Air | 87500 - Bair Hugger 875 | 071825 | 3M Health Care | Sameday Surgery Center | Akron | Akron City Campus | Akron City Hospital | 1st Floor | 2025-03-13 13:50 | Low
No | 065145 | Warming Units, Patient, Forced-Air | 87500 - Bair Hugger 875 | 060408 | 3M Health Care | Sameday Surgery Center | Akron | Akron City Campus | Akron City Hospital | 1st Floor | 2025-03-13 13:50 | Low
No | 065146 | Warming Units, Patient, Forced-Air | 87500 - Bair Hugger 875 | 071865 | 3M Health Care | Sameday Surgery Center | Akron | Akron City Campus | Akron City Hospital | 1st Floor | 2025-03-13 13:50 | Low
No | 065147 | Warming Units, Patient, Forced-Air | 87500 - Bair Hugger 875 | 080125 | 3M Health Care | Sameday Surgery Center | Akron | Akron City Campus | Akron City Hospital | 1st Floor | 2025-03-13 13:50 | Low
No | 065148 | Warming Units, Patient, Forced-Air | 87500 - Bair Hugger 875 | 080103 | 3M Health Care | Sameday Surgery Center | Akron | Akron City Campus | Akron City Hospital | 1st Floor | 2025-03-13 13:50 | Low
No | 065149 | Warming Units, Patient, Forced-Air | 87500 - Bair Hugger 875 | 071829 | 3M Health Care | Sameday Surgery Center | Akron | Akron City Campus | Akron City Hospital | 1st Floor | 2025-03-13 13:50 | Low
No | 065150 | Warming Units, Patient, Forced-Air | 87500 - Bair Hugger 875 | 080118 | 3M Health Care | Sameday Surgery Center | Akron | Akron City Campus | Akron City Hospital | 1st Floor | 2025-03-13 13:50 | Low
No | 065151 | Warming Units, Patient, Forced-Air | 87500 - Bair Hugger 875 | 080124 | 3M Health Care | Sameday Surgery Center | Akron | Akron City Campus | Akron City Hospital | 1st Floor | 2025-03-13 13:50 | Low
No | 065152 | Warming Units, Patient, Forced-Air | 87500 - Bair Hugger 875 | 071862 | 3M Health Care | Sameday Surgery Center | Akron | Akron City Campus | Akron City Hospital | 1st Floor | 2025-03-13 13:50 | Low
No | 065153 | Warming Units, Patient, Forced-Air | 87500 - Bair Hugger 875 | 071808 | 3M Health Care | Sameday Surgery Center | Akron | Akron City Campus | Akron City Hospital | 1st Floor | 2025-03-13 13:50 | Low
No | 065154 | Warming Units, Patient, Forced-Air | 87500 - Bair Hugger 875 | 080599 | 3M Health Care | Sameday Surgery Center | Akron | Akron City Campus | Akron City Hospital | 1st Floor | 2025-03-13 13:50 | Low
No | 065155 | Warming Units, Patient, Forced-Air | 87500 - Bair Hugger 875 | 061656 | 3M Health Care | Sameday Surgery Center | Akron | Akron City Campus | Akron City Hospital | 1st Floor | 2025-03-13 13:50 | Low
No | 065156 | Warming Units, Patient, Forced-Air | 87500 - Bair Hugger 875 | 060327 | 3M Health Care | Sameday Surgery Center | Akron | Akron City Campus | Akron City Hospital | 1st Floor | 2025-03-13 13:50 | Low
No | 065157 | Warming Units, Patient, Forced-Air | 87500 - Bair Hugger 875 | 071806 | 3M Health Care | Sameday Surgery Center | Akron | Akron City Campus | Akron City Hospital | 1st Floor | 2025-03-13 13:50 | Low
No | 065158 | Warming Units, Patient, Forced-Air | 87500 - Bair Hugger 875 | 071868 | 3M Health Care | Sameday Surgery Center | Akron | Akron City Campus | Akron City Hospital | 1st Floor | 2025-03-13 13:50 | Low
No | 065159 | Warming Units, Patient, Forced-Air | 87500 - Bair Hugger 875 | 071826 | 3M Health Care | Sameday Surgery Center | Akron | Akron City Campus | Akron City Hospital | 1st Floor | 2025-03-13 13:50 | Low
No | 065160 | Warming Units, Patient, Forced-Air | 87500 - Bair Hugger 875 | 071679 | 3M Health Care | Sameday Surgery Center | Akron | Akron City Campus | Akron City Hospital | 1st Floor | 2025-03-13 13:50 | Low
No | 065161 | Warming Units, Patient, Forced-Air | 87500 - Bair Hugger 875 | 080325 | 3M Health Care | Sameday Surgery Center | Akron | Akron City Campus | Akron City Hospital | 1st Floor | 2025-03-13 13:50 | Low
No | 065162 | Warming Units, Patient, Forced-Air | 87500 - Bair Hugger 875 | 098022 | 3M Health Care | Sameday Surgery Center | Akron | Akron City Campus | Akron City Hospital | 1st Floor | 2025-03-13 13:50 | Low
No | 065163 | Warming Units, Patient, Forced-Air | 87500 - Bair Hugger 875 | 080331 | 3M Health Care | Sameday Surgery Center | Akron | Akron City Campus | Akron City Hospital | 1st Floor | 2025-03-13 13:50 | Low
No | 065164 | Warming Units, Patient, Forced-Air | 87500 - Bair Hugger 875 | 080317 | 3M Health Care | Sameday Surgery Center | Akron | Akron City Campus | Akron City Hospital | 1st Floor | 2025-03-13 13:50 | Low
No | 065165 | Warming Units, Patient, Forced-Air | 87500 - Bair Hugger 875 | 079384 | 3M Health Care | Sameday Surgery Center | Akron | Akron City Campus | Akron City Hospital | 1st Floor | 2025-03-13 13:50 | Low
No | 065166 | Warming Units, Patient, Forced-Air | 87500 - Bair Hugger 875 | 075128 | 3M Health Care | Sameday Surgery Center | Akron | Akron City Campus | Akron City Hospital | 1st Floor | 2025-03-13 13:50 | Low
No | 065167 | Warming Units, Patient, Forced-Air | 87500 - Bair Hugger 875 | 075131 | 3M Health Care | Sameday Surgery Center | Akron | Akron City Campus | Akron City Hospital | 1st Floor | 2025-03-13 13:50 | Low
No | 065168 | Warming Units, Patient, Forced-Air | 87500 - Bair Hugger 875 | 080597 | 3M Health Care | Sameday Surgery Center | Akron | Akron City Campus | Akron City Hospital | 1st Floor | 2025-03-13 13:50 | Low
No | 065169 | Warming Units, Patient, Forced-Air | 87500 - Bair Hugger 875 | 080326 | 3M Health Care | Sameday Surgery Center | Akron | Akron City Campus | Akron City Hospital | 1st Floor | 2025-03-13 13:50 | Low
No | 065170 | Warming Units, Patient, Forced-Air | 87500 - Bair Hugger 875 | 098027 | 3M Health Care | Sameday Surgery Center | Akron | Akron City Campus | Akron City Hospital | 1st Floor | 2025-03-13 13:50 | Low
No | 065171 | Warming Units, Patient, Forced-Air | 87500 - Bair Hugger 875 | 083044 | 3M Health Care | Sameday Surgery Center | Akron | Akron City Campus | Akron City Hospital | 1st Floor | 2025-03-13 13:50 | Low
No | 065172 | Warming Units, Patient, Forced-Air | 87500 - Bair Hugger 875 | 069361 | 3M Health Care | Sameday Surgery Center | Akron | Akron City Campus | Akron City Hospital | 1st Floor | 2025-03-13 13:50 | Low
No | 065173 | Warming Units, Patient, Forced-Air | 87500 - Bair Hugger 875 | 082761 | 3M Health Care | Sameday Surgery Center | Akron | Akron City Campus | Akron City Hospital | 1st Floor | 2025-03-13 13:50 | Low
No | 065174 | Warming Units, Patient, Forced-Air | 87500 - Bair Hugger 875 | 080598 | 3M Health Care | Sameday Surgery Center | Akron | Akron City Campus | Akron City Hospital | 1st Floor | 2025-03-13 13:50 | Low
No | 065175 | Warming Units, Patient, Forced-Air | 87500 - Bair Hugger 875 | 080332 | 3M Health Care | Sameday Surgery Center | Akron | Akron City Campus | Akron City Hospital | 1st Floor | 2025-03-13 13:50 | Low
No | 065176 | Warming Units, Patient, Forced-Air | 87500 - Bair Hugger 875 | 061679 | 3M Health Care | Sameday Surgery Center | Akron | Akron City Campus | Akron City Hospital | 1st Floor | 2025-03-13 13:50 | Low
No | 065177 | Warming Units, Patient, Forced-Air | 87500 - Bair Hugger 875 | 080375 | 3M Health Care | Sameday Surgery Center | Akron | Akron City Campus | Akron City Hospital | 1st Floor | 2025-03-13 13:50 | Low
No | 065178 | Warming Units, Patient, Forced-Air | 87500 - Bair Hugger 875 | 060168 | 3M Health Care | Sameday Surgery Center | Akron | Akron City Campus | Akron City Hospital | 1st Floor | 2025-03-13 13:50 | Low
No | 065179 | Warming Units, Patient, Forced-Air | 87500 - Bair Hugger 875 | 079383 | 3M Health Care | Sameday Surgery Center | Akron | Akron City Campus | Akron City Hospital | 1st Floor | 2025-03-13 13:50 | Low
No | 065180 | Warming Units, Patient, Forced-Air | 87500 - Bair Hugger 875 | 081831 | 3M Health Care | Sameday Surgery Center | Akron | Akron City Campus | Akron City Hospital | 1st Floor | 2025-03-13 13:50 | Low
No | 065181 | Warming Units, Patient, Forced-Air | 87500 - Bair Hugger 875 | 081221 | 3M Health Care | Sameday Surgery Center | Akron | Akron City Campus | Akron City Hospital | 1st Floor | 2025-03-13 13:50 | Low
No | 065182 | Warming Units, Patient, Forced-Air | 87500 - Bair Hugger 875 | 066410 | 3M Health Care | Sameday Surgery Center | Akron | Akron City Campus | Akron City Hospital | 1st Floor | 2025-03-13 13:50 | Low
No | 065183 | Warming Units, Patient, Forced-Air | 87500 - Bair Hugger 875 | 063861 | 3M Health Care | Sameday Surgery Center | Akron | Akron City Campus | Akron City Hospital | 1st Floor | 2025-03-13 13:50 | Low
No | 065184 | Warming Units, Patient, Forced-Air | 87500 - Bair Hugger 875 | 098010 | 3M Health Care | Sameday Surgery Center | Akron | Akron City Campus | Akron City Hospital | 1st Floor | 2025-03-13 13:50 | Low
No | 065185 | Warming Units, Patient, Forced-Air | 87500 - Bair Hugger 875 | 081770 | 3M Health Care | Sameday Surgery Center | Akron | Akron City Campus | Akron City Hospital | 1st Floor | 2025-03-13 13:50 | Low
No | 065186 | Warming Units, Patient, Forced-Air | 87500 - Bair Hugger 875 | 080600 | 3M Health Care | Sameday Surgery Center | Akron | Akron City Campus | Akron City Hospital | 1st Floor | 2025-03-13 13:50 | Low
No | 065187 | Warming Units, Patient, Forced-Air | 87500 - Bair Hugger 875 | 083049 | 3M Health Care | Sameday Surgery Center | Akron | Akron City Campus | Akron City Hospital | 1st Floor | 2025-03-13 13:50 | Low
No | 065188 | Warming Units, Patient, Forced-Air | 87500 - Bair Hugger 875 | 097232 | 3M Health Care | Sameday Surgery Center | Akron | Akron City Campus | Akron City Hospital | 1st Floor | 2025-03-13 13:50 | Low
No | 071001 | Warming Units, Patient, Forced-Air | 87500 - Bair Hugger 875 | 071831 | 3M Health Care | Medina ASC | Barberton | Medina Campus | Medina Medical Center | 1st Floor | 2025-03-11 08:48 | Low
No | 071002 | Warming Units, Patient, Forced-Air | 87500 - Bair Hugger 875 | 073322 | 3M Health Care | Medina ASC | Barberton | Medina Campus | Medina Medical Center | 1st Floor | 2025-03-11 08:48 | Low
No | 071003 | Warming Units, Patient, Forced-Air | 87500 - Bair Hugger 875 | 080115 | 3M Health Care | Medina ASC | Barberton | Medina Campus | Medina Medical Center | 1st Floor | 2025-03-11 08:48 | Low
No | 071004 | Warming Units, Patient, Forced-Air | 87500 - Bair Hugger 875 | 071819 | 3M Health Care | Medina ASC | Barberton | Medina Campus | Medina Medical Center | 1st Floor | 2025-03-11 08:48 | Low
No | 071005 | Warming Units, Patient, Forced-Air | 87500 - Bair Hugger 875 | 075124 | 3M Health Care | Medina ASC | Barberton | Medina Campus | Medina Medical Center | 1st Floor | 2025-03-11 08:48 | Low
No | 071006 | Warming Units, Patient, Forced-Air | 87500 - Bair Hugger 875 | 075209 | 3M Health Care | Medina ASC | Barberton | Medina Campus | Medina Medical Center | 1st Floor | 2025-03-11 08:48 | Low
No | 071007 | Warming Units, Patient, Forced-Air | 87500 - Bair Hugger 875 | 085015 | 3M Health Care | Medina ASC | Barberton | Medina Campus | Medina Medical Center | 1st Floor | 2025-03-11 08:48 | Low
No | 071008 | Warming Units, Patient, Forced-Air | 87500 - Bair Hugger 875 | 080102 | 3M Health Care | Medina ASC | Barberton | Medina Campus | Medina Medical Center | 1st Floor | 2025-03-11 08:48 | Low
No | 071009 | Warming Units, Patient, Forced-Air | 87500 - Bair Hugger 875 | 071820 | 3M Health Care | Medina ASC | Barberton | Medina Campus | Medina Medical Center | 1st Floor | 2025-03-11 08:48 | Low
No | 071010 | Warming Units, Patient, Forced-Air | 87500 - Bair Hugger 875 | 071821 | 3M Health Care | Medina ASC | Barberton | Medina Campus | Medina Medical Center | 1st Floor | 2025-03-11 08:48 | Low
No | 071011 | Warming Units, Patient, Forced-Air | 87500 - Bair Hugger 875 | 071871 | 3M Health Care | Medina ASC | Barberton | Medina Campus | Medina Medical Center | 1st Floor | 2025-03-11 08:48 | Low
No | 071027 | Warming Units, Patient, Forced-Air | 87500 - Bair Hugger 875 | 078631 | 3M Health Care | Sameday Surgery Center - SB | Barberton | Barberton Campus | Summa Barberton Hospital | 2nd Floor | 2025-03-11 08:48 | Low
No | 071028 | Warming Units, Patient, Forced-Air | 87500 - Bair Hugger 875 | 085025 | 3M Health Care | Sameday Surgery Center - SB | Barberton | Barberton Campus | Summa Barberton Hospital | 2nd Floor | 2025-03-11 08:48 | Low
No | 071029 | Warming Units, Patient, Forced-Air | 87500 - Bair Hugger 875 | 080116 | 3M Health Care | Sameday Surgery Center - SB | Barberton | Barberton Campus | Summa Barberton Hospital | 2nd Floor | 2025-03-11 08:48 | Low
No | 071030 | Warming Units, Patient, Forced-Air | 87500 - Bair Hugger 875 | 071810 | 3M Health Care | Sameday Surgery Center - SB | Barberton | Barberton Campus | Summa Barberton Hospital | 2nd Floor | 2025-03-11 08:48 | Low
No | 071031 | Warming Units, Patient, Forced-Air | 87500 - Bair Hugger 875 | 080119 | 3M Health Care | Sameday Surgery Center - SB | Barberton | Barberton Campus | Summa Barberton Hospital | 2nd Floor | 2025-03-11 08:48 | Low
No | 071032 | Warming Units, Patient, Forced-Air | 87500 - Bair Hugger 875 | 071823 | 3M Health Care | Sameday Surgery Center - SB | Barberton | Barberton Campus | Summa Barberton Hospital | 2nd Floor | 2025-03-11 08:48 | Low
No | 071033 | Warming Units, Patient, Forced-Air | 87500 - Bair Hugger 875 | 071864 | 3M Health Care | Sameday Surgery Center - SB | Barberton | Barberton Campus | Summa Barberton Hospital | 2nd Floor | 2025-03-11 08:48 | Low
No | 071034 | Warming Units, Patient, Forced-Air | 87500 - Bair Hugger 875 | 085030 | 3M Health Care | Sameday Surgery Center - SB | Barberton | Barberton Campus | Summa Barberton Hospital | 2nd Floor | 2025-03-11 08:48 | Low
No | 071035 | Warming Units, Patient, Forced-Air | 87500 - Bair Hugger 875 | 080122 | 3M Health Care | Sameday Surgery Center - SB | Barberton | Barberton Campus | Summa Barberton Hospital | 2nd Floor | 2025-03-11 08:48 | Low
No | 071036 | Warming Units, Patient, Forced-Air | 87500 - Bair Hugger 875 | 082364 | 3M Health Care | Sameday Surgery Center - SB | Barberton | Barberton Campus | Summa Barberton Hospital | 2nd Floor | 2025-03-11 08:48 | Low
No | 071037 | Warming Units, Patient, Forced-Air | 87500 - Bair Hugger 875 | 080109 | 3M Health Care | Sameday Surgery Center - SB | Barberton | Barberton Campus | Summa Barberton Hospital | 2nd Floor | 2025-03-11 08:48 | Low
No | 071038 | Warming Units, Patient, Forced-Air | 87500 - Bair Hugger 875 | 062320 | 3M Health Care | Sameday Surgery Center - SB | Barberton | Barberton Campus | Summa Barberton Hospital | 2nd Floor | 2025-03-11 08:48 | Low
No | 071039 | Warming Units, Patient, Forced-Air | 87500 - Bair Hugger 875 | 077987 | 3M Health Care | Sameday Surgery Center - SB | Barberton | Barberton Campus | Summa Barberton Hospital | 2nd Floor | 2025-03-11 08:48 | Low
No | 071040 | Warming Units, Patient, Forced-Air | 87500 - Bair Hugger 875 | 071879 | 3M Health Care | Sameday Surgery Center - SB | Barberton | Barberton Campus | Summa Barberton Hospital | 2nd Floor | 2025-03-11 08:48 | Low
No | 071041 | Warming Units, Patient, Forced-Air | 87500 - Bair Hugger 875 | 083046 | 3M Health Care | Sameday Surgery Center - SB | Barberton | Barberton Campus | Summa Barberton Hospital | 2nd Floor | 2025-03-11 08:48 | Low
No | 071042 | Warming Units, Patient, Forced-Air | 87500 - Bair Hugger 875 | 080312 | 3M Health Care | Sameday Surgery Center - SB | Barberton | Barberton Campus | Summa Barberton Hospital | 2nd Floor | 2025-03-11 08:48 | Low
No | 071043 | Warming Units, Patient, Forced-Air | 87500 - Bair Hugger 875 | 071837 | 3M Health Care | Sameday Surgery Center - SB | Barberton | Barberton Campus | Summa Barberton Hospital | 2nd Floor | 2025-03-11 08:48 | Low
No | 071044 | Warming Units, Patient, Forced-Air | 87500 - Bair Hugger 875 | 060169 | 3M Health Care | Sameday Surgery Center - SB | Barberton | Barberton Campus | Summa Barberton Hospital | 2nd Floor | 2025-03-11 08:48 | Low
No | 071045 | Warming Units, Patient, Forced-Air | 87500 - Bair Hugger 875 | 071867 | 3M Health Care | Sameday Surgery Center - SB | Barberton | Barberton Campus | Summa Barberton Hospital | 2nd Floor | 2025-03-11 08:48 | Low
No | 071046 | Warming Units, Patient, Forced-Air | 87500 - Bair Hugger 875 | 078635 | 3M Health Care | Sameday Surgery Center - SW | Barberton | Wadsworth Campus | Wadsworth-Rittman Medical Center | 1st Floor | 2025-03-11 08:48 | Low
No | 071047 | Warming Units, Patient, Forced-Air | 87500 - Bair Hugger 875 | 079753 | 3M Health Care | Sameday Surgery Center - SW | Barberton | Wadsworth Campus | Wadsworth-Rittman Medical Center | 1st Floor | 2025-03-11 08:48 | Low
No | 071048 | Warming Units, Patient, Forced-Air | 87500 - Bair Hugger 875 | 079750 | 3M Health Care | Sameday Surgery Center - SW | Barberton | Wadsworth Campus | Wadsworth-Rittman Medical Center | 1st Floor | 2025-03-11 08:48 | Low
No | 071049 | Warming Units, Patient, Forced-Air | 87500 - Bair Hugger 875 | 097236 | 3M Health Care | Sameday Surgery Center - SW | Barberton | Wadsworth Campus | Wadsworth-Rittman Medical Center | 1st Floor | 2025-03-11 08:48 | Low
No | 071050 | Warming Units, Patient, Forced-Air | 87500 - Bair Hugger 875 | 079755 | 3M Health Care | Sameday Surgery Center - SW | Barberton | Wadsworth Campus | Wadsworth-Rittman Medical Center | 1st Floor | 2025-03-11 08:48 | Low
No | 071051 | Warming Units, Patient, Forced-Air | 87500 - Bair Hugger 875 | 078611 | 3M Health Care | Sameday Surgery Center - SW | Barberton | Wadsworth Campus | Wadsworth-Rittman Medical Center | 1st Floor | 2025-03-11 08:48 | Low
No | 071052 | Warming Units, Patient, Forced-Air | 87500 - Bair Hugger 875 | 079752 | 3M Health Care | Sameday Surgery Center - SW | Barberton | Wadsworth Campus | Wadsworth-Rittman Medical Center | 1st Floor | 2025-03-11 08:48 | Low
No | 071053 | Warming Units, Patient, Forced-Air | 87500 - Bair Hugger 875 | 079756 | 3M Health Care | Sameday Surgery Center - SW | Barberton | Wadsworth Campus | Wadsworth-Rittman Medical Center | 1st Floor | 2025-03-11 08:48 | Low
No | 071054 | Warming Units, Patient, Forced-Air | 87500 - Bair Hugger 875 | 078637 | 3M Health Care | Sameday Surgery Center - SW | Barberton | Wadsworth Campus | Wadsworth-Rittman Medical Center | 1st Floor | 2025-03-11 08:48 | Low
No | 071055 | Warming Units, Patient, Forced-Air | 87500 - Bair Hugger 875 | 078400 | 3M Health Care | Sameday Surgery Center - SW | Barberton | Wadsworth Campus | Wadsworth-Rittman Medical Center | 1st Floor | 2025-03-11 08:48 | Low
No | 071056 | Warming Units, Patient, Forced-Air | 87500 - Bair Hugger 875 | 078639 | 3M Health Care | Sameday Surgery Center - SW | Barberton | Wadsworth Campus | Wadsworth-Rittman Medical Center | 1st Floor | 2025-03-11 08:48 | Low
No | 071057 | Warming Units, Patient, Forced-Air | 87500 - Bair Hugger 875 | 078632 | 3M Health Care | Sameday Surgery Center - SW | Barberton | Wadsworth Campus | Wadsworth-Rittman Medical Center | 1st Floor | 2025-03-11 08:48 | Low
No | 071058 | Warming Units, Patient, Forced-Air | 87500 - Bair Hugger 875 | 078621 | 3M Health Care | Sameday Surgery Center - SW | Barberton | Wadsworth Campus | Wadsworth-Rittman Medical Center | 1st Floor | 2025-03-11 08:48 | Low
No | 071059 | Warming Units, Patient, Forced-Air | 87500 - Bair Hugger 875 | 080709 | 3M Health Care | Sameday Surgery Center - SW | Barberton | Wadsworth Campus | Wadsworth-Rittman Medical Center | 1st Floor | 2025-03-11 08:48 | Low
No | 071060 | Warming Units, Patient, Forced-Air | 87500 - Bair Hugger 875 | 065996 | 3M Health Care | Sameday Surgery Center - SW | Barberton | Wadsworth Campus | Wadsworth-Rittman Medical Center | 1st Floor | 2025-03-11 08:48 | Low
No | 071061 | Warming Units, Patient, Forced-Air | 87500 - Bair Hugger 875 | 082757 | 3M Health Care | Sameday Surgery Center - SW | Barberton | Wadsworth Campus | Wadsworth-Rittman Medical Center | 1st Floor | 2025-03-11 08:48 | Low
No | 071062 | Warming Units, Patient, Forced-Air | 87500 - Bair Hugger 875 | 082756 | 3M Health Care | Sameday Surgery Center - SW | Barberton | Wadsworth Campus | Wadsworth-Rittman Medical Center | 1st Floor | 2025-03-11 08:48 | Low
No | 071063 | Warming Units, Patient, Forced-Air | 87500 - Bair Hugger 875 | 085022 | 3M Health Care | Sameday Surgery Center - SW | Barberton | Wadsworth Campus | Wadsworth-Rittman Medical Center | 1st Floor | 2025-03-11 08:48 | Low
No | 071064 | Warming Units, Patient, Forced-Air | 87500 - Bair Hugger 875 | 071717 | 3M Health Care | Sameday Surgery Center - SW | Barberton | Wadsworth Campus | Wadsworth-Rittman Medical Center | 1st Floor | 2025-03-11 08:48 | Low
No | 071065 | Warming Units, Patient, Forced-Air | 87500 - Bair Hugger 875 | 079765 | 3M Health Care | Sameday Surgery Center - SW | Barberton | Wadsworth Campus | Wadsworth-Rittman Medical Center | 1st Floor | 2025-03-11 08:48 | Low
No | 071066 | Warming Units, Patient, Forced-Air | 87500 - Bair Hugger 875 | 060167 | 3M Health Care | Sameday Surgery Center - SW | Barberton | Wadsworth Campus | Wadsworth-Rittman Medical Center | 1st Floor | 2025-03-11 08:48 | Low
No | 071067 | Warming Units, Patient, Forced-Air | 87500 - Bair Hugger 875 | 079245 | 3M Health Care | Sameday Surgery Center - SW | Barberton | Wadsworth Campus | Wadsworth-Rittman Medical Center | 1st Floor | 2025-03-11 08:48 | Low
No | 071068 | Warming Units, Patient, Forced-Air | 87500 - Bair Hugger 875 | 062488 | 3M Health Care | Sameday Surgery Center - SW | Barberton | Wadsworth Campus | Wadsworth-Rittman Medical Center | 1st Floor | 2025-03-11 08:48 | Low
No | 071069 | Warming Units, Patient, Forced-Air | 87500 - Bair Hugger 875 | 085033 | 3M Health Care | Sameday Surgery Center - SW | Barberton | Wadsworth Campus | Wadsworth-Rittman Medical Center | 1st Floor | 2025-03-11 08:48 | Low
No | 071070 | Warming Units, Patient, Forced-Air | 87500 - Bair Hugger 875 | 085034 | 3M Health Care | Sameday Surgery Center - SW | Barberton | Wadsworth Campus | Wadsworth-Rittman Medical Center | 1st Floor | 2025-03-11 08:48 | Low
No | 071071 | Warming Units, Patient, Forced-Air | 87500 - Bair Hugger 875 | 071691 | 3M Health Care | Sameday Surgery Center - SW | Barberton | Wadsworth Campus | Wadsworth-Rittman Medical Center | 1st Floor | 2025-03-11 08:48 | Low
No | 071072 | Warming Units, Patient, Forced-Air | 87500 - Bair Hugger 875 | 071875 | 3M Health Care | Sameday Surgery Center - SW | Barberton | Wadsworth Campus | Wadsworth-Rittman Medical Center | 1st Floor | 2025-03-11 08:48 | Low
No | 071026 | Warming Units, Patient, Forced-Air | 87500 - Bair Paws 875 | 079759 | 3M Health Care | Sameday Surgery Center - SB | Barberton | Barberton Campus | Summa Barberton Hospital | 2nd Floor | 2025-01-01 08:48 | Low
No | 037953 | Warming Units, Patient, Forced-Air | 87500 - Bair Paws 875 | 34671 | Arizant / 3M Health Care | 1 West - Joint Center of Excellence (COE) | Barberton | Barberton Campus | Summa Barberton Hospital | 1st Floor | 2012-02-02 | Low
No | 037956 | Warming Units, Patient, Forced-Air | 87500 - Bair Paws 875 | 52017 | Arizant / 3M Health Care | 1 East - Medical/Surgical Unit (MSU) - SB | Barberton | Barberton Campus | Summa Barberton Hospital | 1st Floor | 2015-03-31 | Low
No | 056303 | Warming Units, Patient, Radiant, Infant | 2063570-001 - Panda Wall Mounted | PWMY70032 | GE Healthcare | H4 - Mother/Baby Unit | Akron | Akron City Campus | H Tower | 4th Floor | 2019-06-17 | High
No | 056304 | Warming Units, Patient, Radiant, Infant | 2063570-001 - Panda Wall Mounted | PWMY70021 | GE Healthcare | H4 - Mother/Baby Unit | Akron | Akron City Campus | H Tower | 4th Floor | 2019-06-17 | High
No | 056311 | Warming Units, Patient, Radiant, Infant | 2063570-001 - Panda Wall Mounted | PWMY70025 | GE Healthcare | H4 - Mother/Baby Unit | Akron | Akron City Campus | H Tower | 4th Floor | 2019-06-17 | High
No | 056314 | Warming Units, Patient, Radiant, Infant | 2063570-001 - Panda Wall Mounted | PWMY70016 | GE Healthcare | H4 - Mother/Baby Unit | Akron | Akron City Campus | H Tower | 4th Floor | 2019-06-17 | High
No | 056319 | Warming Units, Patient, Radiant, Infant | 2063570-001 - Panda Wall Mounted | PWMY70017 | GE Healthcare | H4 - Mother/Baby Unit | Akron | Akron City Campus | H Tower | 4th Floor | 2019-06-17 | High
No | 056322 | Warming Units, Patient, Radiant, Infant | 2063570-001 - Panda Wall Mounted | PWMY70012 | GE Healthcare | H4 - Mother/Baby Unit | Akron | Akron City Campus | H Tower | 4th Floor | 2019-06-17 | High
No | 056326 | Warming Units, Patient, Radiant, Infant | 2063570-001 - Panda Wall Mounted | PWMY70036 | GE Healthcare | H4 - Mother/Baby Unit | Akron | Akron City Campus | H Tower | 4th Floor | 2019-06-17 | High
No | 056331 | Warming Units, Patient, Radiant, Infant | 2063570-001 - Panda Wall Mounted | PWMY70039 | GE Healthcare | H4 - Mother/Baby Unit | Akron | Akron City Campus | H Tower | 4th Floor | 2019-06-17 | High
No | 056335 | Warming Units, Patient, Radiant, Infant | 2063570-001 - Panda Wall Mounted | PWMY70020 | GE Healthcare | H4 - Mother/Baby Unit | Akron | Akron City Campus | H Tower | 4th Floor | 2019-06-17 | High
No | 056342 | Warming Units, Patient, Radiant, Infant | 2063570-001 - Panda Wall Mounted | PWMY70023 | GE Healthcare | H4 - Mother/Baby Unit | Akron | Akron City Campus | H Tower | 4th Floor | 2019-06-17 | High
No | 056346 | Warming Units, Patient, Radiant, Infant | 2063570-001 - Panda Wall Mounted | PWMY70031 | GE Healthcare | H4 - Mother/Baby Unit | Akron | Akron City Campus | H Tower | 4th Floor | 2019-06-17 | High
No | 056350 | Warming Units, Patient, Radiant, Infant | 2063570-001 - Panda Wall Mounted | PWMY70014 | GE Healthcare | H4 - Mother/Baby Unit | Akron | Akron City Campus | H Tower | 4th Floor | 2019-06-17 | High
No | 056751 | Warming Units, Patient, Radiant, Infant | 2063570-001 - Panda Wall Mounted | PWMY70034 | GE Healthcare | H4 - Mother/Baby Unit | Akron | Akron City Campus | H Tower | 4th Floor | 2019-06-17 | High
No | 056759 | Warming Units, Patient, Radiant, Infant | 2063570-001 - Panda Wall Mounted | PWMY70038 | GE Healthcare | H4 - Mother/Baby Unit | Akron | Akron City Campus | H Tower | 4th Floor | 2019-06-17 | High
No | 056761 | Warming Units, Patient, Radiant, Infant | 2063570-001 - Panda Wall Mounted | PWMY70027 | GE Healthcare | H4 - Mother/Baby Unit | Akron | Akron City Campus | H Tower | 4th Floor | 2019-06-17 | High
No | 056764 | Warming Units, Patient, Radiant, Infant | 2063570-001 - Panda Wall Mounted | PWMY70015 | GE Healthcare | H4 - Mother/Baby Unit | Akron | Akron City Campus | H Tower | 4th Floor | 2019-06-17 | High
No | 056769 | Warming Units, Patient, Radiant, Infant | 2063570-001 - Panda Wall Mounted | PWMY70024 | GE Healthcare | H4 - Mother/Baby Unit | Akron | Akron City Campus | H Tower | 4th Floor | 2019-06-17 | High
No | 056772 | Warming Units, Patient, Radiant, Infant | 2063570-001 - Panda Wall Mounted | PWMY70041 | GE Healthcare | H4 - Mother/Baby Unit | Akron | Akron City Campus | H Tower | 4th Floor | 2019-06-17 | High
No | 057077 | Warming Units, Patient, Radiant, Infant | 2063570-001 - Panda Wall Mounted | PWMY70033 | GE Healthcare | H4 - Mother/Baby Unit | Akron | Akron City Campus | H Tower | 4th Floor | 2019-06-17 | High
No | 057084 | Warming Units, Patient, Radiant, Infant | 2063570-001 - Panda Wall Mounted | PWMY70029 | GE Healthcare | H4 - Mother/Baby Unit | Akron | Akron City Campus | H Tower | 4th Floor | 2019-06-17 | High
No | 057088 | Warming Units, Patient, Radiant, Infant | 2063570-001 - Panda Wall Mounted | PWMY70008 | GE Healthcare | H4 - Mother/Baby Unit | Akron | Akron City Campus | H Tower | 4th Floor | 2019-06-17 | High
No | 057092 | Warming Units, Patient, Radiant, Infant | 2063570-001 - Panda Wall Mounted | PWMY70030 | GE Healthcare | H4 - Mother/Baby Unit | Akron | Akron City Campus | H Tower | 4th Floor | 2019-06-17 | High
No | 057096 | Warming Units, Patient, Radiant, Infant | 2063570-001 - Panda Wall Mounted | PWMY70011 | GE Healthcare | H4 - Mother/Baby Unit | Akron | Akron City Campus | H Tower | 4th Floor | 2019-06-17 | High
No | 057100 | Warming Units, Patient, Radiant, Infant | 2063570-001 - Panda Wall Mounted | PWMY70010 | GE Healthcare | H4 - Mother/Baby Unit | Akron | Akron City Campus | H Tower | 4th Floor | 2019-06-17 | High
No | 057102 | Warming Units, Patient, Radiant, Infant | 2063570-001 - Panda Wall Mounted | PWMY70042 | GE Healthcare | H4 - Mother/Baby Unit | Akron | Akron City Campus | H Tower | 4th Floor | 2019-06-17 | High
No | 057103 | Warming Units, Patient, Radiant, Infant | 2063570-001 - Panda Wall Mounted | PWMY70022 | GE Healthcare | H4 - Mother/Baby Unit | Akron | Akron City Campus | H Tower | 4th Floor | 2019-06-17 | High
No | 057110 | Warming Units, Patient, Radiant, Infant | 2063570-001 - Panda Wall Mounted | PWMY70040 | GE Healthcare | H4 - Mother/Baby Unit | Akron | Akron City Campus | H Tower | 4th Floor | 2019-06-17 | High
No | 057111 | Warming Units, Patient, Radiant, Infant | 2063570-001 - Panda Wall Mounted | PWMY70018 | GE Healthcare | H4 - Mother/Baby Unit | Akron | Akron City Campus | H Tower | 4th Floor | 2019-06-17 | High
No | 057117 | Warming Units, Patient, Radiant, Infant | 2063570-001 - Panda Wall Mounted | PWMY70037 | GE Healthcare | H4 - Mother/Baby Unit | Akron | Akron City Campus | H Tower | 4th Floor | 2019-06-17 | High
No | 057118 | Warming Units, Patient, Radiant, Infant | 2063570-001 - Panda Wall Mounted | PWMY70019 | GE Healthcare | H4 - Mother/Baby Unit | Akron | Akron City Campus | H Tower | 4th Floor | 2019-06-17 | High
No | 057125 | Warming Units, Patient, Radiant, Infant | 2063570-001 - Panda Wall Mounted | PWMY70035 | GE Healthcare | H4 - Mother/Baby Unit | Akron | Akron City Campus | H Tower | 4th Floor | 2019-06-17 | High
No | 057129 | Warming Units, Patient, Radiant, Infant | 2063570-001 - Panda Wall Mounted | PWMY70013 | GE Healthcare | H4 - Mother/Baby Unit | Akron | Akron City Campus | H Tower | 4th Floor | 2019-06-17 | High
No | 057130 | Warming Units, Patient, Radiant, Infant | 2063570-001 - Panda Wall Mounted | PWMY70009 | GE Healthcare | H4 - Mother/Baby Unit | Akron | Akron City Campus | H Tower | 4th Floor | 2019-06-17 | High
No | 057134 | Warming Units, Patient, Radiant, Infant | 2063570-001 - Panda Wall Mounted | PWMY70007 | GE Healthcare | H4 - Mother/Baby Unit | Akron | Akron City Campus | H Tower | 4th Floor | 2019-06-17 | High
No | 057141 | Warming Units, Patient, Radiant, Infant | 2063570-001 - Panda Wall Mounted | PWMY70028 | GE Healthcare | H4 - Mother/Baby Unit | Akron | Akron City Campus | H Tower | 4th Floor | 2019-06-17 | High
No | 057584 | Warming Units, Patient, Radiant, Infant | 2063570-001 - Panda Wall Mounted | PWMY70026 | GE Healthcare | H4 - Mother/Baby Unit | Akron | Akron City Campus | H Tower | 4th Floor | 2019-06-17 | High
No | 038451 | Warming Units, Patient, Radiant, Infant, Mobile | M1112198 - Panda iRes Bedded Warmer | HDJN50978 | GE Healthcare | H2 - Labor and Delivery Unit (L&D) | Akron | Akron City Campus | H Tower | 2nd Floor | 2009-07-06 | High
No | 038473 | Warming Units, Patient, Radiant, Infant, Mobile | M1112198 - Panda iRes Bedded Warmer | HDJN50979 | GE Healthcare | Emergency Department (ED) - SBH | Barberton | Barberton Campus | Summa Barberton Hospital | Ground Floor | 2009-07-06 | High
No | 038694 | Warming Units, Patient, Radiant, Infant, Mobile | M1112198 - Panda iRes Bedded Warmer | HDJN50977 | GE Healthcare | H2 - Labor and Delivery Unit (L&D) | Akron | Akron City Campus | H Tower | 2nd Floor | 2009-07-06 | High
No | 038695 | Warming Units, Patient, Radiant, Infant, Mobile | M1112198 - Panda iRes Bedded Warmer | PBWW62231 | GE Healthcare | H4 - Mother/Baby Unit | Akron | Akron City Campus | H Tower | 4th Floor | 2017-12-21 | High
No | 038696 | Warming Units, Patient, Radiant, Infant, Mobile | M1112198 - Panda iRes Bedded Warmer | PBWW62181 | GE Healthcare | H2 - Labor and Delivery Unit (L&D) | Akron | Akron City Campus | Akron City Hospital | Ground Floor | 2017-12-21 | High
No | 056287 | Warming Units, Patient, Radiant, Infant, Mobile | M1112198 - Panda iRes Bedded Warmer | PBWY70394 | GE Healthcare | H4 - Mother/Baby Unit | Akron | Akron City Campus | H Tower | 4th Floor | 2019-06-03 | High
No | 056288 | Warming Units, Patient, Radiant, Infant, Mobile | M1112198 - Panda iRes Bedded Warmer | PBWY70411 | GE Healthcare | H4 - Mother/Baby Unit | Akron | Akron City Campus | H Tower | 4th Floor | 2019-06-03 | High
No | 056289 | Warming Units, Patient, Radiant, Infant, Mobile | M1112198 - Panda iRes Bedded Warmer | PBWY70408 | GE Healthcare | H4 - Mother/Baby Unit | Akron | Akron City Campus | Akron City Hospital | 1st Floor | 2019-06-03 | High
No | 056290 | Warming Units, Patient, Radiant, Infant, Mobile | M1112198 - Panda iRes Bedded Warmer | PBWY70441 | GE Healthcare | H4 - Mother/Baby Unit | Akron | Akron City Campus | H Tower | 4th Floor | 2019-06-03 | High
No | 057152 | Warming Units, Patient, Radiant, Infant, Mobile | M1112198 - Panda iRes Bedded Warmer | PWBY70414 | GE Healthcare | H2 - Labor and Delivery Unit (L&D) | Akron | Akron City Campus | H Tower | 2nd Floor | 2019-05-20 | High
No | 057153 | Warming Units, Patient, Radiant, Infant, Mobile | M1112198 - Panda iRes Bedded Warmer | G21901388 | GE Healthcare | H2 - Labor and Delivery Unit (L&D) | Akron | Akron City Campus | H Tower | 2nd Floor | 2019-05-20 | High
No | 057154 | Warming Units, Patient, Radiant, Infant, Mobile | M1112198 - Panda iRes Bedded Warmer | PBWY70405 | GE Healthcare | H2 - Labor and Delivery Unit (L&D) | Akron | Akron City Campus | H Tower | 2nd Floor | 2019-05-20 | High
No | 057155 | Warming Units, Patient, Radiant, Infant, Mobile | M1112198 - Panda iRes Bedded Warmer | PBWY70392 | GE Healthcare | H2 - Labor and Delivery Unit (L&D) | Akron | Akron City Campus | H Tower | 2nd Floor | 2019-05-20 | High
No | 057156 | Warming Units, Patient, Radiant, Infant, Mobile | M1112198 - Panda iRes Bedded Warmer | PBWY70399 | GE Healthcare | H2 - Labor and Delivery Unit (L&D) | Akron | Akron City Campus | H Tower | 2nd Floor | 2019-05-20 | High
No | 057157 | Warming Units, Patient, Radiant, Infant, Mobile | M1112198 - Panda iRes Bedded Warmer | PBWY70413 | GE Healthcare | H2 - Labor and Delivery Unit (L&D) | Akron | Akron City Campus | H Tower | 2nd Floor | 2019-05-20 | High
No | 057158 | Warming Units, Patient, Radiant, Infant, Mobile | M1112198 - Panda iRes Bedded Warmer | PBWY70390 | GE Healthcare | H2 - Labor and Delivery Unit (L&D) | Akron | Akron City Campus | H Tower | 2nd Floor | 2019-05-20 | High
No | 057159 | Warming Units, Patient, Radiant, Infant, Mobile | M1112198 - Panda iRes Bedded Warmer | PBWY70397 | GE Healthcare | H2 - Labor and Delivery Unit (L&D) | Akron | Akron City Campus | H Tower | 2nd Floor | 2021-06-29 | High
No | 057160 | Warming Units, Patient, Radiant, Infant, Mobile | M1112198 - Panda iRes Bedded Warmer | PBWY70415 | GE Healthcare | H2 - Labor and Delivery Unit (L&D) | Akron | Akron City Campus | H Tower | 2nd Floor | 2019-05-15 | High
No | 057161 | Warming Units, Patient, Radiant, Infant, Mobile | M1112198 - Panda iRes Bedded Warmer | G21901440 | GE Healthcare | H2 - Labor and Delivery Unit (L&D) | Akron | Akron City Campus | H Tower | 2nd Floor | 2019-05-20 | High
No | 057162 | Warming Units, Patient, Radiant, Infant, Mobile | M1112198 - Panda iRes Bedded Warmer | G21901442 | GE Healthcare | H2 - Labor and Delivery Unit (L&D) | Akron | Akron City Campus | H Tower | 2nd Floor | 2019-05-20 | High
No | 057163 | Warming Units, Patient, Radiant, Infant, Mobile | M1112198 - Panda iRes Bedded Warmer | PBWY70416 | GE Healthcare | H2 - Labor and Delivery Unit (L&D) | Akron | Akron City Campus | H Tower | 2nd Floor | 2019-05-20 | High
No | 057164 | Warming Units, Patient, Radiant, Infant, Mobile | M1112198 - Panda iRes Bedded Warmer | PBWY70391 | GE Healthcare | H2 - Labor and Delivery Unit (L&D) | Akron | Akron City Campus | H Tower | 2nd Floor | 2019-05-20 | High
No | 057165 | Warming Units, Patient, Radiant, Infant, Mobile | M1112198 - Panda iRes Bedded Warmer | PBWY70398 | GE Healthcare | H2 - Labor and Delivery Unit (L&D) | Akron | Akron City Campus | H Tower | 2nd Floor | 2019-05-20 | High
No | 057166 | Warming Units, Patient, Radiant, Infant, Mobile | M1112198 - Panda iRes Bedded Warmer | PBWY70407 | GE Healthcare | H2 - Labor and Delivery Unit (L&D) | Akron | Akron City Campus | H Tower | 2nd Floor | 2019-05-20 | High
No | 057167 | Warming Units, Patient, Radiant, Infant, Mobile | M1112198 - Panda iRes Bedded Warmer | PBWY70396 | GE Healthcare | H2 - Labor and Delivery Unit (L&D) | Akron | Akron City Campus | H Tower | 2nd Floor | 2019-05-20 | High
No | 057169 | Warming Units, Patient, Radiant, Infant, Mobile | M1112198 - Panda iRes Bedded Warmer | PBWY70395 | GE Healthcare | H2 - Labor and Delivery Unit (L&D) | Akron | Akron City Campus | H Tower | 2nd Floor | 2019-06-17 | High
No | 057170 | Warming Units, Patient, Radiant, Infant, Mobile | M1112198 - Panda iRes Bedded Warmer | PBWY70401 | GE Healthcare | H2 - Labor and Delivery Unit (L&D) | Akron | Akron City Campus | H Tower | 2nd Floor | 2019-06-17 | High
No | 057171 | Warming Units, Patient, Radiant, Infant, Mobile | M1112198 - Panda iRes Bedded Warmer | PBWY70377 | GE Healthcare | H2 - Labor and Delivery Unit (L&D) | Akron | Akron City Campus | H Tower | 2nd Floor | 2019-06-17 | High
No | 057172 | Warming Units, Patient, Radiant, Infant, Mobile | M1112198 - Panda iRes Bedded Warmer | PBWY70389 | GE Healthcare | H2 - Labor and Delivery Unit (L&D) | Akron | Akron City Campus | H Tower | 2nd Floor | 2019-06-17 | High
No | 057173 | Warming Units, Patient, Radiant, Infant, Mobile | M1112198 - Panda iRes Bedded Warmer | PBWY70410 | GE Healthcare | H2 - Labor and Delivery Unit (L&D) | Akron | Akron City Campus | H Tower | 2nd Floor | 2019-06-17 | High
No | 057184 | Warming Units, Patient, Radiant, Infant, Mobile | M1112198 - Panda iRes Bedded Warmer | PBWY70375 | GE Healthcare | H2 - Labor and Delivery Unit (L&D) | Akron | Akron City Campus | H Tower | 2nd Floor | 2019-04-10 | High
No | 057185 | Warming Units, Patient, Radiant, Infant, Mobile | M1112198 - Panda iRes Bedded Warmer | PBWY70400 | GE Healthcare | H2 - Labor and Delivery Unit (L&D) | Akron | Akron City Campus | H Tower | 2nd Floor | 2019-04-10 | High
No | 057190 | Warming Units, Patient, Radiant, Infant, Mobile | M1112198 - Panda iRes Bedded Warmer | PBWY70409 | GE Healthcare | H2 - Labor and Delivery Unit (L&D) | Akron | Akron City Campus | H Tower | 2nd Floor | 2019-05-16 | High
No | 024277 | Warming Units, Patient, Radiant, Infant, Mobile | V-505HL - V-505Hl Infant Warmer | 1770741 | Neoforce Group | Virtual Care Simulation Lab | Akron | Akron City Campus | Akron City Hospital | 1st Floor | 2009-03-23 | High
No | 024286 | Warming Units, Patient, Radiant, Infant, Mobile | V-505HL - V-505Hl Infant Warmer | 1770744 | Neoforce Group | Virtual Care Simulation Lab | Akron | Akron City Campus | Akron City Hospital | 1st Floor | 2009-03-23 | High
No | 016900 | Warming Units, Patient, Radiant, Infant, Mobile | WBR82-1 - Warmer, Radiant | SS02186 | Hill-Rom | Virtual Care Simulation Lab | Akron | Akron City Campus | Akron City Hospital | 1st Floor | 2001-08-20 | High
No | 038634 | Warming/Cooling Units, Laboratory | 88870003 - Digital Dry Bath | I8BT70003026 | Thermo Fisher Scientific | LAB Blood Bank - SB | Barberton | Barberton Campus | Summa Barberton Hospital | 6th Floor | 2019-03-22 | Low
No | 037757 | Warming/Cooling Units, Laboratory | CVO-2121-SNT - Convection Warmer | CVO10092 | Huestis Medical | Cat Scan - SB | Barberton | Barberton Campus | Summa Barberton Hospital | Ground Floor | 2018-07-02 | Low
No | 052129 | Warming/Cooling Units, Laboratory | CVO-2121-SNT - Convection Warmer | CVO10088 | Huestis Medical | Radiation Therapy - Akron | Akron | Akron City Campus | Cooper Cancer Center |  | 2018-07-02 | Low
No | 052141 | Warming/Cooling Units, Laboratory | CVO-2121-SNT - Convection Warmer | CVO1089 | Huestis Medical | Radiation Therapy - Akron | Akron | Akron City Campus | Cooper Cancer Center | Ground Floor | 2018-07-02 | Low
No | 024793 | Warming/Cooling Units, Patient, Circulating-Liquid | 1000-01 | 4235 | Kimberly-Clark Health Care | Operating Room | Akron | Akron City Campus | Akron City Hospital | 1st Floor | 2009-04-07 | Medium
No | 024794 | Warming/Cooling Units, Patient, Circulating-Liquid | 1000-01 | SA07320015 | Kimberly-Clark Health Care | Operating Room | Akron | Akron City Campus | Akron City Hospital | 1st Floor | 2009-04-07 | Medium
No | 024795 | Warming/Cooling Units, Patient, Circulating-Liquid | 1000-01 | 4631 | Kimberly-Clark Health Care | Operating Room | Akron | Akron City Campus | Akron City Hospital | 1st Floor | 2009-04-07 | Medium
No | 032338 | Warming/Cooling Units, Patient, Circulating-Liquid | 1000-01 | SA09043019 | Kimberly-Clark Health Care | Operating Room | Akron | Akron City Campus | Akron City Hospital | 1st Floor | 2014-09-17 | Medium
No | 022981 | Warming/Cooling Units, Patient, Circulating-Liquid | 233 - Blanketrol III | 102-3-01497 | Gentherm / Cincinnati Sub-Zero | DMT Equipment Distribution | Akron | Akron City Campus | Akron City Hospital | Basement | 2010-09-28 | Medium
No | 024949 | Warming/Cooling Units, Patient, Circulating-Liquid | 233 - Blanketrol III | 084-3-00797 | Gentherm / Cincinnati Sub-Zero | DMT Equipment Distribution | Akron | Akron City Campus | Akron City Hospital | Ground Floor | 2009-01-27 | Medium
No | 039803 | Warming/Cooling Units, Patient, Circulating-Liquid | 233 - Blanketrol III | 222-3-14849 | Gentherm / Cincinnati Sub-Zero | DMT Equipment Distribution - SB | Barberton | Barberton Campus | Summa Barberton Hospital | 5th Floor | 2022-09-01 | Medium
No | 039804 | Warming/Cooling Units, Patient, Circulating-Liquid | 233 - Blanketrol III | 222-3-14848 | Gentherm / Cincinnati Sub-Zero | DMT Equipment Distribution - SB | Barberton | Barberton Campus | Summa Barberton Hospital | 5th Floor | 2022-09-01 | Medium
No | 064959 | Warming/Cooling Units, Patient, Circulating-Liquid | 233-115VG - Blanketrol III | 244-3-18455 | Gentherm / Cincinnati Sub-Zero | DMT Equipment Distribution | Akron | Akron City Campus | Akron City Hospital | Basement | 2025-01-06 14:13 | Medium
No | 064962 | Warming/Cooling Units, Patient, Circulating-Liquid | 233-115VG - Blanketrol III | 244-3-18438 | Gentherm / Cincinnati Sub-Zero | DMT Equipment Distribution | Akron | Akron City Campus | Akron City Hospital | Basement | 2025-01-06 14:13 | Medium
No | 064963 | Warming/Cooling Units, Patient, Circulating-Liquid | 233-115VG - Blanketrol III | 244-3-18458 | Gentherm / Cincinnati Sub-Zero | T3 - Medical Intensive Care Unit (MICU) | Akron | Akron City Campus | Critical Care Tower | 3rd Floor | 2025-01-06 14:13 | Medium
No | 064964 | Warming/Cooling Units, Patient, Circulating-Liquid | 233-115VG - Blanketrol III | 244-3-18450 | Gentherm / Cincinnati Sub-Zero | DMT Equipment Distribution | Akron | Akron City Campus | Akron City Hospital | 1st Floor | 2025-01-06 14:13 | Medium
No | 064965 | Warming/Cooling Units, Patient, Circulating-Liquid | 233-115VG - Blanketrol III | 244-3-18447 | Gentherm / Cincinnati Sub-Zero | DMT Equipment Distribution | Akron | Akron City Campus | Akron City Hospital | 1st Floor | 2025-01-06 14:13 | Medium
No | 064966 | Warming/Cooling Units, Patient, Circulating-Liquid | 233-115VG - Blanketrol III | 244-3-18456 | Gentherm / Cincinnati Sub-Zero | DMT Equipment Distribution | Akron | Akron City Campus | Akron City Hospital | 1st Floor | 2025-01-06 14:13 | Medium
No | 064967 | Warming/Cooling Units, Patient, Circulating-Liquid | 233-115VG - Blanketrol III | 244-3-18452 | Gentherm / Cincinnati Sub-Zero | DMT Equipment Distribution | Akron | Akron City Campus | Akron City Hospital | 1st Floor | 2025-01-06 14:13 | Medium
No | 064968 | Warming/Cooling Units, Patient, Circulating-Liquid | 233-115VG - Blanketrol III | 244-3-18457 | Gentherm / Cincinnati Sub-Zero | T1 - CTV Intensive Care Unit (CTV-ICU) | Akron | Akron City Campus | Critical Care Tower | 1st Floor | 2025-01-06 14:13 | Medium
No | 064976 | Warming/Cooling Units, Patient, Circulating-Liquid | 233-115VG - Blanketrol III | 244-3-18478 | Gentherm / Cincinnati Sub-Zero | T2 - STN Intensive Care Unit (STN-ICU) | Akron | Akron City Campus | Critical Care Tower | 2nd Floor | 2025-01-06 14:13 | Medium
No | 064977 | Warming/Cooling Units, Patient, Circulating-Liquid | 233-115VG - Blanketrol III | 244-3-18477 | Gentherm / Cincinnati Sub-Zero | DMT Equipment Distribution | Akron | Akron City Campus | Akron City Hospital | Basement | 2025-01-06 14:13 | Medium
No | 052007 | Warming/Cooling Units, Patient, Circulating-Liquid | 5000-00-00E - Arctic Sun 5000E | DYBWY521 | Medivance | Health Tech Mgmt | Akron | Akron City Campus | H Tower | Basement | 2017-11-02 | Medium
No | 063601 | Warming/Cooling Units, Patient, Circulating-Liquid | 6000-00-00 Arctic Sun Stat | DYHWAL008 | Becton Dickinson (BD) | T2 - STN Intensive Care Unit (STN-ICU) | Akron | Akron City Campus | Critical Care Tower | 2nd Floor | 2023-11-08 12:49 | Medium
No | 063602 | Warming/Cooling Units, Patient, Circulating-Liquid | 6000-00-00 Arctic Sun Stat | DYHVAL024 | Becton Dickinson (BD) | T1 - CTV Intensive Care Unit (CTV-ICU) | Akron | Akron City Campus | Critical Care Tower | 1st Floor | 2023-11-08 12:49 | Medium
No | 063603 | Warming/Cooling Units, Patient, Circulating-Liquid | 6000-00-00 Arctic Sun Stat | DYHWAL016 | Becton Dickinson (BD) | T1 - CTV Intensive Care Unit (CTV-ICU) | Akron | Akron City Campus | Critical Care Tower | 1st Floor | 2023-11-08 12:49 | Medium
No | 063604 | Warming/Cooling Units, Patient, Circulating-Liquid | 6000-00-00 Arctic Sun Stat | DYHVAL014 | Becton Dickinson (BD) | T3 - Medical Intensive Care Unit (MICU) | Akron | Akron City Campus | Critical Care Tower | 2nd Floor | 2023-11-08 12:49 | Medium
No | 063605 | Warming/Cooling Units, Patient, Circulating-Liquid | 6000-00-00 Arctic Sun Stat | DYHVAL006 | Becton Dickinson (BD) | T2 - STN Intensive Care Unit (STN-ICU) | Akron | Akron City Campus | Critical Care Tower | 2nd Floor | 2023-11-08 12:49 | Medium
No | 070341 | Warming/Cooling Units, Patient, Circulating-Liquid | 6000-00-00 Arctic Sun Stat | DYHVAL008 | Becton Dickinson (BD) | Intensive Care Unit (ICU) - SB | Barberton | Barberton Campus | Summa Barberton Hospital | 2nd Floor | 2023-11-08 12:40 | Medium
No | 016019 | Warming/Cooling Units, Patient, Circulating-Liquid | K-20 - Kpad Control | 631971 | Baxter Healthcare | Staff Development | Akron | Corporate Campus | Corporate Center |  | 1980-01-01 | Medium
No | 037839 | Warming/Cooling Units, Patient, Circulating-Liquid | MTA 6900 - Medi-Therm | H40013 | Gaymar / Stryker | DMT Equipment Distribution - SB | Barberton | Barberton Campus | Summa Barberton Hospital | 5th Floor | 2009-04-01 | Medium
No | 031254 | Warming/Cooling Units, Patient, Circulating-Liquid | TP-700 T-Pump | TP700J21K62 | Gaymar / Stryker | Summa Rehab Hospital | Akron | Akron City Campus | Summa Rehab Hospital |  | 2012-12-11 | Medium
No | 031257 | Warming/Cooling Units, Patient, Circulating-Liquid | TP-700 T-Pump | TP700J21J81 | Gaymar / Stryker | Summa Rehab Hospital | Akron | Akron City Campus | Summa Rehab Hospital |  | 2012-12-11 | Medium
No | 035400 | Warming/Cooling Units, Patient, Circulating-Liquid | TP-700 T-Pump | TP700A61109 | Gaymar / Stryker | DMT Equipment Distribution | Akron | Akron City Campus | Akron City Hospital | Basement | 2016-04-20 | Medium
No | 035404 | Warming/Cooling Units, Patient, Circulating-Liquid | TP-700 T-Pump | TP700A61088 | Gaymar / Stryker | DMT Equipment Distribution | Akron | Akron City Campus | Akron City Hospital | Basement | 2016-04-20 | Medium
No | 036803 | Warming/Cooling Units, Patient, Circulating-Liquid | TP-700 T-Pump | TP700D31099 | Gaymar / Stryker | DMT Equipment Distribution - SB | Barberton | Barberton Campus | Summa Barberton Hospital | 5th Floor | 2013-05-15 | Medium
No | 036804 | Warming/Cooling Units, Patient, Circulating-Liquid | TP-700 T-Pump | TP700D31151 | Gaymar / Stryker | DMT Equipment Distribution - SB | Barberton | Barberton Campus | Summa Barberton Hospital | 5th Floor | 2013-05-15 | Medium
No | 036805 | Warming/Cooling Units, Patient, Circulating-Liquid | TP-700 T-Pump | TP700D31133 | Gaymar / Stryker | DMT Equipment Distribution - SB | Barberton | Barberton Campus | Summa Barberton Hospital | 5th Floor | 2013-05-15 | Medium
No | 036807 | Warming/Cooling Units, Patient, Circulating-Liquid | TP-700 T-Pump | TP700D31163 | Gaymar / Stryker | DMT Equipment Distribution - SB | Barberton | Barberton Campus | Summa Barberton Hospital | 5th Floor | 2013-05-15 | Medium
No | 036808 | Warming/Cooling Units, Patient, Circulating-Liquid | TP-700 T-Pump | TP700D31129 | Gaymar / Stryker | DMT Equipment Distribution - SB | Barberton | Barberton Campus | Summa Barberton Hospital | 5th Floor | 2013-05-15 | Medium
No | 036810 | Warming/Cooling Units, Patient, Circulating-Liquid | TP-700 T-Pump | TP700D31140 | Gaymar / Stryker | DMT Equipment Distribution - SB | Barberton | Barberton Campus | Summa Barberton Hospital | 5th Floor | 2013-05-15 | Medium
No | 036811 | Warming/Cooling Units, Patient, Circulating-Liquid | TP-700 T-Pump | TP700D31502 | Gaymar / Stryker | DMT Equipment Distribution - SB | Barberton | Barberton Campus | Summa Barberton Hospital | 5th Floor | 2013-05-15 | Medium
No | 036812 | Warming/Cooling Units, Patient, Circulating-Liquid | TP-700 T-Pump | TP700D31537 | Gaymar / Stryker | DMT Equipment Distribution - SB | Barberton | Barberton Campus | Summa Barberton Hospital | 5th Floor | 2013-05-15 | Medium
No | 036813 | Warming/Cooling Units, Patient, Circulating-Liquid | TP-700 T-Pump | TP700D31145 | Gaymar / Stryker | DMT Equipment Distribution - SB | Barberton | Barberton Campus | Summa Barberton Hospital | 5th Floor | 2013-05-15 | Medium
No | 036814 | Warming/Cooling Units, Patient, Circulating-Liquid | TP-700 T-Pump | TP700D31149 | Gaymar / Stryker | DMT Equipment Distribution - SB | Barberton | Barberton Campus | Summa Barberton Hospital | 5th Floor | 2013-05-15 | Medium
No | 036816 | Warming/Cooling Units, Patient, Circulating-Liquid | TP-700 T-Pump | TP700D31162 | Gaymar / Stryker | DMT Equipment Distribution - SB | Barberton | Barberton Campus | Summa Barberton Hospital | 5th Floor | 2013-05-15 | Medium
No | 036822 | Warming/Cooling Units, Patient, Circulating-Liquid | TP-700 T-Pump | TP700D31020 | Gaymar / Stryker | DMT Equipment Distribution - SB | Barberton | Barberton Campus | Summa Barberton Hospital | 5th Floor | 2013-05-15 | Medium
No | 036826 | Warming/Cooling Units, Patient, Circulating-Liquid | TP-700 T-Pump | TP700D31067 | Gaymar / Stryker | DMT Equipment Distribution - SB | Barberton | Barberton Campus | Summa Barberton Hospital | 5th Floor | 2013-05-15 | Medium
No | 036839 | Warming/Cooling Units, Patient, Circulating-Liquid | TP-700 T-Pump | TP700D31143 | Gaymar / Stryker | DMT Equipment Distribution - SB | Barberton | Barberton Campus | Summa Barberton Hospital | 5th Floor | 2013-05-15 | Medium
No | 036840 | Warming/Cooling Units, Patient, Circulating-Liquid | TP-700 T-Pump | TP700D31135 | Gaymar / Stryker | DMT Equipment Distribution - SB | Barberton | Barberton Campus | Summa Barberton Hospital | 5th Floor | 2013-05-15 | Medium
No | 036841 | Warming/Cooling Units, Patient, Circulating-Liquid | TP-700 T-Pump | TP700D31137 | Gaymar / Stryker | DMT Equipment Distribution - SB | Barberton | Barberton Campus | Summa Barberton Hospital | 5th Floor | 2013-05-15 | Medium
No | 038727 | Warming/Cooling Units, Patient, Circulating-Liquid | TP-700 T-Pump | TP700D31087 | Gaymar / Stryker | DMT Equipment Distribution - SB | Barberton | Barberton Campus | Summa Barberton Hospital | 5th Floor | 2013-05-15 | Medium
No | 038728 | Warming/Cooling Units, Patient, Circulating-Liquid | TP-700 T-Pump | TP700D31139 | Gaymar / Stryker | DMT Equipment Distribution - SB | Barberton | Barberton Campus | Summa Barberton Hospital | 5th Floor | 2013-05-15 | Medium
No | 053264 | Warming/Cooling Units, Patient, Circulating-Liquid | TP-700 T-Pump | 2016009100818 | Gaymar / Stryker | DMT Equipment Distribution | Akron | Akron City Campus | Akron City Hospital | Basement | 2017-03-16 | Medium
No | 053267 | Warming/Cooling Units, Patient, Circulating-Liquid | TP-700 T-Pump | 2016009101100 | Gaymar / Stryker | DMT Equipment Distribution | Akron | Akron City Campus | Akron City Hospital | Basement | 2017-03-20 | Medium
No | 053268 | Warming/Cooling Units, Patient, Circulating-Liquid | TP-700 T-Pump | 2016009100567 | Gaymar / Stryker | DMT Equipment Distribution | Akron | Akron City Campus | Akron City Hospital | Basement | 2017-03-20 | Medium
No | 053278 | Warming/Cooling Units, Patient, Circulating-Liquid | TP-700 T-Pump | 2016009101115 | Gaymar / Stryker | DMT Equipment Distribution | Akron | Akron City Campus | Akron City Hospital | Basement | 2017-03-28 | Medium
No | 053285 | Warming/Cooling Units, Patient, Circulating-Liquid | TP-700 T-Pump | 2016009101296 | Gaymar / Stryker | DMT Equipment Distribution | Akron | Akron City Campus | Akron City Hospital | Basement | 2017-03-31 | Medium
No | 053287 | Warming/Cooling Units, Patient, Circulating-Liquid | TP-700 T-Pump | 2016009101311 | Gaymar / Stryker | DMT Equipment Distribution | Akron | Akron City Campus | Akron City Hospital | Basement | 2017-04-03 | Medium
No | 053322 | Warming/Cooling Units, Patient, Circulating-Liquid | TP-700 T-Pump | TP700C51550 | Gaymar / Stryker | DMT Equipment Distribution | Akron | Akron City Campus | Akron City Hospital | Basement | 2015-08-05 | Medium
No | 053369 | Warming/Cooling Units, Patient, Circulating-Liquid | TP-700 T-Pump | TP700C51559 | Gaymar / Stryker | DMT Equipment Distribution | Akron | Akron City Campus | Akron City Hospital | Basement | 2015-08-05 | Medium
No | 056721 | Warming/Cooling Units, Patient, Circulating-Liquid | TP-700 T-Pump | 2019009114626 | Gaymar / Stryker | DMT Equipment Distribution | Akron | Akron City Campus | Akron City Hospital | Basement | 2019-06-26 | Medium
No | 057677 | Warming/Cooling Units, Patient, Circulating-Liquid | TP-700 T-Pump | 2019009113205 | Gaymar / Stryker | DMT Equipment Distribution | Akron | Akron City Campus | Akron City Hospital | Basement | 2019-05-31 | Medium
No | 057680 | Warming/Cooling Units, Patient, Circulating-Liquid | TP-700 T-Pump | 2019009113140 | Gaymar / Stryker | DMT Equipment Distribution | Akron | Akron City Campus | Akron City Hospital | Basement | 2019-05-31 | Medium
No | 057684 | Warming/Cooling Units, Patient, Circulating-Liquid | TP-700 T-Pump | 2019009113195 | Gaymar / Stryker | DMT Equipment Distribution | Akron | Akron City Campus | Akron City Hospital | Basement | 2019-05-31 | Medium
No | 057687 | Warming/Cooling Units, Patient, Circulating-Liquid | TP-700 T-Pump | 2019009113182 | Gaymar / Stryker | DMT Equipment Distribution | Akron | Akron City Campus | Akron City Hospital | Basement | 2019-05-31 | Medium
No | 057689 | Warming/Cooling Units, Patient, Circulating-Liquid | TP-700 T-Pump | 2019009113221 | Gaymar / Stryker | DMT Equipment Distribution | Akron | Akron City Campus | Akron City Hospital | Basement | 2019-05-31 | Medium
No | 057694 | Warming/Cooling Units, Patient, Circulating-Liquid | TP-700 T-Pump | 2019009113211 | Gaymar / Stryker | DMT Equipment Distribution | Akron | Akron City Campus | Akron City Hospital | Basement | 2019-05-31 | Medium
No | 057695 | Warming/Cooling Units, Patient, Circulating-Liquid | TP-700 T-Pump | 2019009112771 | Gaymar / Stryker | DMT Equipment Distribution | Akron | Akron City Campus | Akron City Hospital | Basement | 2019-05-31 | Medium
No | 057698 | Warming/Cooling Units, Patient, Circulating-Liquid | TP-700 T-Pump | 2019009113218 | Gaymar / Stryker | DMT Equipment Distribution | Akron | Akron City Campus | Akron City Hospital | Basement | 2019-05-31 | Medium
No | 057703 | Warming/Cooling Units, Patient, Circulating-Liquid | TP-700 T-Pump | 2019009113843 | Gaymar / Stryker | DMT Equipment Distribution | Akron | Akron City Campus | Akron City Hospital | Basement | 2019-06-24 | Medium
No | 057704 | Warming/Cooling Units, Patient, Circulating-Liquid | TP-700 T-Pump | 2019009113911 | Gaymar / Stryker | DMT Equipment Distribution | Akron | Akron City Campus | Akron City Hospital | Basement | 2019-06-24 | Medium
No | 057706 | Warming/Cooling Units, Patient, Circulating-Liquid | TP-700 T-Pump | 2019009113930 | Gaymar / Stryker | DMT Equipment Distribution | Akron | Akron City Campus | Akron City Hospital | Basement | 2019-06-24 | Medium
No | 057707 | Warming/Cooling Units, Patient, Circulating-Liquid | TP-700 T-Pump | 2019009113922 | Gaymar / Stryker | DMT Equipment Distribution | Akron | Akron City Campus | Akron City Hospital | Basement | 2019-06-24 | Medium
No | 057708 | Warming/Cooling Units, Patient, Circulating-Liquid | TP-700 T-Pump | 2019009113923 | Gaymar / Stryker | DMT Equipment Distribution | Akron | Akron City Campus | Akron City Hospital | Basement | 2019-06-24 | Medium
No | 057709 | Warming/Cooling Units, Patient, Circulating-Liquid | TP-700 T-Pump | 2019009113916 | Gaymar / Stryker | DMT Equipment Distribution | Akron | Akron City Campus | Akron City Hospital | Basement | 2019-06-24 | Medium
No | 057711 | Warming/Cooling Units, Patient, Circulating-Liquid | TP-700 T-Pump | 2019009114209 | Gaymar / Stryker | DMT Equipment Distribution | Akron | Akron City Campus | Akron City Hospital | Basement | 2019-06-24 | Medium
No | 057712 | Warming/Cooling Units, Patient, Circulating-Liquid | TP-700 T-Pump | 2019009113929 | Gaymar / Stryker | DMT Equipment Distribution | Akron | Akron City Campus | Akron City Hospital | Basement | 2019-06-24 | Medium
No | 057713 | Warming/Cooling Units, Patient, Circulating-Liquid | TP-700 T-Pump | 2019009114213 | Gaymar / Stryker | DMT Equipment Distribution | Akron | Akron City Campus | Akron City Hospital | Basement | 2019-06-24 | Medium
No | 057717 | Warming/Cooling Units, Patient, Circulating-Liquid | TP-700 T-Pump | 2019009114600 | Gaymar / Stryker | DMT Equipment Distribution | Akron | Akron City Campus | Akron City Hospital | Basement | 2019-06-25 | Medium
No | 057718 | Warming/Cooling Units, Patient, Circulating-Liquid | TP-700 T-Pump | 2019009114576 | Gaymar / Stryker | DMT Equipment Distribution | Akron | Akron City Campus | Akron City Hospital | Basement | 2019-06-25 | Medium
No | 057723 | Warming/Cooling Units, Patient, Circulating-Liquid | TP-700 T-Pump | 2019009114592 | Gaymar / Stryker | DMT Equipment Distribution | Akron | Akron City Campus | Akron City Hospital | Basement | 2019-06-26 | Medium
No | 057724 | Warming/Cooling Units, Patient, Circulating-Liquid | TP-700 T-Pump | 2019009114556 | Gaymar / Stryker | DMT Equipment Distribution | Akron | Akron City Campus | Akron City Hospital | Basement | 2019-06-26 | Medium
No | 057725 | Warming/Cooling Units, Patient, Circulating-Liquid | TP-700 T-Pump | 2019009114340 | Gaymar / Stryker | DMT Equipment Distribution | Akron | Akron City Campus | Akron City Hospital | Basement | 2019-06-26 | Medium
No | 057728 | Warming/Cooling Units, Patient, Circulating-Liquid | TP-700 T-Pump | 2019009114579 | Gaymar / Stryker | DMT Equipment Distribution | Akron | Akron City Campus | Akron City Hospital | Basement | 2019-06-26 | Medium
No | 057729 | Warming/Cooling Units, Patient, Circulating-Liquid | TP-700 T-Pump | 2019009114632 | Gaymar / Stryker | DMT Equipment Distribution | Akron | Akron City Campus | Akron City Hospital | Basement | 2019-06-26 | Medium
No | 057730 | Warming/Cooling Units, Patient, Circulating-Liquid | TP-700 T-Pump | 2019009114617 | Gaymar / Stryker | DMT Equipment Distribution | Akron | Akron City Campus | Akron City Hospital | Basement | 2019-06-26 | Medium
No | 057731 | Warming/Cooling Units, Patient, Circulating-Liquid | TP-700 T-Pump | 2019009114555 | Gaymar / Stryker | DMT Equipment Distribution | Akron | Akron City Campus | Akron City Hospital | Basement | 2019-06-26 | Medium
No | 057732 | Warming/Cooling Units, Patient, Circulating-Liquid | TP-700 T-Pump | 2019009114566 | Gaymar / Stryker | DMT Equipment Distribution | Akron | Akron City Campus | Akron City Hospital | Basement | 2019-06-26 | Medium
No | 057734 | Warming/Cooling Units, Patient, Circulating-Liquid | TP-700 T-Pump | 2019009114625 | Gaymar / Stryker | DMT Equipment Distribution | Akron | Akron City Campus | Akron City Hospital | Basement | 2019-06-26 | Medium
No | 057735 | Warming/Cooling Units, Patient, Circulating-Liquid | TP-700 T-Pump | 2019009114480 | Gaymar / Stryker | DMT Equipment Distribution | Akron | Akron City Campus | Akron City Hospital | Basement | 2019-06-26 | Medium
No | 057736 | Warming/Cooling Units, Patient, Circulating-Liquid | TP-700 T-Pump | 2019009114609 | Gaymar / Stryker | DMT Equipment Distribution | Akron | Akron City Campus | Akron City Hospital | Basement | 2019-06-26 | Medium
No | 057739 | Warming/Cooling Units, Patient, Circulating-Liquid | TP-700 T-Pump | 2019009114601 | Gaymar / Stryker | DMT Equipment Distribution | Akron | Akron City Campus | Akron City Hospital | Basement | 2019-06-26 | Medium
No | 057742 | Warming/Cooling Units, Patient, Circulating-Liquid | TP-700 T-Pump | 2019009114605 | Gaymar / Stryker | DMT Equipment Distribution | Akron | Akron City Campus | Akron City Hospital | Basement | 2019-06-26 | Medium
No | 057743 | Warming/Cooling Units, Patient, Circulating-Liquid | TP-700 T-Pump | 2019009114616 | Gaymar / Stryker | DMT Equipment Distribution | Akron | Akron City Campus | Akron City Hospital | Basement | 2019-06-26 | Medium
No | 057744 | Warming/Cooling Units, Patient, Circulating-Liquid | TP-700 T-Pump | 2019009114630 | Gaymar / Stryker | DMT Equipment Distribution | Akron | Akron City Campus | Akron City Hospital | Basement | 2019-06-26 | Medium
No | 057746 | Warming/Cooling Units, Patient, Circulating-Liquid | TP-700 T-Pump | 2019009114603 | Gaymar / Stryker | DMT Equipment Distribution | Akron | Akron City Campus | Akron City Hospital | Basement | 2019-06-26 | Medium
No | 057747 | Warming/Cooling Units, Patient, Circulating-Liquid | TP-700 T-Pump | 2019009114583 | Gaymar / Stryker | DMT Equipment Distribution | Akron | Akron City Campus | Akron City Hospital | Basement | 2019-06-26 | Medium
No | 057748 | Warming/Cooling Units, Patient, Circulating-Liquid | TP-700 T-Pump | 2019009114610 | Gaymar / Stryker | DMT Equipment Distribution | Akron | Akron City Campus | Akron City Hospital | Basement | 2019-06-26 | Medium
No | 057749 | Warming/Cooling Units, Patient, Circulating-Liquid | TP-700 T-Pump | 2019009114561 | Gaymar / Stryker | DMT Equipment Distribution | Akron | Akron City Campus | Akron City Hospital | Basement | 2019-06-26 | Medium
No | 062726 | Warming/Cooling Units, Patient, Circulating-Liquid | TP-700 T-Pump | 221242719009 | Gaymar / Stryker | DMT Equipment Distribution | Akron | Akron City Campus | Akron City Hospital | Basement | 2023-01-10 10:20 | Medium
No | 062727 | Warming/Cooling Units, Patient, Circulating-Liquid | TP-700 T-Pump | 221375432036 | Gaymar / Stryker | DMT Equipment Distribution | Akron | Akron City Campus | Akron City Hospital | Basement | 2023-01-10 10:19 | Medium
No | 062728 | Warming/Cooling Units, Patient, Circulating-Liquid | TP-700 T-Pump | 221242719003 | Gaymar / Stryker | DMT Equipment Distribution | Akron | Akron City Campus | Akron City Hospital | Basement | 2023-01-10 10:20 | Medium
No | 062729 | Warming/Cooling Units, Patient, Circulating-Liquid | TP-700 T-Pump | 221242719004 | Gaymar / Stryker | DMT Equipment Distribution | Akron | Akron City Campus | Akron City Hospital | Basement | 2023-01-10 10:21 | Medium
No | 062730 | Warming/Cooling Units, Patient, Circulating-Liquid | TP-700 T-Pump | 221242719008 | Gaymar / Stryker | DMT Equipment Distribution | Akron | Akron City Campus | Akron City Hospital | Basement | 2023-01-10 10:24 | Medium
No | 062731 | Warming/Cooling Units, Patient, Circulating-Liquid | TP-700 T-Pump | 221242719001 | Gaymar / Stryker | DMT Equipment Distribution | Akron | Akron City Campus | Akron City Hospital | Basement | 2023-01-10 10:22 | Medium
No | 062732 | Warming/Cooling Units, Patient, Circulating-Liquid | TP-700 T-Pump | 221242719015 | Gaymar / Stryker | DMT Equipment Distribution | Akron | Akron City Campus | Akron City Hospital | Basement | 2023-01-10 10:22 | Medium
No | 062733 | Warming/Cooling Units, Patient, Circulating-Liquid | TP-700 T-Pump | 221375432011 | Gaymar / Stryker | DMT Equipment Distribution | Akron | Akron City Campus | Akron City Hospital | Basement | 2023-01-10 10:26 | Medium
No | 062734 | Warming/Cooling Units, Patient, Circulating-Liquid | TP-700 T-Pump | 221375432014 | Gaymar / Stryker | DMT Equipment Distribution | Akron | Akron City Campus | Akron City Hospital | Basement | 2023-01-10 10:27 | Medium
No | 062735 | Warming/Cooling Units, Patient, Circulating-Liquid | TP-700 T-Pump | 221242719006 | Gaymar / Stryker | DMT Equipment Distribution | Akron | Akron City Campus | Akron City Hospital | Basement | 2023-01-10 10:28 | Medium
No | 062813 | Warming/Cooling Units, Patient, Circulating-Liquid | TP-700 T-Pump | 221451673012 | Gaymar / Stryker | Summa Rehab Hospital | Akron | Akron City Campus | Summa Rehab Hospital |  | 2023-01-13 11:07 | Medium
No | 070697 | Warming/Cooling Units, Patient, Circulating-Liquid | TP-700 T-Pump | TP700G31494 | Gaymar / Stryker | DMT Equipment Distribution - SB | Barberton | Barberton Campus | Summa Barberton Hospital | 5th Floor | 2024-10-29 08:07 | Medium
No | 070698 | Warming/Cooling Units, Patient, Circulating-Liquid | TP-700 T-Pump | TP700G31431 | Gaymar / Stryker | DMT Equipment Distribution - SB | Barberton | Barberton Campus | Summa Barberton Hospital | 5th Floor | 2024-10-29 08:07 | Medium
No | 070699 | Warming/Cooling Units, Patient, Circulating-Liquid | TP-700 T-Pump | TP700G31470 | Gaymar / Stryker | DMT Equipment Distribution - SB | Barberton | Barberton Campus | Summa Barberton Hospital | 5th Floor | 2024-10-29 08:07 | Medium
No | 070700 | Warming/Cooling Units, Patient, Circulating-Liquid | TP-700 T-Pump | TP700G31267 | Gaymar / Stryker | DMT Equipment Distribution - SB | Barberton | Barberton Campus | Summa Barberton Hospital | 5th Floor | 2024-10-29 08:07 | Medium
No | 070770 | Warming/Cooling Units, Patient, Circulating-Liquid | TP-700 T-Pump | TP700G31491 | Gaymar / Stryker | DMT Equipment Distribution - SB | Barberton | Barberton Campus | Summa Barberton Hospital | 5th Floor | 2024-10-29 08:07 | Medium
No | 070771 | Warming/Cooling Units, Patient, Circulating-Liquid | TP-700 T-Pump | TP700G31481 | Gaymar / Stryker | DMT Equipment Distribution - SB | Barberton | Barberton Campus | Summa Barberton Hospital | 5th Floor | 2024-10-29 08:07 | Medium
Yes | 039438 | Washer/Decontamination Units | FH05042 - Reliance Vision Single Chamber Washer/Disinfector | 3616119018 | Steris | Central Processing/Supply - SB | Barberton | Barberton Campus | Summa Barberton Hospital | 2nd Floor | 2021-07-09 | Low
Yes | 039439 | Washer/Decontamination Units | FH05042 - Reliance Vision Single Chamber Washer/Disinfector | 3616119017 | Steris | Central Processing/Supply - SB | Barberton | Barberton Campus | Summa Barberton Hospital | 2nd Floor | 2021-07-09 | Low
Yes | 063342 | Washer/Decontamination Units | FH05042 - Reliance Vision Single Chamber Washer/Disinfector | 3608614001 | Steris | Central Processing/Supply | Akron | Akron City Campus | Akron City Hospital | Basement | 2023-07-28 10:08 | Low
Yes | 063343 | Washer/Decontamination Units | FH05042 - Reliance Vision Single Chamber Washer/Disinfector | 3608714001 | Steris | Central Processing/Supply | Akron | Akron City Campus | Akron City Hospital | Basement | 2023-07-28 10:08 | Low
Yes | 063344 | Washer/Decontamination Units | FH05042 - Reliance Vision Single Chamber Washer/Disinfector | 3608614002 | Steris | Central Processing/Supply | Akron | Akron City Campus | Akron City Hospital | Basement | 2023-07-28 10:08 | Low
Yes | 043265 | Washer/Decontamination Units | FH120110 - Amsco 2532 | 3608821030 | Steris | Medina ASC | Barberton | Medina Campus | Medina Medical Center | 1st Floor | 2023-02-09 10:26 | Medium
Yes | 039437 | Washer/Decontamination Units | FH41042 - Amsco 7053Hp | 3614719028 | Steris | Central Processing/Supply - SB | Barberton | Barberton Campus | Summa Barberton Hospital | 2nd Floor | 2021-07-09 | Low
Yes | 063341 | Washer/Decontamination Units | FH41042 - Amsco 7053Hp | 3610618030 | Steris | Central Processing/Supply | Akron | Akron City Campus | Akron City Hospital | Basement | 2023-07-28 10:01 | Low
Yes | 070014 | Washer/Decontamination Units | FH41042 - Amsco 7053Hp | 3625822021 | Steris | Central Processing/Supply - SW | Barberton | Wadsworth Campus | Wadsworth-Rittman Medical Center | 1st Floor | 2022-12-30 09:16 | Low
Yes | 070015 | Washer/Decontamination Units | FH41042 - Amsco 7053Hp | 3626522015 | Steris | Central Processing/Supply - SW | Barberton | Wadsworth Campus | Wadsworth-Rittman Medical Center | 1st Floor | 2022-12-30 09:16 | Low
No | 053542 | Washer/Decontamination Units, Endoscopic Channel | ECA-100G - Scope Buddy | SB887057-81 | Medivators | Central Processing/Supply | Akron | Akron City Campus | Akron City Hospital | Basement | 2018-02-05 | Low
No | 053543 | Washer/Decontamination Units, Endoscopic Channel | ECA-100G - Scope Buddy | SB887257-61 | Medivators | Central Processing/Supply | Akron | Akron City Campus | Akron City Hospital | Basement | 2018-01-30 | Low
No | CE8079 | Washer/Decontamination Units, Endoscopic Channel | ECA-100G - Scope Buddy | SB847641-12 | Medivators | Endoscopy - SB | Barberton | Barberton Campus | Summa Barberton Hospital | 2nd Floor | 2016-09-01 | Low
No | 039392 | Washer/Decontamination Units, Endoscopic Channel | SBP-1000 - Scope Buddy Plus | 13117480 | Medivators | Central Processing/Supply - SB | Barberton | Barberton Campus | Summa Barberton Hospital | 2nd Floor | 2021-05-19 | Low
No | 016030 | Washers, Labware/Surgical Instrument, Ultrasonic | 79 - Cleaner, Ultrasonic | 52674 | L&R | Ophthalmology Clinic | Akron | Akron City Campus | 75 Arch | 4th Floor | 1982-10-01 | Low
Yes | 063345 | Washers, Labware/Surgical Instrument, Ultrasonic | CR12 - Caviwave | 1113C1932 | Steris | Central Processing/Supply | Akron | Akron City Campus | Akron City Hospital | Basement | 2023-07-28 10:35 | Low
Yes | 063346 | Washers, Labware/Surgical Instrument, Ultrasonic | CRP217RL - Caviwave Pro | 0513ST0130054 | Steris | Central Processing/Supply | Akron | Akron City Campus | Akron City Hospital | Basement | 2023-07-28 10:35 | Low
Yes | 039443 | Washers, Labware/Surgical Instrument, Ultrasonic | Innowave PCF | 05199964333 | Steris | Central Processing/Supply - SB | Barberton | Barberton Campus | Summa Barberton Hospital | 2nd Floor | 2021-07-09 | Low
Yes | 063347 | Washers, Labware/Surgical Instrument, Ultrasonic | Innowave PCF | 04189322812 | Steris | Central Processing/Supply | Akron | Akron City Campus | Akron City Hospital | Basement | 2023-07-28 10:44 | Low
Yes | 070011 | Washers, Labware/Surgical Instrument, Ultrasonic | Innowave PCF | 08228321611 | Steris | Central Processing/Supply - SW | Barberton | Wadsworth Campus | Wadsworth-Rittman Medical Center | 1st Floor | 2022-12-30 10:34 | Low
Yes | 070114 | Washers, Labware/Surgical Instrument, Ultrasonic | Innowave PCF | 11210713302 | Steris | Central Processing/Supply - SB | Barberton | Barberton Campus | Summa Barberton Hospital | 2nd Floor | 2022-06-30 14:05 | Low
Yes | 070013 | Washers, Large Equipment, Cart | FW03101 - Reliance 1227 | 3634622001 | Steris | Central Processing/Supply - SW | Barberton | Wadsworth Campus | Wadsworth-Rittman Medical Center | 1st Floor | 2023-02-28 09:46 | Low
Yes | 039440 | Washers, Large Equipment, Cart | FW05202 - Vision 1327 Cart Washer | 3615119002 | Steris | Central Processing/Supply - SB | Barberton | Barberton Campus | Summa Barberton Hospital | 2nd Floor | 2021-07-09 | Low
Yes | 063339 | Washers, Large Equipment, Cart | FW05202 - Vision 1327 Cart Washer | 3607714009 | Steris | Central Processing/Supply | Akron | Akron City Campus | Akron City Hospital | Basement | 2023-07-28 09:42 | Low
Yes | 063340 | Washers, Large Equipment, Cart | FW05202 - Vision 1327 Cart Washer | 3607814012 | Steris | Central Processing/Supply | Akron | Akron City Campus | Akron City Hospital | Basement | 2023-07-28 09:42 | Low
Yes | 027600 | Waste-Disposal Units, Liquid | 0702-014-000W - Neptune 2 Docker | 1205805383 | Stryker | Operating Room | Akron | Akron City Campus | Akron City Hospital | 1st Floor | 2012-06-14 | Low
Yes | 037379 | Waste-Disposal Units, Liquid | 0702-014-000W - Neptune 2 Docker | 2003505923 | Stryker | Operating Room - SB | Barberton | Barberton Campus | Summa Barberton Hospital | 2nd Floor | 2020-03-27 | Low
Yes | 037448 | Waste-Disposal Units, Liquid | 0702-014-000W - Neptune 2 Docker | 1731009453 | Stryker | Operating Room - SW | Barberton | Wadsworth Campus | Wadsworth-Rittman Medical Center | 1st Floor | 2018-11-01 | Low
Yes | 037533 | Waste-Disposal Units, Liquid | 0702-014-000W - Neptune 2 Docker | 2230604663 | Stryker | Endoscopy - SW | Barberton | Wadsworth Campus | Wadsworth-Rittman Medical Center | 1st Floor | 2022-12-01 09:33 | Low
Yes | 039316 | Waste-Disposal Units, Liquid | 0702-014-000W - Neptune 2 Docker | 2109905273 | Stryker | Operating Room - SB | Barberton | Barberton Campus | Summa Barberton Hospital | 2nd Floor | 2021-06-01 | Low
Yes | 043272 | Waste-Disposal Units, Liquid | 0702-014-000W - Neptune 2 Docker | 2128200453 | Stryker | Medina ASC | Barberton | Medina Campus | Medina Medical Center | 1st Floor | 2022-03-01 10:13 | Low
Yes | 052699 | Waste-Disposal Units, Liquid | 0702-014-000W - Neptune 2 Docker | 1804720443 | Stryker | Operating Room | Akron | Akron City Campus | Akron City Hospital | 1st Floor | 2018-08-14 | Low
Yes | 060324 | Waste-Disposal Units, Liquid | 0702-014-000W - Neptune 2 Docker | 2103620923 | Stryker | Endoscopy - Outpatient | Akron | Akron City Campus | 95 Arch | Ground Floor | 2021-05-12 | Low
Yes | 060325 | Waste-Disposal Units, Liquid | 0702-014-000W - Neptune 2 Docker | 2104812303 | Stryker | Operating Room | Akron | Akron City Campus | Akron City Hospital | 1st Floor | 2021-05-12 | Low
Yes | 063747 | Waste-Disposal Units, Liquid | 0702-014-000W - Neptune 2 Docker | 1608103633 | Stryker | Endoscopy | Akron | Akron City Campus | Akron City Hospital | Ground Floor | 2024-06-20 08:04 | Low
Yes | 037447 | Waste-Disposal Units, Liquid | 0703-001-000W - Neptune 3 Ultra Rover | 1812824603 | Stryker | Operating Room - SW | Barberton | Wadsworth Campus | Wadsworth-Rittman Medical Center | 1st Floor | 2018-11-01 | Low
Yes | 037478 | Waste-Disposal Units, Liquid | 0703-001-000W - Neptune 3 Ultra Rover | 2107508653 | Stryker | Operating Room - SW | Barberton | Wadsworth Campus | Wadsworth-Rittman Medical Center | 1st Floor | 2021-05-27 | Low
Yes | 037479 | Waste-Disposal Units, Liquid | 0703-001-000W - Neptune 3 Ultra Rover | 2107508763 | Stryker | Operating Room - SW | Barberton | Wadsworth Campus | Wadsworth-Rittman Medical Center | 1st Floor | 2021-05-27 | Low
Yes | 037534 | Waste-Disposal Units, Liquid | 0703-001-000W - Neptune 3 Ultra Rover | 1803009573 | Stryker | Endoscopy - SW | Barberton | Wadsworth Campus | Wadsworth-Rittman Medical Center | 1st Floor | 2022-12-14 15:39 | Low
Yes | 037535 | Waste-Disposal Units, Liquid | 0703-001-000W - Neptune 3 Ultra Rover | 1925910873 | Stryker | Endoscopy - SW | Barberton | Wadsworth Campus | Wadsworth-Rittman Medical Center | 1st Floor | 2022-12-14 15:42 | Low
Yes | 038132 | Waste-Disposal Units, Liquid | 0703-001-000W - Neptune 3 Ultra Rover | 1932600483 | Stryker | Operating Room - SW | Barberton | Wadsworth Campus | Wadsworth-Rittman Medical Center | 1st Floor | 2019-12-10 | Low
Yes | 038133 | Waste-Disposal Units, Liquid | 0703-001-000W - Neptune 3 Ultra Rover | 1933068073 | Stryker | Operating Room - SW | Barberton | Wadsworth Campus | Wadsworth-Rittman Medical Center | 1st Floor | 2019-12-10 | Low
Yes | 038168 | Waste-Disposal Units, Liquid | 0703-001-000W - Neptune 3 Ultra Rover | 1931020923 | Stryker | Operating Room - SB | Barberton | Barberton Campus | Summa Barberton Hospital | 2nd Floor | 2019-12-10 | Low
Yes | 038169 | Waste-Disposal Units, Liquid | 0703-001-000W - Neptune 3 Ultra Rover | 1931021213 | Stryker | Operating Room - SB | Barberton | Barberton Campus | Summa Barberton Hospital | 2nd Floor | 2019-12-10 | Low
Yes | 038170 | Waste-Disposal Units, Liquid | 0703-001-000W - Neptune 3 Ultra Rover | 1931052433 | Stryker | Operating Room - SB | Barberton | Barberton Campus | Summa Barberton Hospital | 2nd Floor | 2019-12-10 | Low
Yes | 038171 | Waste-Disposal Units, Liquid | 0703-001-000W - Neptune 3 Ultra Rover | 1931052483 | Stryker | Operating Room - SB | Barberton | Barberton Campus | Summa Barberton Hospital | 2nd Floor | 2019-12-10 | Low
Yes | 039308 | Waste-Disposal Units, Liquid | 0703-001-000W - Neptune 3 Ultra Rover | 2111200593 | Stryker | Operating Room - SB | Barberton | Barberton Campus | Summa Barberton Hospital | 2nd Floor | 2021-06-01 | Low
Yes | 039309 | Waste-Disposal Units, Liquid | 0703-001-000W - Neptune 3 Ultra Rover | 2111019363 | Stryker | Operating Room - SB | Barberton | Barberton Campus | Summa Barberton Hospital | 2nd Floor | 2021-06-01 | Low
Yes | 039310 | Waste-Disposal Units, Liquid | 0703-001-000W - Neptune 3 Ultra Rover | 2111200603 | Stryker | Operating Room - SB | Barberton | Barberton Campus | Summa Barberton Hospital | 2nd Floor | 2021-06-01 | Low
Yes | 039311 | Waste-Disposal Units, Liquid | 0703-001-000W - Neptune 3 Ultra Rover | 2111210293 | Stryker | Operating Room - SB | Barberton | Barberton Campus | Summa Barberton Hospital | 2nd Floor | 2021-06-01 | Low
Yes | 039312 | Waste-Disposal Units, Liquid | 0703-001-000W - Neptune 3 Ultra Rover | 2110514843 | Stryker | Operating Room - SB | Barberton | Barberton Campus | Summa Barberton Hospital | 2nd Floor | 2021-06-01 | Low
Yes | 039313 | Waste-Disposal Units, Liquid | 0703-001-000W - Neptune 3 Ultra Rover | 2111019353 | Stryker | Operating Room - SB | Barberton | Barberton Campus | Summa Barberton Hospital | 2nd Floor | 2021-06-01 | Low
Yes | 039314 | Waste-Disposal Units, Liquid | 0703-001-000W - Neptune 3 Ultra Rover | 2111200583 | Stryker | Operating Room | Akron | Akron City Campus | Akron City Hospital | 1st Floor | 2021-06-01 | Low
Yes | 039315 | Waste-Disposal Units, Liquid | 0703-001-000W - Neptune 3 Ultra Rover | 2111210283 | Stryker | Operating Room | Akron | Akron City Campus | Akron City Hospital | 1st Floor | 2021-06-01 | Low
Yes | 039979 | Waste-Disposal Units, Liquid | 0703-001-000W - Neptune 3 Ultra Rover | 1813612643 | Stryker | Medina ASC | Barberton | Medina Campus | Medina Medical Center | 1st Floor | 2022-12-02 | Low
Yes | 052700 | Waste-Disposal Units, Liquid | 0703-001-000W - Neptune 3 Ultra Rover | 1819916333 | Stryker | Operating Room | Akron | Akron City Campus | Akron City Hospital | 1st Floor | 2018-08-14 | Low
Yes | 052701 | Waste-Disposal Units, Liquid | 0703-001-000W - Neptune 3 Ultra Rover | 1824817513 | Stryker | Operating Room | Akron | Akron City Campus | Akron City Hospital | 1st Floor | 2018-09-20 | Low
Yes | 052702 | Waste-Disposal Units, Liquid | 0703-001-000W - Neptune 3 Ultra Rover | 1824901863 | Stryker | Operating Room | Akron | Akron City Campus | Akron City Hospital | 1st Floor | 2018-09-20 | Low
Yes | 052703 | Waste-Disposal Units, Liquid | 0703-001-000W - Neptune 3 Ultra Rover | 1824817523 | Stryker | Operating Room | Akron | Akron City Campus | Akron City Hospital | 1st Floor | 2018-09-20 | Low
Yes | 052704 | Waste-Disposal Units, Liquid | 0703-001-000W - Neptune 3 Ultra Rover | 1824901923 | Stryker | Operating Room | Akron | Akron City Campus | Akron City Hospital | 1st Floor | 2018-09-20 | Low
Yes | 052705 | Waste-Disposal Units, Liquid | 0703-001-000W - Neptune 3 Ultra Rover | 1824817653 | Stryker | Operating Room | Akron | Akron City Campus | Akron City Hospital | 1st Floor | 2018-09-20 | Low
Yes | 058341 | Waste-Disposal Units, Liquid | 0703-001-000W - Neptune 3 Ultra Rover | 1932902383 | Stryker | Operating Room | Akron | Akron City Campus | Akron City Hospital | 1st Floor | 2019-12-12 | Low
Yes | 058342 | Waste-Disposal Units, Liquid | 0703-001-000W - Neptune 3 Ultra Rover | 1932502233 | Stryker | Operating Room | Akron | Akron City Campus | Akron City Hospital | 1st Floor | 2019-12-12 | Low
Yes | 058343 | Waste-Disposal Units, Liquid | 0703-001-000W - Neptune 3 Ultra Rover | 1928714403 | Stryker | Operating Room | Akron | Akron City Campus | Akron City Hospital | 1st Floor | 2019-12-12 | Low
Yes | 058344 | Waste-Disposal Units, Liquid | 0703-001-000W - Neptune 3 Ultra Rover | 1933030233 | Stryker | Operating Room | Akron | Akron City Campus | Akron City Hospital | 1st Floor | 2019-12-12 | Low
Yes | 060316 | Waste-Disposal Units, Liquid | 0703-001-000W - Neptune 3 Ultra Rover | 2104211333 | Stryker | Endoscopy - Outpatient | Akron | Akron City Campus | 95 Arch | Ground Floor | 2021-05-12 | Low
Yes | 060317 | Waste-Disposal Units, Liquid | 0703-001-000W - Neptune 3 Ultra Rover | 2110515193 | Stryker | Endoscopy - Outpatient | Akron | Akron City Campus | 95 Arch | Ground Floor | 2021-05-12 | Low
Yes | 060318 | Waste-Disposal Units, Liquid | 0703-001-000W - Neptune 3 Ultra Rover | 2110515533 | Stryker | Endoscopy - Outpatient | Akron | Akron City Campus | 95 Arch | Ground Floor | 2021-05-12 | Low
Yes | 060319 | Waste-Disposal Units, Liquid | 0703-001-000W - Neptune 3 Ultra Rover | 2110515343 | Stryker | Endoscopy - Outpatient | Akron | Akron City Campus | 95 Arch | Ground Floor | 2021-05-12 | Low
Yes | 060320 | Waste-Disposal Units, Liquid | 0703-001-000W - Neptune 3 Ultra Rover | 2110515103 | Stryker | Endoscopy - Outpatient | Akron | Akron City Campus | 95 Arch | Ground Floor | 2021-05-12 | Low
Yes | 060321 | Waste-Disposal Units, Liquid | 0703-001-000W - Neptune 3 Ultra Rover | 2110515153 | Stryker | Endoscopy | Akron | Akron City Campus | Akron City Hospital | Ground Floor | 2021-05-12 | Low
Yes | 060322 | Waste-Disposal Units, Liquid | 0703-001-000W - Neptune 3 Ultra Rover | 2110310183 | Stryker | Endoscopy | Akron | Akron City Campus | Akron City Hospital | Ground Floor | 2021-05-12 | Low
Yes | 060323 | Waste-Disposal Units, Liquid | 0703-001-000W - Neptune 3 Ultra Rover | 2110515323 | Stryker | Endoscopy | Akron | Akron City Campus | Akron City Hospital | Ground Floor | 2021-05-12 | Low
Yes | 060601 | Waste-Disposal Units, Liquid | 0703-001-000W - Neptune 3 Ultra Rover | 2106414743 | Stryker | Operating Room | Akron | Akron City Campus | Akron City Hospital | 1st Floor | 2021-05-24 | Low
Yes | 060602 | Waste-Disposal Units, Liquid | 0703-001-000W - Neptune 3 Ultra Rover | 2106719633 | Stryker | Operating Room | Akron | Akron City Campus | Akron City Hospital | 1st Floor | 2021-05-24 | Low
Yes | 060603 | Waste-Disposal Units, Liquid | 0703-001-000W - Neptune 3 Ultra Rover | 2107414453 | Stryker | Operating Room | Akron | Akron City Campus | Akron City Hospital | 1st Floor | 2021-05-24 | Low
Yes | 060604 | Waste-Disposal Units, Liquid | 0703-001-000W - Neptune 3 Ultra Rover | 2107414473 | Stryker | Operating Room | Akron | Akron City Campus | Akron City Hospital | 1st Floor | 2021-05-24 | Low
Yes | 060605 | Waste-Disposal Units, Liquid | 0703-001-000W - Neptune 3 Ultra Rover | 2107414483 | Stryker | Operating Room | Akron | Akron City Campus | Akron City Hospital | 1st Floor | 2021-05-24 | Low
Yes | 060606 | Waste-Disposal Units, Liquid | 0703-001-000W - Neptune 3 Ultra Rover | 2107414493 | Stryker | Operating Room | Akron | Akron City Campus | Akron City Hospital | 1st Floor | 2021-05-24 | Low
Yes | 060607 | Waste-Disposal Units, Liquid | 0703-001-000W - Neptune 3 Ultra Rover | 2107414523 | Stryker | Operating Room | Akron | Akron City Campus | Akron City Hospital | 1st Floor | 2021-05-24 | Low
Yes | 060608 | Waste-Disposal Units, Liquid | 0703-001-000W - Neptune 3 Ultra Rover | 2107508383 | Stryker | Operating Room | Akron | Akron City Campus | Akron City Hospital | 1st Floor | 2021-05-24 | Low
Yes | 060609 | Waste-Disposal Units, Liquid | 0703-001-000W - Neptune 3 Ultra Rover | 2107508423 | Stryker | Operating Room | Akron | Akron City Campus | Akron City Hospital | 1st Floor | 2021-05-24 | Low
Yes | 060610 | Waste-Disposal Units, Liquid | 0703-001-000W - Neptune 3 Ultra Rover | 2107508463 | Stryker | Operating Room | Akron | Akron City Campus | Akron City Hospital | 1st Floor | 2021-05-24 | Low
Yes | 060611 | Waste-Disposal Units, Liquid | 0703-001-000W - Neptune 3 Ultra Rover | 2107508503 | Stryker | Operating Room | Akron | Akron City Campus | Akron City Hospital | 1st Floor | 2021-05-24 | Low
Yes | 060612 | Waste-Disposal Units, Liquid | 0703-001-000W - Neptune 3 Ultra Rover | 2107508543 | Stryker | Operating Room | Akron | Akron City Campus | Akron City Hospital | 1st Floor | 2021-05-24 | Low
Yes | 060613 | Waste-Disposal Units, Liquid | 0703-001-000W - Neptune 3 Ultra Rover | 2107508603 | Stryker | Operating Room | Akron | Akron City Campus | Akron City Hospital | 1st Floor | 2021-05-24 | Low
Yes | 060614 | Waste-Disposal Units, Liquid | 0703-001-000W - Neptune 3 Ultra Rover | 2107508633 | Stryker | Operating Room | Akron | Akron City Campus | Akron City Hospital | 1st Floor | 2021-05-24 | Low
Yes | 060615 | Waste-Disposal Units, Liquid | 0703-001-000W - Neptune 3 Ultra Rover | 2107508673 | Stryker | Operating Room | Akron | Akron City Campus | Akron City Hospital | 1st Floor | 2021-05-24 | Low
Yes | 060616 | Waste-Disposal Units, Liquid | 0703-001-000W - Neptune 3 Ultra Rover | 2107508723 | Stryker | Operating Room | Akron | Akron City Campus | Akron City Hospital | 1st Floor | 2021-05-24 | Low
Yes | 060617 | Waste-Disposal Units, Liquid | 0703-001-000W - Neptune 3 Ultra Rover | 2110515893 | Stryker | Operating Room | Akron | Akron City Campus | Akron City Hospital | 1st Floor | 2021-06-09 | Low
Yes | 060618 | Waste-Disposal Units, Liquid | 0703-001-000W - Neptune 3 Ultra Rover | 2110515233 | Stryker | Operating Room | Akron | Akron City Campus | Akron City Hospital | 1st Floor | 2021-06-09 | Low
Yes | 060619 | Waste-Disposal Units, Liquid | 0703-001-000W - Neptune 3 Ultra Rover | 2110515283 | Stryker | Operating Room | Akron | Akron City Campus | Akron City Hospital | 1st Floor | 2021-06-09 | Low
Yes | 060625 | Waste-Disposal Units, Liquid | 0703-001-000W - Neptune 3 Ultra Rover | 2110515673 | Stryker | Operating Room | Akron | Akron City Campus | Akron City Hospital | 1st Floor | 2021-06-14 | Low
Yes | 061375 | Waste-Disposal Units, Liquid | 0703-001-000W - Neptune 3 Ultra Rover | 2124404643 | Stryker | Medina ASC | Barberton | Medina Campus | Medina Medical Center | 1st Floor | 2022-03-15 | Low
Yes | 062503 | Waste-Disposal Units, Liquid | 0703-001-000W - Neptune 3 Ultra Rover | 1718118743 | Stryker | Operating Room | Akron | Akron City Campus | Akron City Hospital | 1st Floor | 2022-11-30 | Low
Yes | 062504 | Waste-Disposal Units, Liquid | 0703-001-000W - Neptune 3 Ultra Rover | 1718118863 | Stryker | Operating Room | Akron | Akron City Campus | Akron City Hospital | 1st Floor | 2022-11-30 | Low
Yes | 062505 | Waste-Disposal Units, Liquid | 0703-001-000W - Neptune 3 Ultra Rover | 1706713673 | Stryker | Operating Room | Akron | Akron City Campus | Akron City Hospital | 1st Floor | 2022-11-30 | Low
No | 062671 | Water-Jet Surgical Units | 52700 TenJet Tenotomy | 0001-4708 | HydroCision | IMG Summa Health Ctr - White Pond | Barberton | White Pond Campus | White Pond Medical Center |  | 2023-01-01 12:52 | Low
No | 059053 | Workstations | 2077867-001 - Pdm Base Station Plus | SKR20063330TA | GE Healthcare | SCI-Heart Rhythm Services | Akron | Akron City Campus | Akron City Hospital | 1st Floor | 2020-09-21 | Low
No | 059060 | Workstations | 2077867-001 - Pdm Base Station Plus | SKR20063348TA | GE Healthcare | SCI-Heart Rhythm Services | Akron | Akron City Campus | Akron City Hospital | 1st Floor | 2020-09-21 | Low
No | 059067 | Workstations | 2077867-001 - Pdm Base Station Plus | SKR20063350TA | GE Healthcare | SCI-Cardiac Cath Lab Svcs | Akron | Akron City Campus | Akron City Hospital | 1st Floor | 2020-09-21 | Low
No | 061230 | Workstations | 459801632871 - Interventional Workstation (Iws) | 722122523530 | Philips Healthcare | Angiography | Akron | Akron City Campus | Akron City Hospital | 2nd Floor | 2021-11-24 | Low
No | 061231 | Workstations | 459801632871 - Interventional Workstation (Iws) | 722125626840 | Philips Healthcare | Angiography | Akron | Akron City Campus | Akron City Hospital | 2nd Floor | 2021-11-24 | Low
No | 028598 | Workstations | 5996272 - E-Soft P Workstation | 5400085187 | Siemens Medical Solutions | Nuclear Medicine | Akron | Akron City Campus | Akron City Hospital | Ground Floor | 2003-09-29 | Low
No | 101-88324 | Workstations | CY23MP Wkst - Workstation | CY23MP | GE Healthcare | Diagnostic Radiology - SW | Barberton | Wadsworth Campus | Wadsworth-Rittman Medical Center | 1st Floor | 2008-01-01 | Low
No | CE4993 | Workstations | Echo Pac - | 825 | GE Healthcare | SCI - Echo Services - SB | Barberton | Barberton Campus | Summa Barberton Hospital | Ground Floor | 2009-04-01 | Low
No | CE4994 | Workstations | Echo Pac - | 827 | GE Healthcare | SCI - Echo Services - SB | Barberton | Barberton Campus | Summa Barberton Hospital | Ground Floor | 2009-04-01 | Low
No | 017244 | Workstations | Evo W4000 - Cpu, Echo Pac 7 | 8303 CCFZ 10JM | Compaq | SCI - Noninvasive Cardio Service | Akron | Akron City Campus | Akron City Hospital | Ground Floor | 2003-03-17 | Low
No | 017312 | Workstations | Evo W4000 - Cpu, Echo Pac 7 | 8303 CCFZ 10MN | Compaq | SCI - Noninvasive Cardio Service | Akron | Akron City Campus | Akron City Hospital | Ground Floor | 2003-03-17 | Low
No | 018909 | Workstations | Evo W4000 - Cpu, Echo Pac 7 | 8303 CCFZ 10LK | Compaq | SCI - Noninvasive Cardio Service | Akron | Akron City Campus | Akron City Hospital | Ground Floor | 2003-07-29 | Low
No | 037498 | Workstations | HP Engage Raid1 - Hp Engage Raid1 Nx Workstation | MXL1284D5B | Hewlett Packard | Diagnostic Radiology - SW | Barberton | Wadsworth Campus | Wadsworth-Rittman Medical Center | 1st Floor | 2022-02-21 | Low
No | 063914 | Workstations | i5-5000 - Nexus-DRF | i5NX-1019-0162 | Varex Imaging | Diagnostic Radiology | Akron | Akron City Campus | Akron City Hospital | Ground Floor | 2019-11-19 | Low
No | 061695 | Workstations | ILS-0726-PS - Super Dimension Planning Station | 64KT8Y2 | Covidien | Endoscopy | Akron | Akron City Campus | Akron City Hospital | Ground Floor | 2022-09-28 | Low
No | 059100 | Workstations | KT-5404-300FG - Carto Prime Module | ServTag#HPSSS33 | Biosense Webster | SCI-Heart Rhythm Services | Akron | Akron City Campus | Akron City Hospital | 1st Floor | 2020-09-16 | Low
No | 064080 | Workstations | KT-5404-300FG - Carto Prime Module | ServTag#4QH4033 | Biosense Webster | SCI-Heart Rhythm Services | Akron | Akron City Campus | Akron City Hospital | 1st Floor | 2024-05-06 12:13 | Low
No | 059074 | Workstations | MP3093 - Bona Lex Light System Sbc | LG87791670-190300646 | Micropace | SCI-Heart Rhythm Services | Akron | Akron City Campus | Akron City Hospital | 1st Floor | 2020-09-21 | Low
No | 059079 | Workstations | MP3093 - Bona Lex Light System Sbc | LG87791670-190300672 | Micropace | SCI-Heart Rhythm Services | Akron | Akron City Campus | Akron City Hospital | 1st Floor | 2020-09-21 | Low
No | 059084 | Workstations | MP3093 - Bona Lex Light System Sbc | LG87791670-190300736 | Micropace | SCI-Cardiac Cath Lab Svcs | Akron | Akron City Campus | Akron City Hospital | 1st Floor | 2020-09-21 | Low
No | 060425 | Workstations | MS16-V2 - Ms16-V2 | K2008N0015278 | Micro-Star International (Msi) | Virtual Care Simulation Lab | Akron | Akron City Campus | Akron City Hospital | 1st Floor | 2021-04-15 | Low
No | 011787 | Workstations | SPARC20 WORKSTATION - | 618F0DFE | Sun Microsystems | Nuclear Medicine | Akron | Akron City Campus | Akron City Hospital | Ground Floor | 2003-02-03 | Low
No | 011827 | Workstations | SPARC20 WORKSTATION - | TRIWS3 | Sun Microsystems | Nuclear Medicine | Akron | Akron City Campus | Akron City Hospital | Ground Floor | 1998-02-01 | Low
No | 011831 | Workstations | SPARC20 WORKSTATION - | 509F0065 | Sun Microsystems | Nuclear Medicine | Akron | Akron City Campus | Akron City Hospital | Ground Floor | 2003-06-03 | Low
No | 058073 | Workstations | T900 - Lifebook T900 | RO640035 | Fujitsu | Barberton OB/GYN | Barberton | Barberton Campus | Tuscora Park Pavilion | Ground Floor | 2019-09-04 | Low
No | 031643 | Workstations | Think Pad | Unknown | Lenovo | Endoscopy | Akron | Akron City Campus | Akron City Hospital | Ground Floor | 2013-09-27 | Low
No | 037910 | Workstations | ThinkCenter M720q - Thinkcenter M720Q Workstation | MJ07T0DX | Lenovo | Sleep Lab - SB | Barberton | Barberton Campus | Summa Barberton Hospital | 4th Floor | 2019-08-26 | Low
No | 037909 | Workstations | ThinkCenter M720s - Thinkcenter M720S Workstation | MJ08G103 | Lenovo | Sleep Lab - SB | Barberton | Barberton Campus | Summa Barberton Hospital | 4th Floor | 2019-08-26 | Low
No | 004807 | Workstations | ULTSPARC WORKSTATION - | TRIWS4 | Sun Microsystems | Nuclear Medicine | Akron | Akron City Campus | Akron City Hospital | Ground Floor | 1998-02-01 | Low
No | 011683 | Workstations | ULTSPARC WORKSTATION - | 805FC570 | Sun Microsystems | Nuclear Medicine | Akron | Akron City Campus | Akron City Hospital | Ground Floor | 2001-10-25 | Low
No | 011783 | Workstations | ULTSPARC WORKSTATION - | 303166 | Sun Microsystems | Nuclear Medicine | Akron | Akron City Campus | Akron City Hospital | Ground Floor | 2003-02-07 | Low
Yes | 039397 | Workstations, Cardiac Catheterization Laboratory | 300000467271 - Syncvision Workstation V2.2 | 2098 | Philips Healthcare / Volcano | SCI-Cardiac Cath Lab Svcs - SB | Barberton | Barberton Campus | Summa Barberton Hospital | 2nd Floor | 2020-07-06 | Low
Yes | 059107 | Workstations, Cardiac Catheterization Laboratory | 300000467271 - Syncvision Workstation V2.2 | 2111 | Philips Healthcare / Volcano | SCI-Cardiac Cath Lab Svcs | Akron | Akron City Campus | Akron City Hospital | 1st Floor | 2020-07-06 | Low
Yes | 059112 | Workstations, Cardiac Catheterization Laboratory | 300000467271 - Syncvision Workstation V2.2 | 2113 | Philips Healthcare / Volcano | SCI-Cardiac Cath Lab Svcs | Akron | Akron City Campus | Akron City Hospital | 1st Floor | 2020-07-06 | Low
Yes | 059117 | Workstations, Cardiac Catheterization Laboratory | 300000467271 - Syncvision Workstation V2.2 | 2110 | Philips Healthcare / Volcano | SCI-Cardiac Cath Lab Svcs | Akron | Akron City Campus | Akron City Hospital | 1st Floor | 2020-07-06 | Low
Yes | 032319 | Workstations, Cardiac Catheterization Laboratory | 5394794-52 HP Z800 - Advantage Workstation | 2UA4191PB6 | GE Healthcare | Operating Room | Akron | Akron City Campus | Akron City Hospital | 1st Floor | 2014-08-14 | Low
Yes | 032320 | Workstations, Cardiac Catheterization Laboratory | 5394794-52 HP Z800 - Advantage Workstation | 2UA4191PCD | GE Healthcare | SCI-Cardiac Cath Lab Svcs - SB | Barberton | Barberton Campus | Summa Barberton Hospital | 2nd Floor | 2014-08-14 | Low
Yes | 052783 | Workstations, Cardiac Catheterization Laboratory | 5723590-2 - AW Volume Share 7 | 2UA8491VFR | GE Healthcare | SCI-Cardiac Cath Lab Svcs | Akron | Akron City Campus | Akron City Hospital | 1st Floor | 2019-01-07 | Low
No | 056143 | Workstations, Clinical Laboratory, Automation | 185007 / 00 - Microlab Star Liquid Handling System | 7094 | Hamilton Robotics Inc | IMMUNOLOGY/SEROLOGY | Akron | Akron City Campus | Akron City Hospital | 2nd Floor | 2019-08-06 | Low
Yes | 070159 | Workstations, Clinical Laboratory, Automation | I5 XN-IPU | SMx0223F43813 | Sysmex America | LAB Critical Care - SB | Barberton | Barberton Campus | Summa Barberton Hospital | 6th Floor | 2023-09-06 08:48 | Low
Yes | 101-88321 | Workstations, PACS | Centricity - Archival Device | 0001 | GE Healthcare | Diagnostic Radiology - SW | Barberton | Wadsworth Campus | Wadsworth-Rittman Medical Center | 1st Floor | 2004-09-01 | Low
Yes | 101-88327 | Workstations, PACS | Centricity - Archival Device | 00004 | GE Healthcare | Diagnostic Radiology - SW | Barberton | Wadsworth Campus | Wadsworth-Rittman Medical Center | 1st Floor | 2004-09-01 | Low
Yes | 101-88328 | Workstations, PACS | Centricity - Archival Device | HL7 | GE Healthcare | Diagnostic Radiology - SW | Barberton | Wadsworth Campus | Wadsworth-Rittman Medical Center | 1st Floor | 2005-12-01 | Low
Yes | CE4991 | Workstations, PACS | Centricity - Archival Device | 330745SVR | GE Healthcare | SCI - Echo Services - SB | Barberton | Barberton Campus | Summa Barberton Hospital | Ground Floor | 2009-04-01 | Low
Yes | 039417 | Workstations, PACS | TIMS 2000 Dicom System | 7000922 | Foresight Imaging | Diagnostic Radiology - SB | Barberton | Barberton Campus | Summa Barberton Hospital | Ground Floor | 2021-08-05 | Low
Yes | 059514 | Workstations, PACS | TIMS 2000 Dicom System | 7001220 | Foresight Imaging | Diagnostic Radiology | Akron | Akron City Campus | Akron City Hospital | Ground Floor | 2021-02-23 | Low
Yes | 064084 | Workstations, Stereotactic Image Processing | Rhythmia HDx Workstation | 1047270918 | Boston Scientific | SCI-Heart Rhythm Services | Akron | Akron City Campus | Akron City Hospital | 1st Floor | 2024-08-28 08:12 | Low
No | 039668 | Wound Debridement/Irrigation Systems | 3911 - Genius | 391001276 | Podotronic | Orthopedics - Barberton | Barberton | Barberton Campus | Tuscora Park Pavilion | Ground Floor | 2022-01-20 | Low
No | 039662 | Wound Debridement/Irrigation Systems | Micromat 3000 Pneumatic Liquid Cooled Nail Drill | 7309U1001R | Med-Pro | Orthopedics - Barberton | Barberton | Barberton Campus | Tuscora Park Pavilion | Ground Floor | 2022-01-20 | Low
No | 008690 | Xenon Systems | 130-500 - Pulmonex Xenon System | 669 | Atomic Products | Nuclear Medicine | Akron | Akron City Campus | Akron City Hospital | Ground Floor | 1978-01-01 | Low
No | 07946A | Xenon Systems | 130-500 - Pulmonex Xenon System | 1115 | Atomic Products | Nuclear Medicine | Akron | Akron City Campus | Akron City Hospital | Ground Floor | 1983-10-01 | Low
No | 004796 | Xenon Systems | 130-502 - Pulmonex Xenon System | 142 | Atomic Products | Nuclear Medicine | Akron | Akron City Campus | Akron City Hospital | Ground Floor | 1989-12-01 | Low
No | 063162 | Xenon Systems | 130-502 - Pulmonex Xenon System | 603 | Atomic Products | Nuclear Medicine | Akron | Akron City Campus | Akron City Hospital | Ground Floor | 1989-12-01 | Low

## Sheet1
Rad/Fluoro Systems, Angio / Interventional | in scope
Rad/Fluoro Systems, Mobile | in scope
Radiographic Units, Mobile | in scope
Scanning Systems, Computed Tomography | in scope
Scanning Systems, Gamma Camera, SPECT | in scope
Scanning Systems, Magnetic Resonance Imaging | in scope
Sterilizing Units, Germicidal Liquid | in scope
Sterilizing Units, Germicidal Vapor | in scope
Sterilizing Units, Steam | in scope
Sterilizing Units, Steam, Tabletop | in scope
Acrylic Curing Units, Dental
Airway Clearance Units, HF Chest Wall Oscillation
Alarms, Central Gas System, Pressure
Alarms, Occupancy, Bed
Alarms, Occupancy, Chair/Wheelchair
Alarms, Refrigerator
Amalgamators
Analyzers, Environmental/Gas System
Analyzers, Lab, Blood Gas
Analyzers, Lab, Clinical Chemistry
Analyzers, Lab, Hematology, Cell Counting
Analyzers, Lab, Hematology, Coagulation
Analyzers, Lab, Hematology, ESR
Analyzers, Lab, Hematology, Platelet Aggregation
Analyzers, Lab, Immunoassay, Chemiluminescent
Analyzers, Lab, Immunoassay, Microplate Reading
Analyzers, Lab, Immunoassay, Photometric, ELISA
Analyzers, Lab, Mass Spectrometry
Analyzers, Lab, Microbiology, Blood Culture
Analyzers, Lab, Molecular Assay
Analyzers, Lab, Urine
Analyzers, Oxygen
Analyzers, Physio, Middle Ear
Analyzers, Physio, Peristaltic Motility, Esophagea
Analyzers, Physio, Respiratory Function Mechanics
Analyzers, Physio, Somnography
Analyzers, Physio, Visual Function
Analyzers, Physio, Visual Function, Eye Movement
Analyzers, Physiologic, Body Compositon
Analyzers, POC, Breath, Alcohol
Analyzers, POC, Breath, Nitric Oxide
Analyzers, POC, Urine
Analyzers, POC, Whole Blood, Coagulation
Analyzers, POC, Whole Blood, Gas/pH
Analyzers, POC, Whole Blood, Glucose
Analyzers, POC, Whole Blood, Glycated Hemoglobin
Analyzers, POC, Whole Blood, Multianalyte
Anesthesia Unit Vaporizers
Anesthesia Units
Angioplasty Systems, Atherectomy
Angioplasty Systems, Lithotripsy Assisted
Apex Locators, Endodontic
Apheresis Units, Therapeutic
Arthroscopic Shaver Systems
Aspirator/Irrigators, Surgical, Ultrasonic
Aspirators
Aspirators, Airway
Aspirators, Paracentesis
Aspirators, Surgical
Aspirators, Surgical, Liposuction
Aspirators, Uterine
Audiometers
Audiometric Booths
Auditory Function Screening Devices
Auditory Function Screening Devices, Newborn
Autofluorescence Detection Units
Automation Systems, Laboratory
Automation Systems, Operating Room
Balance Weight Sets
Balances, Electronic
Balances, Mechanical
Bassinets
Baths, Paraffin, Physical Therapy
Baths, Tissue Flotation
Baths, Water
Baths, Water, Molded Plastic Splint
Beds, Electric
Beds, Electric, Obese
Bilirubinometers
Bio-Acoustic Simulators
Bone Ultrasonometers
Cabinets
Cabinets, Biological Safety, Class II
Cabinets, Storage, AED
Cabinets, Storage, Endoscope
Calibrators, Pressure
Calibrators, Radiopharmaceutical
Calibrators, Sound Measuring Instrument
Cameras, Photographic, Ophthalmic, Fundus
Cameras, Video, Intraoral
CARDIAC SURGICAL DEVICE
Carts
Carts, Computer/Video Monitor
Carts, Storage/Transport
Carts, Video System
Carts, w/ RPT
Cast Cutter Vacuums
Centrifugal Blood Cell Processors, Platelet Sep.
Centrifuges, Tabletop, High-Speed
Centrifuges, Tabletop, Low-Speed
Centrifuges, Tabletop, Low-Speed, Cell Washing
Centrifuges, Tabletop, Low-Speed, Refrigerated
Centrifuges, Tabletop, Ultrahigh-Speed
Chairs, Examination/Treatment
Chairs, Examination/Treatment, Dentistry
Chairs, Examination/Treatment, Ophthalmology
Chairs, Examination/Treatment, Otorhinolaryngology
Chairs, Examination/Treatment, Podiatry
Chairs, Procedure
Chambers, Treatment, Hyperbaric
Chromatography Systems, Gas
Chromatography Systems, Liquid, Packed Column
Circulatory Assist Units, Cardiac, Ventricular
Circulatory Assist Units, Intra-Aortic Balloon
Circulatory Assist Units, Peripheral Compression
Cleaners, Ultrasonic
Cleaning/Lubricating Units, Dental Handpiece
Cold Compress/Pack Chilling Units
Collectors, Dust/Debris, Dental Laboratory
Colposcopes, Uterine Microscope
Compressed Gas Proportioners, Oxygen-Air
Compressors
Compressors, Medical-Air
Computer/Computerized System Touchscreens
Computer/Peripheral Device Switches
Computer-Aided Detection Systems, Pathology Slide
Computers
Computers, Laptop/Tablet
Control Units, Alternating-Pressure Mattress
Controllers
Controllers, Pressure, Tracheal Tube Cuff
Conveyor, Laboratory Automation
Cooling Units, Operating Room Personnel
Cooling Units, Patient
Corneal Topography Systems
Counters, Scintillation
Cover Slipping Machines
Cryosurgical Units, General-Purpose
Cutters, Hot Wire
Cytometers, Automated, Flow
Data Interface Systems, Medical Device / Info Sys
Decade Boxes
Defibrillators
Defibrillators, External, Automated
Defibrillators, External, Manual
Demagnetizers, Surgical Instrument
Densitometers
Densitometers, Bone, X-ray
Dental Air Abrasion Units
Dental Delivery Units
Dermatomes
Detectors, Blood Flow, Ultrasonic
Detectors, Blood Flow, Ultrasonic, Cranial
Detectors, Fetal Heart, Ultrasonic
Detectors, X-Ray, Digital Radiography
Digitizers, Film
Disinfectors, Liquid Germicide, Flexible Endoscope
Disinfectors, Liquid Germicide, TEE Probe
Disinfectors, Vapor Germicide, Transducer
Dispenser/Melters, Low-Melting Alloy
Displays, Computer
Displays, Marquee
Disrupters, Cell
Distractors, Surgical, Shoulder
Dock / Battery Chargers
Docking/Charging Stations, Physiologic Monitor
Drivers, Ultrasonic Probe, Endoscopic
Dryers, Medical Device
DVD Players
Dynamometers
Dynamometers, Hand Grip, Hydraulic
Dynamometers, Pinch Force
Electrical Multimeters
Electrical Power Strips (RPT)
Electrocardiographs, Ambulatory, Continuous
Electrocardiographs, Multichannel, Interpretive
Electroencephalographs
Electroencephalography Amplifiers
Electromyographs
Electrophoresis Systems
Electroporation Therapy Systems, Tissue Ablation, Cardiac
Electrosurgical Units, Bipolar
Electrosurgical Units, Monopolar
Electrosurgical Units, Monopolar/Bipolar
Electrothermal Cautery Units, Infrared
Ergometers
Ergometers, Cyclic Arm Exerciser
Evaporators
EXERCISE EQUIPMENT
Exercisers, Aerobic, Climbing
Exercisers, Aerobic, Climbing, Stair/Stepper
Exercisers, Aerobic, Elliptical Motion
Exercisers, Aerobic, Stationary Bicycle
Exercisers, Aerobic, Stationary Bicycle, Recumbent
Exercisers, Aerobic, Treadmill
Exercisers, Computer-Aided Training
Exercisers, Continuous Passive/Active Motion
Exercisers, Low Back
Exercisers, Muscle Strength, Lever/Pulley-Cable
Facility Booms
Facility Booms, Ceiling-Mounted
Fibrin Sealant Heating/Stirring Units
Flowmeters, Blood, Ultrasonic, Transcranial
Flowmeters, Gas
Flowmeters, Liquid, Inspection/Maintenance
Force Gauge, Digital
Gas Delivery Units, Argon-Enhanced Coagulation
Generators, Electromagnetic
Hand Drills, Surgical
Hand Tools
Handpieces, Dental
Handpieces, Surgical
Headlights
Heat Gun, Therapeutic
Heater, Dental
Heating Blocks
Hot Plates
Hot Plates / Stirrers
Humidifiers, Artificial Airway, Heated
Illuminators
Image Processors, Video, Endoscopy
Incinerators, Pathology
Incubators, Infant
Incubators, Infant, Mobile
Incubators, Lab
Incubators, Lab, CO2
Incubators, Lab, Shaker/Rotator, Platelet
Information Systems, PACS, Endoscopy
Infusion Pumps, Analgesic, Patient-Controlled
Infusion Pumps, Blood/Solution Warming
Infusion Pumps, Enteral Feeding
Infusion Pumps, Exhaled Carbon Dioxide Modules
Infusion Pumps, Multitherapy
Infusion Pumps, Multitherapy, MRI Safe
Infusion Pumps, Multitherapy, Syringe
Injectors, Contrast Media
Injectors, Contrast Media, Angiography
Injectors, Contrast Media, CT
Injectors, Contrast Media, MRI
Insufflators, Endoscopic
Insufflators, Laparoscopic
Iontophoresis Units, Drug Delivery
Irradiators, Blood
Irrigation/Distention Systems
Irrigation/Distention Systems, Hysteroscopic
Irrigators, Ear Canal
Laboratory Hoods
Laboratory Hoods, Chemical Fume, Ductless
Lamps, Ultraviolet
Laryngoscopes, Video
Laser Imagers
Lasers, Diode, Biostimulation
Lasers, Diode, Ophthalmic
Lasers, Excimer, Angioplasty
Lasers, Ho:YAG, Surgical
Lasers, Nd:YAG, Ophthalmic
Lasers, Tm:YAG, Surgical
Lensometers
Lifts, Patient Transfer
Lifts, Patient Transfer, Overhead Track
Lifts, Patient Transfer, Swimming Pool
Light Sources
Lights, Dental
Lights, Examination
Lights, Examination, Ceiling-Mounted
Lights, Examination, Stand-Alone
Lights, Examination, UV, Portable
Lights, Germicidal, Ultraviolet
Lights, Surgical
Lithotripters, Intracorporeal, Electrohydraulic
Lithotripters, Intracorporeal, Impact, Ultrasonic
Luminometers
Manipulator/Elevators, Uterine
Manometers
Manometers, Muscle Compartment
Masks, Chemical/Biological Agent Protection
Massage Machines, Physical Therapy
Medical Gas Cylinders
Microscopes, Laboratory
Microscopes, Operating
Microscopes, Operating, Neurosurgery
Microscopes, Operating, Ophthalmology
Microtomes, Cryostat
Microtomes, Rotary
Microwave Ovens
Microwave Therapy Systems, Tissue Ablation
Mixers
Mixers, Rotary, Surgical Cement
Module, Interface
Moist Heat Therapy Pack Conditioners
Monitoring Systems, Physiologic, Cardiac Cath/EP
Monitoring Systems, Physiologic, Stress Exercise
Monitors, Environmental
Monitors, Physiologic, Bedside, Modular
Monitors, Physiologic, Blood Gas/pH, Bedside
Monitors, Physiologic, Central Station
Monitors, Physiologic, EEG, Bedside
Monitors, Physiologic, EEG, Level-of-Consciousness
Monitors, Physiologic, Exhaled Carbon Dioxide
Monitors, Physiologic, Fetal, Intrapartum, Bedside
Monitors, Physiologic, Hemodynamic, Telemetric
Monitors, Physiologic, Intracranial Pressure
Monitors, Physiologic, Multipurpose, MRI Safe
Monitors, Physiologic, Multipurpose, Telemetric
Monitors, Physiologic, Neonatal/Infant, Bedside
Monitors, Physiologic, Patient Transport
Monitors, Physiologic, Pulse Oximetry, Personal
Monitors, Physiologic, Vital Signs
Monitors, Respiratory/Anesthetic Gas
Monitors, Video
Morcellators, Endoscopic
Nebulizers
Negative-Pressure Wound Therapy Systems
Network Hardware, Wireless
Network Routers
Network Servers
Network Switches
Nitrogen Generators
Obturators
OPHTHALMIC EQUIPMENT
Ophthalmic Perimeters, Automated
Ophthalmic Tonometers
Ophthalmic Tonometers, Applanation
Ophthalmometers
Ophthalmoscope / Otoscopes
Ophthalmoscopes, Indirect
Orthoses, Lower Limb, Total, Gait, Powered
Oscilloscopes
Osmometers, Freezing Point
Oximeters, Cerebral
Oximeters, Pulse
Oximeters/Co-Oximeters, In Vitro
Oxygen Concentrators
Pacemakers, Cardiac, External
Package Sealers
Pap Smear Monolayer Sample Preparation Systems
Patient Transfer Aids, Lateral Transfer
Peritoneal Dialysis Units
pH Meters
pH Monitors
Phacoemulsification Units, Cataract Extraction
Phantoms, Ultrasound
Phototachometers
Phototherapy Units, Hyperbilirubinemia
Physiologic Mon Modules, Anesthetic Gas
Physiologic Mon Modules, Cardiac Output
Physiologic Mon Modules, ECG
Physiologic Mon Modules, Exhaled CO2
Physiologic Mon Modules, Invasive Pressure
Physiologic Mon Modules, Multiparameter
Physiologic Mon Modules, Neuromuscular Block
Physiologic Mon Modules, Pulse Oximeter
Physiologic Mon Modules, Temperature
Plethysmographs, Lower/Upper Limb
Plethysmographs, Whole Body
Positive Airway Pressure Units
Positive Airway Pressure Units, Bi-Level (BiPap)
Positive Airway Pressure Units, Continuous
Power Meters, Ultrasound
Power Supplies
Power Systems, Dental, Endodontic
Power Systems, Electrical, Regulated
Power Systems, Electrical, Uninterruptible
Power Systems, Electromechanical, Surgery
Pressure Meters, Digital
Printer/Graphic Recorders
Printers
Printers, Cytology/Histology Slide
Printers, Label
Printers, Video
Probes, Gamma Radiation Detection
Programmer/Testers, Implantable Cardiac Pacemaker
Projectors, Photographic Slide, Eye Chart
Prostatic Ablation Systems
Pumps
Pumps, Breast
Pumps, Extracorporeal Perfusion
Pumps, High Pressure Liquid Chromatography
Pumps, Irrigation
Pumps, Irrigation, Catheter
Pumps, Subcutaneous Infiltration
Pumps, Volumetric
Pupillometers
Racks, Physiologic Mon Module
Rad/Fluoro Systems, General-Purpose
Rad/Fluoro Systems, Urologic
Radiographic Systems
Radiographic Systems, Digital
Radiographic Systems, Digital, Dental
Radiographic Systems, Digital, Mammographic
Radiographic Units, Dental, Extraoral
Radiographic Units, Dental, Intraoral
Radiographic Units, Specimen
Radiotherapy Simulation Systems, CT-Based
Radiotherapy Systems, Linear Accelerator
Readers, Sterilization, Biological Indicator
Recorders, Physiologic, pH, Upper GI Tract
Recorders, Physiologic, Sleep/Awake
Refractors, Ophthalmic, Automated
Regulators, High-Pressure Gas, Spray Delivery
Regulators, Suction
Regulators, Suction, Surgical
Remote Control
Respirators, Air-Purifying
Resuscitators, Cardiac
RF Therapy Systems
RF Therapy Systems, Tissue Ablation
RF Therapy Systems, Tissue Ablation, Cardiac
RF Therapy Systems, Vein Occlusion
Rockers, Test Tube
Rowers
Sample Preparation Equipment, Laboratory
Samplers, Laboratory, Automated
Saws, Cast, Electric
Saws, Postmortem
Scalers, Dental, Ultrasonic
Scales
Scales, Infant
Scales, Infant, Warmer/Incubator
Scales, Patient, Floor
Scales, Patient, Platform, Electronic
Scales, Patient, Platform, Mechanical
Scanning Sys, Laser, Optical Coherence Tomography
Scanning Systems, Gamma Camera
Scanning Systems, Ultrasonic, Abdominal
Scanning Systems, Ultrasonic, Cardiac
Scanning Systems, Ultrasonic, Endoscopic
Scanning Systems, Ultrasonic, General-Purpose
Scanning Systems, Ultrasonic, Intravascular
Scanning Systems, Ultrasonic, OB/GYN
Scanning Systems, Ultrasonic, Ophthalmic
Scanning Systems, Ultrasonic, Portable
Scanning Systems, Ultrasonic, Small-Parts
Scanning Systems, Ultrasonic, Small-Parts, Bladder
Scanning Systems, Ultrasonic, Vascular
Scanning Systems, Ultrasonic, Vascular Access
Shaker/Orbiters, Laboratory
Simulators
Simulators, Cardiac, Electrocardiography
Simulators, Invasive Blood Pressure
Simulators, Multiparameter
Simulators, Noninvasive Blood Pressure
Simulators, Temperature
Sinks
Slide Stainers, Cytology/Histology
Slide Stainers, Hematology
Slide Stainers, Immunohistochemistry
Slit Lamps
Smoke Evacuation Systems, Surgical
Sound Level Meters
Spectrophotometers
Sphygmomanometers
Sphygmomanometers, Electronic, Automatic
Spirometers
Spirometers, Diagnostic
Standing Frames, Mobile
Stereotactic Systems, Image-Guided, Biopsy
Stereotactic Systems, Image-Guided, Biopsy, Mammo
Stereotactic Systems, Image-Guided, Cardiac
Stereotactic Systems, Image-Guided, Surgical
Stimulators, Acoustic, Fetal
Stimulators, Caloric, Vestibular Function
Stimulators, Electrical, Brain, Convulsive Therapy
Stimulators, Electrical, Cardiac
Stimulators, Electrical, Neuromuscular
Stimulators, Electrical, Neuromuscular, Gait
Stimulators, Electrical, Peripheral Nerve
Stimulators, Electromagnetic, Brain/Spinal Cord
Stimulators, Electromagnetic, High-Intensity, Brain/Spinal Cord
Stimulators, Photic, Visual
Stimulators, PT, Fluidized Medium
Stirrups
Stretchers, Mobile, Hospital
Surgical Slush Units
Syringes, Plunger, Calibration
Tables, Examination/Treatment
Tables, Examination/Treatment, Adjustable
Tables, Examination/Treatment, Adjustable, Urological
Tables, Examination/Treatment, Hi-Lo
Tables, Imaging
Tables, Imaging, Ultrasound
Tables, Operating
Tables, Operating, Orthopedic, Fracture/Trauma
Tables, Operating, Orthopedic, Spinal
Tabulators, Differential Cell Counting
Telemanipulation Systems, Surgical
Telemanipulation Systems, Surgical, Min Invasive
TEST EQUIPMENT
Tester/Reconditioners, Battery
Testers, Defibrillator
Testers, Electrical Safety
Testers, Electrosurgical Unit
Testers, Endoscope, Leak/Fluid Detection
Testers, External Cardiac Pacemaker
Testers, Humidity
Testers, Infusion Pump
Testers, Laser Beam
Testers, Pneumatic
Testers, Protective Mask/Respirator Leakage
Testers, Pulse Oximetry Monitor
Testers, Sound Level
Testers, Temperature
Testers, Temperature / Humidity
Testers, Vacuum Regulator
Testers, Ventilator
Therapy Units, Occupational
THERMAL ABLATION SYSTEM
Thermometers, Electronic
Thermometers, Electronic, Infrared, Ear
Thermometers, Electronic, Infrared, Skin
Thyroid Uptake Systems
Timers
Timers, Laboratory
Tissue Embedding Equipment
Tissue Processors
Tourniquets, Pneumatic, Automated
Traction Units
Transformers, Isolation
Tumor Resection Guidance Systems
Ultrasonic Surgical Units
Ultrasound Therapy Systems, Physical Therapy
Urodynamic Measurement Systems
Vacuum-Assisted Biopsy Units
Vacuum-Mixing Devices, Dental
Vein Finders, Infrared Light
Ventilators, Intensive Care
Ventilators, Noninvasive Positive Pressure
Ventilators, Transport
Vessel Fusion Electrosurgical Units
Vial Decappers
Video Image Processors, Format Conversion
Video Systems, Endoscopic
Viewers, Agglutination
Warmers, Slide, Histology
Warming Units
Warming Units, Blood/Intravenous Solution
Warming Units, Gel
Warming Units, Multipurpose
Warming Units, Patient, Circulating-Liquid
Warming Units, Patient, Forced-Air
Warming Units, Patient, Radiant, Infant
Warming Units, Patient, Radiant, Infant, Mobile
Warming/Cooling Units, Laboratory
Warming/Cooling Units, Patient, Circulating-Liquid
Washer/Decontamination Units
Washer/Decontamination Units, Endoscopic Channel
Washers, Labware/Surgical Instrument, Ultrasonic
Washers, Large Equipment, Cart
Waste-Disposal Units, Liquid
Water-Jet Surgical Units
Workstations
Workstations, Cardiac Catheterization Laboratory
Workstations, Clinical Laboratory, Automation
Workstations, PACS
Workstations, Stereotactic Image Processing
Wound Debridement/Irrigation Systems
Xenon Systems