## Page 1
Contract | Asset Tag | Asset Type | Asset Model Name | Serial Number | Asset Manufacturer | Owning Department | Device Region | Device Campus | Device Building | Device Floor | Installation Date | Risk Score Level
No | 024665 | Acrylic Curing Units, Dental | 200 - Smart Lite Led Curing Sys | B23283 | Dentsply | Center for Dental Health | Akron | Akron City Campus | 75 Arch | 3rd Floor | 2007-12-11 | Low
No | 024682 | Acrylic Curing Units, Dental | 200 - Smart Lite Led Curing Sys | B23597 | Dentsply | Center for Dental Health | Akron | Akron City Campus | 75 Arch | 3rd Floor | 2007-12-11 | Low
No | 024689 | Acrylic Curing Units, Dental | 200 - Smart Lite Led Curing Sys | B22991 | Dentsply | Center for Dental Health | Akron | Akron City Campus | 75 Arch | 3rd Floor | 2007-12-11 | Low
No | 024693 | Acrylic Curing Units, Dental | 200 - Smart Lite Led Curing Sys | B23552 | Dentsply | Center for Dental Health | Akron | Akron City Campus | 75 Arch | 3rd Floor | 2007-12-11 | Low
No | 032051 | Acrylic Curing Units, Dental | 200 - Smart Lite Led Curing Sys | 1-1609121 | Dentsply | Center for Dental Health | Akron | Akron City Campus | 75 Arch | 3rd Floor | 2013-07-08 | Low
No | 026377 | Acrylic Curing Units, Dental | C7949 - Coltolux 50 | 200811667 | Coltene/Whaledent | Center for Dental Health | Akron | Akron City Campus | 75 Arch | 3rd Floor | 2011-06-09 | Low
No | 026378 | Acrylic Curing Units, Dental | C7949 - Coltolux 50 | 200811736 | Coltene/Whaledent | Center for Dental Health | Akron | Akron City Campus | 75 Arch | 3rd Floor | 2010-04-09 | Low
No | 032020 | Acrylic Curing Units, Dental | C7949 - Coltolux 50 | 17652 | Coltene/Whaledent | Center for Dental Health | Akron | Akron City Campus | 75 Arch | 3rd Floor | 2013-06-27 | Low
No | 032022 | Acrylic Curing Units, Dental | C7949 - Coltolux 50 | 120904184 | Coltene/Whaledent | Center for Dental Health | Akron | Akron City Campus | 75 Arch | 3rd Floor | 2013-06-27 | Low
No | 032026 | Acrylic Curing Units, Dental | C7949 - Coltolux 50 | 120904181 | Coltene/Whaledent | Center for Dental Health | Akron | Akron City Campus | 75 Arch | 3rd Floor | 2013-06-27 | Low
No | 032030 | Acrylic Curing Units, Dental | C7949 - Coltolux 50 | 120904205 | Coltene/Whaledent | Center for Dental Health | Akron | Akron City Campus | 75 Arch | 3rd Floor | 2013-06-27 | Low
No | 032259 | Acrylic Curing Units, Dental | C7949 - Coltolux 50 | 110915116 | Coltene/Whaledent | Center for Dental Health | Akron | Akron City Campus | 75 Arch | 3rd Floor | 2014-03-05 | Low
No | 032264 | Acrylic Curing Units, Dental | C7949 - Coltolux 50 | 110914011 | Coltene/Whaledent | Center for Dental Health | Akron | Akron City Campus | 75 Arch | 3rd Floor | 2014-03-05 | Low
No | 057487 | Acrylic Curing Units, Dental | C7949 - Coltolux 50 | 180510803 | Coltene/Whaledent | Center for Dental Health | Akron | Akron City Campus | 75 Arch | 3rd Floor | 2020-03-03 | Low
No | 059343 | Acrylic Curing Units, Dental | C7949 - Coltolux 50 | 130110160 | Coltene/Whaledent | Center for Dental Health | Akron | Akron City Campus | 75 Arch | 3rd Floor | 2020-11-05 | Low
No | 059344 | Acrylic Curing Units, Dental | C7949 - Coltolux 50 | 160311509 | Coltene/Whaledent | Center for Dental Health | Akron | Akron City Campus | 75 Arch | 3rd Floor | 2020-11-05 | Low
No | 059345 | Acrylic Curing Units, Dental | C7949 - Coltolux 50 | 121110200 | Coltene/Whaledent | Center for Dental Health | Akron | Akron City Campus | 75 Arch | 3rd Floor | 2020-11-05 | Low
No | 059347 | Acrylic Curing Units, Dental | C7949 - Coltolux 50 | 121110225 | Coltene/Whaledent | Center for Dental Health | Akron | Akron City Campus | 75 Arch | 3rd Floor | 2020-11-05 | Low
No | 059348 | Acrylic Curing Units, Dental | C7949 - Coltolux 50 | 1303111528 | Coltene/Whaledent | Center for Dental Health | Akron | Akron City Campus | 75 Arch | 3rd Floor | 2020-11-05 | Low
No | 062373 | Acrylic Curing Units, Dental | C7949 - Coltolux 50 | 210410513 | Coltene/Whaledent | Center for Dental Health | Akron | Akron City Campus | 75 Arch | 3rd Floor | 2022-09-19 | Low
No | 034809 | Acrylic Curing Units, Dental | Soleil | 160406209 | Benco Dental | Center for Dental Health | Akron | Akron City Campus | 75 Arch | 3rd Floor | 2016-07-20 | Low
No | 034810 | Acrylic Curing Units, Dental | Soleil | 151204131 | Benco Dental | Center for Dental Health | Akron | Akron City Campus | 75 Arch | 3rd Floor | 2016-07-20 | Low
No | 034811 | Acrylic Curing Units, Dental | Soleil | 151204113 | Benco Dental | Center for Dental Health | Akron | Akron City Campus | 75 Arch | 3rd Floor | 2016-07-20 | Low
No | 034812 | Acrylic Curing Units, Dental | Soleil | 151204107 | Benco Dental | Center for Dental Health | Akron | Akron City Campus | 75 Arch | 3rd Floor | 2016-07-20 | Low
No | 034813 | Acrylic Curing Units, Dental | Soleil | 151204111 | Benco Dental | Center for Dental Health | Akron | Akron City Campus | 75 Arch | 3rd Floor | 2016-07-20 | Low
No | 063454 | Acrylic Curing Units, Dental | Soleil | 5128774I060098 | Benco Dental | Center for Dental Health | Akron | Akron City Campus | 75 Arch | 3rd Floor | 2023-10-12 09:31 | Low
No | 063455 | Acrylic Curing Units, Dental | Soleil | 5128774I110481 | Benco Dental | Center for Dental Health | Akron | Akron City Campus | 75 Arch | 3rd Floor | 2023-10-12 09:32 | Low
No | 063764 | Acrylic Curing Units, Dental | Soleil | 5128774I080179 | Benco Dental | Center for Dental Health | Akron | Akron City Campus | 75 Arch | 3rd Floor | 2024-01-01 13:42 | Low
No | 063765 | Acrylic Curing Units, Dental | Soleil | 5128774I080176 | Benco Dental | Center for Dental Health | Akron | Akron City Campus | 75 Arch | 3rd Floor | 2024-01-01 13:42 | Low
No | 063766 | Acrylic Curing Units, Dental | Soleil | 5128774I080177 | Benco Dental | Center for Dental Health | Akron | Akron City Campus | 75 Arch | 3rd Floor | 2024-01-01 13:42 | Low
No | 064165 | Acrylic Curing Units, Dental | Soleil | 5128774I020016 | Benco Dental | Center for Dental Health | Akron | Akron City Campus | 75 Arch | 3rd Floor | 2024-08-13 13:17 | Low
No | 064971 | Acrylic Curing Units, Dental | Soleil | 5259767J110182 | Benco Dental | Center for Dental Health | Akron | Akron City Campus | 75 Arch | 3rd Floor | 2025-02-25 09:21 | Low
No | 062443 | Acrylic Curing Units, Dental | The Cure TC-CL II | 12479 | Spring Health Products | Center for Dental Health | Akron | Akron City Campus | 75 Arch | 3rd Floor | 2022-10-31 | Low
No | 063118 | Airway Clearance Units, HF Chest Wall Oscillation | 103 | 32-10413 | Hill-Rom | Respiratory Care - SB | Barberton | Barberton Campus | Summa Barberton Hospital | 1st Floor | 2009-04-01 | Low
No | 062279 | Airway Clearance Units, HF Chest Wall Oscillation | 2500 | 26229 | Medsystems | Respiratory Care | Akron | Akron City Campus | Akron City Hospital | 6th Floor | 2022-09-12 | Low
No | 062280 | Airway Clearance Units, HF Chest Wall Oscillation | 2500 | 26240 | Medsystems | Respiratory Care | Akron | Akron City Campus | Akron City Hospital | 6th Floor | 2022-09-12 | Low
No | 062281 | Airway Clearance Units, HF Chest Wall Oscillation | 2500 | 26241 | Medsystems | Respiratory Care | Akron | Akron City Campus | Akron City Hospital | 6th Floor | 2022-09-12 | Low
No | CE4623 | Airway Clearance Units, HF Chest Wall Oscillation | 2500 | 012331 | Medsystems | Respiratory Care - SB | Barberton | Barberton Campus | Summa Barberton Hospital | 1st Floor | 2009-04-01 | Low
No | 002171 | Airway Clearance Units, HF Chest Wall Oscillation | 9100 - Percussor Linear | Unknown | Nellcor / Puritan Bennett | Respiratory Care | Akron | Akron City Campus | Akron City Hospital | 6th Floor | 1992-09-02 | Low
No | 002177 | Airway Clearance Units, HF Chest Wall Oscillation | 9100 - Percussor Linear | Unknown | Nellcor / Puritan Bennett | Respiratory Care | Akron | Akron City Campus | Akron City Hospital | 6th Floor | 1992-09-02 | Low
No | 030359 | Airway Clearance Units, HF Chest Wall Oscillation | BAM2000 - Therm Aspa Viberator | 02025 | Brookstone | Neurodiagnostics - White Pond | Barberton | White Pond Campus | Summa Health Neuroscience Services | 2nd Floor | 2013-11-08 | Low
No | 027692 | Airway Clearance Units, HF Chest Wall Oscillation | CA-3000 - Cough Assist | 020267 | Philips Healthcare / Respironics | Respiratory Care | Akron | Akron City Campus | Akron City Hospital | 6th Floor | 2010-10-15 | Low
No | 002378 | Airway Clearance Units, HF Chest Wall Oscillation | IPV-1 - Intrapulmonary Ventilator | 1104 | Percussionaire Corp. | Respiratory Care | Akron | Akron City Campus | Akron City Hospital | 6th Floor | 2008-08-21 | Low
No | 021960 | Airway Clearance Units, HF Chest Wall Oscillation | IPV-1 - Intrapulmonary Ventilator | 0647 | Percussionaire Corp. | Respiratory Care | Akron | Akron City Campus | Akron City Hospital | 6th Floor | 1998-01-21 | Low
No | CE5610 | Airway Clearance Units, HF Chest Wall Oscillation | IPV-1 - Intrapulmonary Ventilator | IPV1980135 | Percussionaire Corp. | Respiratory Care - SB | Barberton | Barberton Campus | Summa Barberton Hospital | 1st Floor | 2009-04-01 | Low
No | 025071 | Airway Clearance Units, HF Chest Wall Oscillation | IPV-1C - Intrapulmonary Ventilator | 0875 | Percussionaire Corp. | Respiratory Care | Akron | Akron City Campus | Akron City Hospital | 6th Floor | 2008-01-22 | Low
No | 012639 | Airway Clearance Units, HF Chest Wall Oscillation | MDS2500 - O2 Driven | 14072 | Med Systems | Respiratory Care | Akron | Akron City Campus | Akron City Hospital | 6th Floor | 2003-06-12 | Low
No | 012640 | Airway Clearance Units, HF Chest Wall Oscillation | MDS2500 - O2 Driven | 14073 | Med Systems | Respiratory Care | Akron | Akron City Campus | Akron City Hospital | 6th Floor | 2003-06-12 | Low
No | 012641 | Airway Clearance Units, HF Chest Wall Oscillation | MDS2500 - O2 Driven | 14071 | Med Systems | Respiratory Care | Akron | Akron City Campus | Akron City Hospital | 6th Floor | 2003-06-12 | Low
No | 039851 | Airway Clearance Units, HF Chest Wall Oscillation | MDS2500 - O2 Driven | 26242 | Med Systems | Respiratory Care - SB | Barberton | Barberton Campus | Summa Barberton Hospital | 1st Floor | 2022-09-12 | Low
No | 039852 | Airway Clearance Units, HF Chest Wall Oscillation | MDS2500 - O2 Driven | 26243 | Med Systems | Respiratory Care - SB | Barberton | Barberton Campus | Summa Barberton Hospital | 1st Floor | 2022-09-12 | Low
No | 020909 | Airway Clearance Units, HF Chest Wall Oscillation | P205 - The Vest Airway Clearance System | 51-01894 | Hill-Rom | Respiratory Care | Akron | Akron City Campus | Akron City Hospital | 6th Floor | 2011-02-01 | Low
No | 025047 | Airway Clearance Units, HF Chest Wall Oscillation | P205 - The Vest Airway Clearance System | 51-01414 | Hill-Rom | Respiratory Care | Akron | Akron City Campus | Akron City Hospital | 6th Floor | 2008-02-28 | Low
No | 025048 | Airway Clearance Units, HF Chest Wall Oscillation | P205 - The Vest Airway Clearance System | 51-01416 | Hill-Rom | Respiratory Care | Akron | Akron City Campus | Akron City Hospital | 6th Floor | 2008-02-28 | Low
No | 025438 | Airway Clearance Units, HF Chest Wall Oscillation | P205 - The Vest Airway Clearance System | 51-02853 | Hill-Rom | Respiratory Care | Akron | Akron City Campus | Akron City Hospital | 6th Floor | 2009-07-07 | Low
No | 025439 | Airway Clearance Units, HF Chest Wall Oscillation | P205 - The Vest Airway Clearance System | 51-02852 | Hill-Rom | Respiratory Care | Akron | Akron City Campus | Akron City Hospital | 6th Floor | 2009-07-07 | Low
No | 025440 | Airway Clearance Units, HF Chest Wall Oscillation | P205 - The Vest Airway Clearance System | 51-02854 | Hill-Rom | Respiratory Care | Akron | Akron City Campus | Akron City Hospital | 6th Floor | 2009-07-07 | Low
No | 035610 | Airway Clearance Units, HF Chest Wall Oscillation | P205 - The Vest Airway Clearance System | 51-03355 | Hill-Rom | Respiratory Care | Akron | Akron City Campus | Akron City Hospital | 6th Floor | 2017-08-09 | Low
No | 060171 | Airway Clearance Units, HF Chest Wall Oscillation | P205 - The Vest Airway Clearance System | 53-23539 | Hill-Rom | Respiratory Care | Akron | Akron City Campus | Akron City Hospital | 6th Floor | 2021-03-15 | Low
No | 060378 | Airway Clearance Units, HF Chest Wall Oscillation | P205 - The Vest Airway Clearance System | 53-22552 | Hill-Rom | Respiratory Care | Akron | Akron City Campus | Akron City Hospital | 6th Floor | 2021-04-12 | Low
No | CE7184 | Airway Clearance Units, HF Chest Wall Oscillation | P205 - The Vest Airway Clearance System | 51-01375 | Hill-Rom | Respiratory Care | Akron | Akron City Campus | Akron City Hospital | 6th Floor | 2011-08-25 | Low
No | CE7262 | Airway Clearance Units, HF Chest Wall Oscillation | P205 - The Vest Airway Clearance System | 51-02705 | Hill-Rom | Respiratory Care - SB | Barberton | Barberton Campus | Summa Barberton Hospital | 1st Floor | 2011-08-25 | Low
No | 012638 | Airway Clearance Units, HF Chest Wall Oscillation | Vibracare G5 | 1029395 | General Physiotherapy Inc. | Respiratory Care | Akron | Akron City Campus | Akron City Hospital | 6th Floor | 2003-06-12 | Low
No | 053763 | Alarms, Central Gas System, Pressure | 3050 - 3050 Gas Guard | 300245020 | Thermo Fisher Scientific | LAB Microbiology | Akron | Akron City Campus | ACH Admin Building | 2nd Floor | 2022-07-30 | Low
No | 062025 | Alarms, Central Gas System, Pressure | 3050 - 3050 Gas Guard | 73019-2625 | Thermo Fisher Scientific | LAB Microbiology | Akron | Akron City Campus | ACH Admin Building | 2nd Floor | 2022-07-30 | Low
No | 026038 | Alarms, Occupancy, Bed | 8202L - Personal Alarm | M2008075681 | Posey | Rehab Services OP | Akron | Akron City Campus | Akron City Hospital | Basement | 2009-06-05 | Low
No | CE4968 | Alarms, Occupancy, Bed | BC 03 - | NYNCC0106144 | Usi | Physical Therapy - SB | Barberton | Barberton Campus | Summa Barberton Hospital | 1st Floor | 2009-04-01 | Low
No | CE4957 | Alarms, Occupancy, Bed | BC 98 - | AGEBC0102888 | Bedcheck Corp / Stanley | Physical Therapy - SB | Barberton | Barberton Campus | Summa Barberton Hospital | 1st Floor | 2009-04-01 | Low
No | CE4976 | Alarms, Occupancy, Bed | BC 98 - | AGEBC0102805 | Bedcheck Corp / Stanley | Physical Therapy - SB | Barberton | Barberton Campus | Summa Barberton Hospital | 1st Floor | 2009-04-01 | Low
No | 000920 | Alarms, Occupancy, Bed | CHAIR-MATE - Alarm, Chair Occupancy | 8833 | Micromedical Technologies | Rehab Services OP | Akron | Akron City Campus | Akron City Hospital | Basement | 1978-01-01 | Low
No | 000921 | Alarms, Occupancy, Bed | CHAIR-MATE - Alarm, Chair Occupancy | 9565 | Micromedical Technologies | Rehab Services OP | Akron | Akron City Campus | Akron City Hospital | Basement | 1978-01-01 | Low
No | 000922 | Alarms, Occupancy, Bed | CHAIR-MATE - Alarm, Chair Occupancy | 9568 | Micromedical Technologies | Rehab Services OP | Akron | Akron City Campus | Akron City Hospital | Basement | 1978-01-01 | Low
No | 010025 | Alarms, Occupancy, Bed | CHAIR-MATE - Alarm, Chair Occupancy | 61467 | Micromedical Technologies | Rehab Services OP | Akron | Akron City Campus | Akron City Hospital | Basement | 1978-01-01 | Low
No | CE4530 | Alarms, Occupancy, Bed | II 1 F - | ABL07910 | Bedcheck Corp / Stanley | 4 South - Medical/Surgical Unit (MSU) - SB | Barberton | Barberton Campus | Summa Barberton Hospital | 4th Floor | 2009-04-01 | Low
No | CE4569 | Alarms, Occupancy, Bed | II 1 F - | ABL05702 | Bedcheck Corp / Stanley | Physical Therapy - SB | Barberton | Barberton Campus | Summa Barberton Hospital | 1st Floor | 2009-04-01 | Low
No | CE4657 | Alarms, Occupancy, Bed | II 1 F - | ABL09446 | Bedcheck Corp / Stanley | Physical Therapy - SB | Barberton | Barberton Campus | Summa Barberton Hospital | 1st Floor | 2009-04-01 | Low
No | 021564 | Alarms, Occupancy, Bed | PEDALERT 120 - | 060127-322 | Planet Llc | Physical Therapy | Akron | Akron City Campus | Akron City Hospital | Ground Floor | 2006-04-19 | Low
No | CE5772 | Alarms, Occupancy, Bed | Various - | 1111 | Alimed | Physical Therapy - SB | Barberton | Barberton Campus | Summa Barberton Hospital | 1st Floor | 2009-04-01 | Low
No | 011932 | Alarms, Occupancy, Chair/Wheelchair | 8281 - Sitter Ii | G2001260186 | Posey | 4 East - Detox Unit | Akron | Akron City Campus | Akron City Hospital | 4th Floor | 2004-03-01 | Low
No | 014265 | Alarms, Occupancy, Chair/Wheelchair | 8281 - Sitter Ii | G2001260109 | Posey | Rehab Services OP | Akron | Akron City Campus | Akron City Hospital | Basement | 2002-03-18 | Low
No | 014267 | Alarms, Occupancy, Chair/Wheelchair | 8281 - Sitter Ii | G2001260105 | Posey | Rehab Services OP | Akron | Akron City Campus | Akron City Hospital | Basement | 2002-03-18 | Low
No | 018144 | Alarms, Occupancy, Chair/Wheelchair | 8281 - Sitter Ii | G2001260116 | Posey | Rehab Services OP | Akron | Akron City Campus | Akron City Hospital | Basement | 2002-03-18 | Low
No | 028269 | Alarms, Occupancy, Chair/Wheelchair | 8345 - Sitter Elite | 12200451 | Posey | DMT Equipment Distribution | Akron | Akron City Campus | Akron City Hospital | Basement | 2012-09-21 | Low
No | 028270 | Alarms, Occupancy, Chair/Wheelchair | 8345 - Sitter Elite | 12200450 | Posey | DMT Equipment Distribution | Akron | Akron City Campus | Akron City Hospital | Basement | 2012-09-21 | Low
No | 028271 | Alarms, Occupancy, Chair/Wheelchair | 8345 - Sitter Elite | 12200449 | Posey | DMT Equipment Distribution | Akron | Akron City Campus | Akron City Hospital | Basement | 2012-09-21 | Low
No | 028272 | Alarms, Occupancy, Chair/Wheelchair | 8345 - Sitter Elite | 12200452 | Posey | DMT Equipment Distribution | Akron | Akron City Campus | Akron City Hospital | Basement | 2012-09-21 | Low
No | 028273 | Alarms, Occupancy, Chair/Wheelchair | 8345 - Sitter Elite | 12200453 | Posey | DMT Equipment Distribution | Akron | Akron City Campus | Akron City Hospital | Basement | 2012-09-21 | Low
No | 028274 | Alarms, Occupancy, Chair/Wheelchair | 8345 - Sitter Elite | 12200454 | Posey | DMT Equipment Distribution | Akron | Akron City Campus | Akron City Hospital | Basement | 2012-09-21 | Low
No | 028276 | Alarms, Occupancy, Chair/Wheelchair | 8345 - Sitter Elite | 12200516 | Posey | DMT Equipment Distribution | Akron | Akron City Campus | Akron City Hospital | Basement | 2012-09-21 | Low
No | 028277 | Alarms, Occupancy, Chair/Wheelchair | 8345 - Sitter Elite | 12200515 | Posey | DMT Equipment Distribution | Akron | Akron City Campus | Akron City Hospital | Basement | 2012-09-21 | Low
No | 028279 | Alarms, Occupancy, Chair/Wheelchair | 8345 - Sitter Elite | 12200322 | Posey | DMT Equipment Distribution | Akron | Akron City Campus | Akron City Hospital | Basement | 2012-09-21 | Low
No | 028280 | Alarms, Occupancy, Chair/Wheelchair | 8345 - Sitter Elite | 12200324 | Posey | DMT Equipment Distribution | Akron | Akron City Campus | Akron City Hospital | Basement | 2012-09-21 | Low
No | 028281 | Alarms, Occupancy, Chair/Wheelchair | 8345 - Sitter Elite | 12200472 | Posey | DMT Equipment Distribution | Akron | Akron City Campus | Akron City Hospital | Basement | 2012-09-21 | Low
No | 028283 | Alarms, Occupancy, Chair/Wheelchair | 8345 - Sitter Elite | 12200592 | Posey | DMT Equipment Distribution | Akron | Akron City Campus | Akron City Hospital | Basement | 2012-09-21 | Low
No | 028284 | Alarms, Occupancy, Chair/Wheelchair | 8345 - Sitter Elite | 12200564 | Posey | DMT Equipment Distribution | Akron | Akron City Campus | Akron City Hospital | Basement | 2012-09-21 | Low
No | 028285 | Alarms, Occupancy, Chair/Wheelchair | 8345 - Sitter Elite | 12200563 | Posey | DMT Equipment Distribution | Akron | Akron City Campus | Akron City Hospital | Basement | 2012-09-21 | Low
No | 028286 | Alarms, Occupancy, Chair/Wheelchair | 8345 - Sitter Elite | 12200590 | Posey | DMT Equipment Distribution | Akron | Akron City Campus | Akron City Hospital | Basement | 2012-09-21 | Low
No | 028287 | Alarms, Occupancy, Chair/Wheelchair | 8345 - Sitter Elite | 12200331 | Posey | DMT Equipment Distribution | Akron | Akron City Campus | Akron City Hospital | Basement | 2012-09-21 | Low
No | 028288 | Alarms, Occupancy, Chair/Wheelchair | 8345 - Sitter Elite | 12200335 | Posey | DMT Equipment Distribution | Akron | Akron City Campus | Akron City Hospital | Basement | 2012-09-21 | Low
No | 028289 | Alarms, Occupancy, Chair/Wheelchair | 8345 - Sitter Elite | 12200333 | Posey | DMT Equipment Distribution | Akron | Akron City Campus | Akron City Hospital | Basement | 2012-09-21 | Low
No | 028290 | Alarms, Occupancy, Chair/Wheelchair | 8345 - Sitter Elite | 12200328 | Posey | DMT Equipment Distribution | Akron | Akron City Campus | Akron City Hospital | Basement | 2012-09-21 | Low
No | 028292 | Alarms, Occupancy, Chair/Wheelchair | 8345 - Sitter Elite | 12200236 | Posey | DMT Equipment Distribution | Akron | Akron City Campus | Akron City Hospital | Basement | 2012-09-21 | Low
No | 028294 | Alarms, Occupancy, Chair/Wheelchair | 8345 - Sitter Elite | 12221587 | Posey | DMT Equipment Distribution | Akron | Akron City Campus | Akron City Hospital | Basement | 2012-09-21 | Low
No | 028296 | Alarms, Occupancy, Chair/Wheelchair | 8345 - Sitter Elite | 12221585 | Posey | DMT Equipment Distribution | Akron | Akron City Campus | Akron City Hospital | Basement | 2012-09-21 | Low
No | 028297 | Alarms, Occupancy, Chair/Wheelchair | 8345 - Sitter Elite | 12221284 | Posey | DMT Equipment Distribution | Akron | Akron City Campus | Akron City Hospital | Basement | 2012-09-21 | Low
No | 028298 | Alarms, Occupancy, Chair/Wheelchair | 8345 - Sitter Elite | 12221292 | Posey | DMT Equipment Distribution | Akron | Akron City Campus | Akron City Hospital | Basement | 2012-09-21 | Low
No | 031501 | Alarms, Occupancy, Chair/Wheelchair | 8345 - Sitter Elite | 12221293 | Posey | DMT Equipment Distribution | Akron | Akron City Campus | Akron City Hospital | Basement | 2012-09-21 | Low
No | 031502 | Alarms, Occupancy, Chair/Wheelchair | 8345 - Sitter Elite | 12221287 | Posey | DMT Equipment Distribution | Akron | Akron City Campus | Akron City Hospital | Basement | 2012-09-21 | Low
No | 031503 | Alarms, Occupancy, Chair/Wheelchair | 8345 - Sitter Elite | 12221296 | Posey | DMT Equipment Distribution | Akron | Akron City Campus | Akron City Hospital | Basement | 2012-09-21 | Low
No | 031504 | Alarms, Occupancy, Chair/Wheelchair | 8345 - Sitter Elite | 12221295 | Posey | DMT Equipment Distribution | Akron | Akron City Campus | Akron City Hospital | Basement | 2012-09-21 | Low
No | 031506 | Alarms, Occupancy, Chair/Wheelchair | 8345 - Sitter Elite | 12200521 | Posey | DMT Equipment Distribution | Akron | Akron City Campus | Akron City Hospital | Basement | 2012-09-21 | Low
No | 031507 | Alarms, Occupancy, Chair/Wheelchair | 8345 - Sitter Elite | 12200525 | Posey | DMT Equipment Distribution | Akron | Akron City Campus | Akron City Hospital | Basement | 2012-09-21 | Low
No | 031509 | Alarms, Occupancy, Chair/Wheelchair | 8345 - Sitter Elite | 12200527 | Posey | DMT Equipment Distribution | Akron | Akron City Campus | Akron City Hospital | Basement | 2012-09-21 | Low
No | 031510 | Alarms, Occupancy, Chair/Wheelchair | 8345 - Sitter Elite | 12200528 | Posey | DMT Equipment Distribution | Akron | Akron City Campus | Akron City Hospital | Basement | 2012-09-21 | Low
No | 031511 | Alarms, Occupancy, Chair/Wheelchair | 8345 - Sitter Elite | 12221588 | Posey | DMT Equipment Distribution | Akron | Akron City Campus | Akron City Hospital | Basement | 2012-09-21 | Low
No | 031512 | Alarms, Occupancy, Chair/Wheelchair | 8345 - Sitter Elite | 12221600 | Posey | DMT Equipment Distribution | Akron | Akron City Campus | Akron City Hospital | Basement | 2012-09-21 | Low
No | 031513 | Alarms, Occupancy, Chair/Wheelchair | 8345 - Sitter Elite | 12221596 | Posey | DMT Equipment Distribution | Akron | Akron City Campus | Akron City Hospital | Basement | 2012-09-21 | Low
No | 031514 | Alarms, Occupancy, Chair/Wheelchair | 8345 - Sitter Elite | 12221592 | Posey | DMT Equipment Distribution | Akron | Akron City Campus | Akron City Hospital | Basement | 2012-09-21 | Low
No | 031515 | Alarms, Occupancy, Chair/Wheelchair | 8345 - Sitter Elite | 12221594 | Posey | DMT Equipment Distribution | Akron | Akron City Campus | Akron City Hospital | Basement | 2012-09-21 | Low
No | 031516 | Alarms, Occupancy, Chair/Wheelchair | 8345 - Sitter Elite | 12221599 | Posey | DMT Equipment Distribution | Akron | Akron City Campus | Akron City Hospital | Basement | 2012-09-21 | Low
No | 031517 | Alarms, Occupancy, Chair/Wheelchair | 8345 - Sitter Elite | 12110047 | Posey | DMT Equipment Distribution | Akron | Akron City Campus | Akron City Hospital | Basement | 2012-09-21 | Low
No | 031518 | Alarms, Occupancy, Chair/Wheelchair | 8345 - Sitter Elite | 12110039 | Posey | DMT Equipment Distribution | Akron | Akron City Campus | Akron City Hospital | Basement | 2012-09-21 | Low
No | 031520 | Alarms, Occupancy, Chair/Wheelchair | 8345 - Sitter Elite | 12110037 | Posey | DMT Equipment Distribution | Akron | Akron City Campus | Akron City Hospital | Basement | 2012-09-21 | Low
No | 031522 | Alarms, Occupancy, Chair/Wheelchair | 8345 - Sitter Elite | 12110045 | Posey | DMT Equipment Distribution | Akron | Akron City Campus | Akron City Hospital | Basement | 2012-09-21 | Low
No | 031525 | Alarms, Occupancy, Chair/Wheelchair | 8345 - Sitter Elite | 12110041 | Posey | DMT Equipment Distribution | Akron | Akron City Campus | Akron City Hospital | Basement | 2012-09-21 | Low
No | 031528 | Alarms, Occupancy, Chair/Wheelchair | 8345 - Sitter Elite | 12110287 | Posey | DMT Equipment Distribution | Akron | Akron City Campus | Akron City Hospital | Basement | 2012-09-21 | Low
No | 031540 | Alarms, Occupancy, Chair/Wheelchair | 8345 - Sitter Elite | 12260340 | Posey | DMT Equipment Distribution | Akron | Akron City Campus | Akron City Hospital | Basement | 2012-11-08 | Low
No | 031560 | Alarms, Occupancy, Chair/Wheelchair | 8345 - Sitter Elite | 1305KF0958 | Posey | DMT Equipment Distribution | Akron | Akron City Campus | Akron City Hospital | Basement | 2013-04-24 | Low
No | 031566 | Alarms, Occupancy, Chair/Wheelchair | 8345 - Sitter Elite | 1251KF0600 | Posey | DMT Equipment Distribution | Akron | Akron City Campus | Akron City Hospital | Basement | 2013-03-01 | Low
No | 031567 | Alarms, Occupancy, Chair/Wheelchair | 8345 - Sitter Elite | 1251KF0403 | Posey | DMT Equipment Distribution | Akron | Akron City Campus | Akron City Hospital | Basement | 2013-03-01 | Low
No | 031570 | Alarms, Occupancy, Chair/Wheelchair | 8345 - Sitter Elite | 1251KF0406 | Posey | DMT Equipment Distribution | Akron | Akron City Campus | Akron City Hospital | Basement | 2013-03-01 | Low
No | 031571 | Alarms, Occupancy, Chair/Wheelchair | 8345 - Sitter Elite | 1251KF0402 | Posey | DMT Equipment Distribution | Akron | Akron City Campus | Akron City Hospital | Basement | 2013-03-01 | Low
No | 031572 | Alarms, Occupancy, Chair/Wheelchair | 8345 - Sitter Elite | 1251KIF0404 | Posey | DMT Equipment Distribution | Akron | Akron City Campus | Akron City Hospital | Basement | 2013-03-01 | Low
No | 031573 | Alarms, Occupancy, Chair/Wheelchair | 8345 - Sitter Elite | 1251KF0540 | Posey | DMT Equipment Distribution | Akron | Akron City Campus | Akron City Hospital | Basement | 2013-03-01 | Low
No | 031575 | Alarms, Occupancy, Chair/Wheelchair | 8345 - Sitter Elite | 1251KF0539 | Posey | DMT Equipment Distribution | Akron | Akron City Campus | Akron City Hospital | Basement | 2013-03-01 | Low
No | 031577 | Alarms, Occupancy, Chair/Wheelchair | 8345 - Sitter Elite | 1251KF0538 | Posey | DMT Equipment Distribution | Akron | Akron City Campus | Akron City Hospital | Basement | 2013-03-01 | Low
No | 031578 | Alarms, Occupancy, Chair/Wheelchair | 8345 - Sitter Elite | 1251KF0536 | Posey | DMT Equipment Distribution | Akron | Akron City Campus | Akron City Hospital | Basement | 2013-03-01 | Low
No | 031579 | Alarms, Occupancy, Chair/Wheelchair | 8345 - Sitter Elite | 1251KF0542 | Posey | DMT Equipment Distribution | Akron | Akron City Campus | Akron City Hospital | Basement | 2013-03-01 | Low
No | 031582 | Alarms, Occupancy, Chair/Wheelchair | 8345 - Sitter Elite | 1251KF0544 | Posey | DMT Equipment Distribution | Akron | Akron City Campus | Akron City Hospital | Basement | 2013-03-01 | Low
No | 031583 | Alarms, Occupancy, Chair/Wheelchair | 8345 - Sitter Elite | 1251KF0382 | Posey | DMT Equipment Distribution | Akron | Akron City Campus | Akron City Hospital | Basement | 2013-03-01 | Low
No | 031584 | Alarms, Occupancy, Chair/Wheelchair | 8345 - Sitter Elite | 1251KF0373 | Posey | DMT Equipment Distribution | Akron | Akron City Campus | Akron City Hospital | Basement | 2013-03-01 | Low
No | 031585 | Alarms, Occupancy, Chair/Wheelchair | 8345 - Sitter Elite | 1250KF0635 | Posey | DMT Equipment Distribution | Akron | Akron City Campus | Akron City Hospital | Basement | 2013-03-01 | Low
No | 031587 | Alarms, Occupancy, Chair/Wheelchair | 8345 - Sitter Elite | 1251KF0636 | Posey | DMT Equipment Distribution | Akron | Akron City Campus | Akron City Hospital | Basement | 2013-03-01 | Low
No | 031589 | Alarms, Occupancy, Chair/Wheelchair | 8345 - Sitter Elite | 1251KF0633 | Posey | DMT Equipment Distribution | Akron | Akron City Campus | Akron City Hospital | Basement | 2013-03-01 | Low
No | 031590 | Alarms, Occupancy, Chair/Wheelchair | 8345 - Sitter Elite | 1251KF0632 | Posey | DMT Equipment Distribution | Akron | Akron City Campus | Akron City Hospital | Basement | 2013-03-01 | Low
No | 031591 | Alarms, Occupancy, Chair/Wheelchair | 8345 - Sitter Elite | 1251KF0568 | Posey | DMT Equipment Distribution | Akron | Akron City Campus | Akron City Hospital | Basement | 2013-03-01 | Low
No | 031592 | Alarms, Occupancy, Chair/Wheelchair | 8345 - Sitter Elite | 1251KF0570 | Posey | DMT Equipment Distribution | Akron | Akron City Campus | Akron City Hospital | Basement | 2013-03-01 | Low
No | 031593 | Alarms, Occupancy, Chair/Wheelchair | 8345 - Sitter Elite | 1251KF0567 | Posey | DMT Equipment Distribution | Akron | Akron City Campus | Akron City Hospital | Basement | 2013-03-01 | Low
No | 031594 | Alarms, Occupancy, Chair/Wheelchair | 8345 - Sitter Elite | 1251KF0569 | Posey | DMT Equipment Distribution | Akron | Akron City Campus | Akron City Hospital | Basement | 2013-03-01 | Low
No | 031595 | Alarms, Occupancy, Chair/Wheelchair | 8345 - Sitter Elite | 1251KF0572 | Posey | DMT Equipment Distribution | Akron | Akron City Campus | Akron City Hospital | Basement | 2013-03-01 | Low
No | 031596 | Alarms, Occupancy, Chair/Wheelchair | 8345 - Sitter Elite | 1251KF0571 | Posey | DMT Equipment Distribution | Akron | Akron City Campus | Akron City Hospital | Basement | 2013-03-01 | Low
No | 031597 | Alarms, Occupancy, Chair/Wheelchair | 8345 - Sitter Elite | 1251KF0409 | Posey | DMT Equipment Distribution | Akron | Akron City Campus | Akron City Hospital | Basement | 2013-03-01 | Low
No | 031598 | Alarms, Occupancy, Chair/Wheelchair | 8345 - Sitter Elite | 1251KF0412 | Posey | DMT Equipment Distribution | Akron | Akron City Campus | Akron City Hospital | Basement | 2013-03-01 | Low
No | 031599 | Alarms, Occupancy, Chair/Wheelchair | 8345 - Sitter Elite | 1251KF0407 | Posey | DMT Equipment Distribution | Akron | Akron City Campus | Akron City Hospital | Basement | 2013-03-01 | Low
No | 031600 | Alarms, Occupancy, Chair/Wheelchair | 8345 - Sitter Elite | 1251KF0410 | Posey | DMT Equipment Distribution | Akron | Akron City Campus | Akron City Hospital | Basement | 2013-03-01 | Low
No | 031601 | Alarms, Occupancy, Chair/Wheelchair | 8345 - Sitter Elite | 1251KF0408 | Posey | DMT Equipment Distribution | Akron | Akron City Campus | Akron City Hospital | Basement | 2013-03-01 | Low
No | 031602 | Alarms, Occupancy, Chair/Wheelchair | 8345 - Sitter Elite | 1251KF0411 | Posey | DMT Equipment Distribution | Akron | Akron City Campus | Akron City Hospital | Basement | 2013-03-01 | Low
No | 031603 | Alarms, Occupancy, Chair/Wheelchair | 8345 - Sitter Elite | 1251KF0550 | Posey | DMT Equipment Distribution | Akron | Akron City Campus | Akron City Hospital | Basement | 2013-03-01 | Low
No | 031604 | Alarms, Occupancy, Chair/Wheelchair | 8345 - Sitter Elite | 1251KF0548 | Posey | DMT Equipment Distribution | Akron | Akron City Campus | Akron City Hospital | Basement | 2013-03-01 | Low
No | 031606 | Alarms, Occupancy, Chair/Wheelchair | 8345 - Sitter Elite | 1251KF1546 | Posey | DMT Equipment Distribution | Akron | Akron City Campus | Akron City Hospital | Basement | 2013-03-01 | Low
No | 031607 | Alarms, Occupancy, Chair/Wheelchair | 8345 - Sitter Elite | 1251KF0545 | Posey | DMT Equipment Distribution | Akron | Akron City Campus | Akron City Hospital | Basement | 2013-03-01 | Low
No | 031609 | Alarms, Occupancy, Chair/Wheelchair | 8345 - Sitter Elite | 1251KF0419 | Posey | DMT Equipment Distribution | Akron | Akron City Campus | Akron City Hospital | Basement | 2013-03-01 | Low
No | 031610 | Alarms, Occupancy, Chair/Wheelchair | 8345 - Sitter Elite | 1251KF0422 | Posey | DMT Equipment Distribution | Akron | Akron City Campus | Akron City Hospital | Basement | 2013-03-01 | Low
No | 031611 | Alarms, Occupancy, Chair/Wheelchair | 8345 - Sitter Elite | 1251KF0417 | Posey | DMT Equipment Distribution | Akron | Akron City Campus | Akron City Hospital | Basement | 2013-03-01 | Low
No | 031612 | Alarms, Occupancy, Chair/Wheelchair | 8345 - Sitter Elite | 1251KF0420 | Posey | DMT Equipment Distribution | Akron | Akron City Campus | Akron City Hospital | Basement | 2013-03-01 | Low
No | 031613 | Alarms, Occupancy, Chair/Wheelchair | 8345 - Sitter Elite | 1251KF0421 | Posey | DMT Equipment Distribution | Akron | Akron City Campus | Akron City Hospital | Basement | 2013-03-01 | Low
No | 031614 | Alarms, Occupancy, Chair/Wheelchair | 8345 - Sitter Elite | 1251KF0418 | Posey | DMT Equipment Distribution | Akron | Akron City Campus | Akron City Hospital | Basement | 2013-03-01 | Low
No | 031615 | Alarms, Occupancy, Chair/Wheelchair | 8345 - Sitter Elite | 1251KF0628 | Posey | DMT Equipment Distribution | Akron | Akron City Campus | Akron City Hospital | Basement | 2013-03-01 | Low
No | 031616 | Alarms, Occupancy, Chair/Wheelchair | 8345 - Sitter Elite | 1251KF0630 | Posey | DMT Equipment Distribution | Akron | Akron City Campus | Akron City Hospital | Basement | 2013-03-01 | Low
No | 031617 | Alarms, Occupancy, Chair/Wheelchair | 8345 - Sitter Elite | 1251KF0629 | Posey | DMT Equipment Distribution | Akron | Akron City Campus | Akron City Hospital | Basement | 2013-03-01 | Low
No | 031620 | Alarms, Occupancy, Chair/Wheelchair | 8345 - Sitter Elite | 1251KF0627 | Posey | DMT Equipment Distribution | Akron | Akron City Campus | Akron City Hospital | Basement | 2013-03-01 | Low
No | 031622 | Alarms, Occupancy, Chair/Wheelchair | 8345 - Sitter Elite | 1251KF0424 | Posey | DMT Equipment Distribution | Akron | Akron City Campus | Akron City Hospital | Basement | 2013-03-01 | Low
No | 031623 | Alarms, Occupancy, Chair/Wheelchair | 8345 - Sitter Elite | 1251KF0428 | Posey | DMT Equipment Distribution | Akron | Akron City Campus | Akron City Hospital | Basement | 2013-03-01 | Low
No | 031624 | Alarms, Occupancy, Chair/Wheelchair | 8345 - Sitter Elite | 1251KF0426 | Posey | DMT Equipment Distribution | Akron | Akron City Campus | Akron City Hospital | Basement | 2013-03-01 | Low
No | 031625 | Alarms, Occupancy, Chair/Wheelchair | 8345 - Sitter Elite | 1251KF0425 | Posey | DMT Equipment Distribution | Akron | Akron City Campus | Akron City Hospital | Basement | 2013-03-01 | Low
No | 031626 | Alarms, Occupancy, Chair/Wheelchair | 8345 - Sitter Elite | 1251KF0423 | Posey | DMT Equipment Distribution | Akron | Akron City Campus | Akron City Hospital | Basement | 2013-03-01 | Low
No | 031710 | Alarms, Occupancy, Chair/Wheelchair | 8345 - Sitter Elite | 1325KF1209 | Posey | DMT Equipment Distribution | Akron | Akron City Campus | Akron City Hospital | Basement | 2013-03-01 | Low
No | 031711 | Alarms, Occupancy, Chair/Wheelchair | 8345 - Sitter Elite | 0325KF1212 | Posey | DMT Equipment Distribution | Akron | Akron City Campus | Akron City Hospital | Basement | 2012-09-21 | Low
No | 031712 | Alarms, Occupancy, Chair/Wheelchair | 8345 - Sitter Elite | 1325KF1207 | Posey | DMT Equipment Distribution | Akron | Akron City Campus | Akron City Hospital | Basement | 2012-09-21 | Low
No | 031713 | Alarms, Occupancy, Chair/Wheelchair | 8345 - Sitter Elite | 0325kf1211 | Posey | DMT Equipment Distribution | Akron | Akron City Campus | Akron City Hospital | Basement | 2012-09-21 | Low
No | 031714 | Alarms, Occupancy, Chair/Wheelchair | 8345 - Sitter Elite | 1325kf1208 | Posey | DMT Equipment Distribution | Akron | Akron City Campus | Akron City Hospital | Basement | 2013-03-01 | Low
No | 031715 | Alarms, Occupancy, Chair/Wheelchair | 8345 - Sitter Elite | 1325kf1210 | Posey | DMT Equipment Distribution | Akron | Akron City Campus | Akron City Hospital | Basement | 2012-09-21 | Low
No | 031727 | Alarms, Occupancy, Chair/Wheelchair | 8345 - Sitter Elite | 1429KF0808 | Posey | DMT Equipment Distribution | Akron | Akron City Campus | Akron City Hospital | Basement | 2014-10-21 | Low
No | 031728 | Alarms, Occupancy, Chair/Wheelchair | 8345 - Sitter Elite | 1431KF0786 | Posey | DMT Equipment Distribution | Akron | Akron City Campus | Akron City Hospital | Basement | 2014-10-21 | Low
No | 031741 | Alarms, Occupancy, Chair/Wheelchair | 8345 - Sitter Elite | 1412K1086 | Posey | DMT Equipment Distribution | Akron | Akron City Campus | Akron City Hospital | Basement | 2014-08-13 | Low
No | 031742 | Alarms, Occupancy, Chair/Wheelchair | 8345 - Sitter Elite | 1413KF0567 | Posey | DMT Equipment Distribution | Akron | Akron City Campus | Akron City Hospital | Basement | 2014-08-22 | Low
No | 031830 | Alarms, Occupancy, Chair/Wheelchair | 8345 - Sitter Elite | 1429KF1007 | Posey | DMT Equipment Distribution | Akron | Akron City Campus | Akron City Hospital | Basement | 2014-11-25 | Low
No | 031857 | Alarms, Occupancy, Chair/Wheelchair | 8345 - Sitter Elite | 1502kf0797 | Posey | DMT Equipment Distribution | Akron | Akron City Campus | Akron City Hospital | Basement | 2015-05-22 | Low
No | 031860 | Alarms, Occupancy, Chair/Wheelchair | 8345 - Sitter Elite | 1446KF1514 | Posey | DMT Equipment Distribution | Akron | Akron City Campus | Akron City Hospital | Basement | 2015-04-08 | Low
No | 031870 | Alarms, Occupancy, Chair/Wheelchair | 8345 - Sitter Elite | 1506KF3087 | Posey | DMT Equipment Distribution | Akron | Akron City Campus | Akron City Hospital | Basement | 2015-06-05 | Low
No | 031885 | Alarms, Occupancy, Chair/Wheelchair | 8345 - Sitter Elite | 1426KF1373 | Posey | DMT Equipment Distribution | Akron | Akron City Campus | Akron City Hospital | Basement | 2015-07-23 | Low
No | 031887 | Alarms, Occupancy, Chair/Wheelchair | 8345 - Sitter Elite | 1506KF1110 | Posey | DMT Equipment Distribution | Akron | Akron City Campus | Akron City Hospital | Basement | 2015-08-03 | Low
No | 031888 | Alarms, Occupancy, Chair/Wheelchair | 8345 - Sitter Elite | 1506KF1106 | Posey | DMT Equipment Distribution | Akron | Akron City Campus | Akron City Hospital | Basement | 2015-08-03 | Low
No | 031889 | Alarms, Occupancy, Chair/Wheelchair | 8345 - Sitter Elite | 1506KF1109 | Posey | DMT Equipment Distribution | Akron | Akron City Campus | Akron City Hospital | Basement | 2015-08-03 | Low
No | 031891 | Alarms, Occupancy, Chair/Wheelchair | 8345 - Sitter Elite | 1506KF1107 | Posey | DMT Equipment Distribution | Akron | Akron City Campus | Akron City Hospital | Basement | 2015-08-03 | Low
No | 031894 | Alarms, Occupancy, Chair/Wheelchair | 8345 - Sitter Elite | 1506KF1183 | Posey | DMT Equipment Distribution | Akron | Akron City Campus | Akron City Hospital | Basement | 2015-08-03 | Low
No | 031895 | Alarms, Occupancy, Chair/Wheelchair | 8345 - Sitter Elite | 1507KF1629 | Posey | DMT Equipment Distribution | Akron | Akron City Campus | Akron City Hospital | Basement | 2015-08-03 | Low
No | 031896 | Alarms, Occupancy, Chair/Wheelchair | 8345 - Sitter Elite | 1507KF1630 | Posey | DMT Equipment Distribution | Akron | Akron City Campus | Akron City Hospital | Basement | 2015-08-03 | Low
No | 031899 | Alarms, Occupancy, Chair/Wheelchair | 8345 - Sitter Elite | 1506KF1280 | Posey | DMT Equipment Distribution | Akron | Akron City Campus | Akron City Hospital | Basement | 2015-08-03 | Low
No | 031901 | Alarms, Occupancy, Chair/Wheelchair | 8345 - Sitter Elite | 1507KF1712 | Posey | DMT Equipment Distribution | Akron | Akron City Campus | Akron City Hospital | Basement | 2015-08-03 | Low
No | 031905 | Alarms, Occupancy, Chair/Wheelchair | 8345 - Sitter Elite | 1506KF1086 | Posey | DMT Equipment Distribution | Akron | Akron City Campus | Akron City Hospital | Basement | 2015-08-03 | Low
No | 031906 | Alarms, Occupancy, Chair/Wheelchair | 8345 - Sitter Elite | 1506KF1279 | Posey | DMT Equipment Distribution | Akron | Akron City Campus | Akron City Hospital | Basement | 2015-08-03 | Low
No | 031936 | Alarms, Occupancy, Chair/Wheelchair | 8345 - Sitter Elite | 1512KF2452 | Posey | DMT Equipment Distribution | Akron | Akron City Campus | Akron City Hospital | Basement | 2015-09-03 | Low
No | 031937 | Alarms, Occupancy, Chair/Wheelchair | 8345 - Sitter Elite | 1512KF2366 | Posey | DMT Equipment Distribution | Akron | Akron City Campus | Akron City Hospital | Basement | 2015-09-10 | Low
No | 033345 | Alarms, Occupancy, Chair/Wheelchair | 8345 - Sitter Elite | 1511KF0407 | Posey | DMT Equipment Distribution | Akron | Akron City Campus | Akron City Hospital | Basement | 2016-07-20 | Low
No | 033358 | Alarms, Occupancy, Chair/Wheelchair | 8345 - Sitter Elite | 1547KF0275 | Posey | DMT Equipment Distribution | Akron | Akron City Campus | Akron City Hospital | Basement | 2016-09-14 | Low
No | 033359 | Alarms, Occupancy, Chair/Wheelchair | 8345 - Sitter Elite | 1547KF0273 | Posey | DMT Equipment Distribution | Akron | Akron City Campus | Akron City Hospital | Basement | 2016-09-14 | Low
No | 033360 | Alarms, Occupancy, Chair/Wheelchair | 8345 - Sitter Elite | 1547KF0265 | Posey | DMT Equipment Distribution | Akron | Akron City Campus | Akron City Hospital | Basement | 2016-09-14 | Low
No | 033361 | Alarms, Occupancy, Chair/Wheelchair | 8345 - Sitter Elite | 1547KF0274 | Posey | DMT Equipment Distribution | Akron | Akron City Campus | Akron City Hospital | Basement | 2016-09-14 | Low
No | 033362 | Alarms, Occupancy, Chair/Wheelchair | 8345 - Sitter Elite | 1547KF0262 | Posey | DMT Equipment Distribution | Akron | Akron City Campus | Akron City Hospital | Basement | 2016-09-14 | Low
No | 033363 | Alarms, Occupancy, Chair/Wheelchair | 8345 - Sitter Elite | 1547KF0267 | Posey | DMT Equipment Distribution | Akron | Akron City Campus | Akron City Hospital | Basement | 2016-09-14 | Low
No | 033364 | Alarms, Occupancy, Chair/Wheelchair | 8345 - Sitter Elite | 1547KF0269 | Posey | DMT Equipment Distribution | Akron | Akron City Campus | Akron City Hospital | Basement | 2016-09-14 | Low
No | 033365 | Alarms, Occupancy, Chair/Wheelchair | 8345 - Sitter Elite | 1547KF0268 | Posey | DMT Equipment Distribution | Akron | Akron City Campus | Akron City Hospital | Basement | 2016-09-14 | Low
No | 033366 | Alarms, Occupancy, Chair/Wheelchair | 8345 - Sitter Elite | 1547KF0261 | Posey | DMT Equipment Distribution | Akron | Akron City Campus | Akron City Hospital | Basement | 2016-09-14 | Low
No | 033367 | Alarms, Occupancy, Chair/Wheelchair | 8345 - Sitter Elite | 1547KF0270 | Posey | DMT Equipment Distribution | Akron | Akron City Campus | Akron City Hospital | Basement | 2016-09-14 | Low
No | 033368 | Alarms, Occupancy, Chair/Wheelchair | 8345 - Sitter Elite | 1547KF0264 | Posey | DMT Equipment Distribution | Akron | Akron City Campus | Akron City Hospital | Basement | 2016-09-14 | Low
No | 033369 | Alarms, Occupancy, Chair/Wheelchair | 8345 - Sitter Elite | 1547KF0271 | Posey | DMT Equipment Distribution | Akron | Akron City Campus | Akron City Hospital | Basement | 2016-09-14 | Low
No | 033370 | Alarms, Occupancy, Chair/Wheelchair | 8345 - Sitter Elite | 1547KF0272 | Posey | DMT Equipment Distribution | Akron | Akron City Campus | Akron City Hospital | Basement | 2016-09-14 | Low
No | 033371 | Alarms, Occupancy, Chair/Wheelchair | 8345 - Sitter Elite | 1547KF0263 | Posey | DMT Equipment Distribution | Akron | Akron City Campus | Akron City Hospital | Basement | 2016-09-14 | Low
No | 033372 | Alarms, Occupancy, Chair/Wheelchair | 8345 - Sitter Elite | 1547KF0276 | Posey | DMT Equipment Distribution | Akron | Akron City Campus | Akron City Hospital | Basement | 2016-09-14 | Low
No | 033373 | Alarms, Occupancy, Chair/Wheelchair | 8345 - Sitter Elite | 1547KF0280 | Posey | DMT Equipment Distribution | Akron | Akron City Campus | Akron City Hospital | Basement | 2016-09-14 | Low
No | 033374 | Alarms, Occupancy, Chair/Wheelchair | 8345 - Sitter Elite | 1547KF0279 | Posey | DMT Equipment Distribution | Akron | Akron City Campus | Akron City Hospital | Basement | 2016-09-14 | Low
No | 033375 | Alarms, Occupancy, Chair/Wheelchair | 8345 - Sitter Elite | 1547KF0277 | Posey | DMT Equipment Distribution | Akron | Akron City Campus | Akron City Hospital | Basement | 2016-09-14 | Low
No | 033376 | Alarms, Occupancy, Chair/Wheelchair | 8345 - Sitter Elite | 1547KF0278 | Posey | DMT Equipment Distribution | Akron | Akron City Campus | Akron City Hospital | Basement | 2016-09-14 | Low
No | 033378 | Alarms, Occupancy, Chair/Wheelchair | 8345 - Sitter Elite | 1426KF1374 | Posey | DMT Equipment Distribution | Akron | Akron City Campus | Akron City Hospital | Basement | 2016-09-21 | Low
No | 033399 | Alarms, Occupancy, Chair/Wheelchair | 8345 - Sitter Elite | 1507KF1709 | Posey | DMT Equipment Distribution | Akron | Akron City Campus | Akron City Hospital | Basement | 2015-08-03 | Low
No | 034949 | Alarms, Occupancy, Chair/Wheelchair | 8345 - Sitter Elite | 1427KF1023 | Posey | DMT Equipment Distribution | Akron | Akron City Campus | Akron City Hospital | Basement | 2016-02-03 | Low
No | 035395 | Alarms, Occupancy, Chair/Wheelchair | 8345 - Sitter Elite | 1436K0857 | Posey | DMT Equipment Distribution | Akron | Akron City Campus | Akron City Hospital | Basement | 2016-03-25 | Low
No | 035494 | Alarms, Occupancy, Chair/Wheelchair | 8345 - Sitter Elite | 1426KF1293 | Posey | DMT Equipment Distribution | Akron | Akron City Campus | Akron City Hospital | Basement | 2012-09-21 | Low
No | 050106 | Alarms, Occupancy, Chair/Wheelchair | 8345 - Sitter Elite | 1506KF1085 | Posey | DMT Equipment Distribution | Akron | Akron City Campus | Akron City Hospital | Basement | 2015-08-03 | Low
No | 050107 | Alarms, Occupancy, Chair/Wheelchair | 8345 - Sitter Elite | 1506KF1278 | Posey | DMT Equipment Distribution | Akron | Akron City Campus | Akron City Hospital | Basement | 2015-08-03 | Low
No | 050125 | Alarms, Occupancy, Chair/Wheelchair | 8345 - Sitter Elite | 1505KF1108 | Posey | DMT Equipment Distribution | Akron | Akron City Campus | Akron City Hospital | Basement | 2015-08-03 | Low
No | 050126 | Alarms, Occupancy, Chair/Wheelchair | 8345 - Sitter Elite | 1426KF1494 | Posey | DMT Equipment Distribution | Akron | Akron City Campus | Akron City Hospital | Basement | 2015-08-03 | Low
No | 050127 | Alarms, Occupancy, Chair/Wheelchair | 8345 - Sitter Elite | 146KF1498 | Posey | DMT Equipment Distribution | Akron | Akron City Campus | Akron City Hospital | Basement | 2017-01-26 | Low
No | 050131 | Alarms, Occupancy, Chair/Wheelchair | 8345 - Sitter Elite | Unknown | Posey | DMT Equipment Distribution | Akron | Akron City Campus | Akron City Hospital | Basement | 2013-03-01 | Low
No | 050270 | Alarms, Occupancy, Chair/Wheelchair | 8345 - Sitter Elite | 125akf0544 | Posey | DMT Equipment Distribution | Akron | Akron City Campus | Akron City Hospital | Basement | 2018-02-23 | Low
No | 050358 | Alarms, Occupancy, Chair/Wheelchair | 8345 - Sitter Elite | 1251KF0625 | Posey | DMT Equipment Distribution | Akron | Akron City Campus | Akron City Hospital | Basement | 2013-03-01 | Low
No | 050359 | Alarms, Occupancy, Chair/Wheelchair | 8345 - Sitter Elite | 1507KF1711 | Posey | DMT Equipment Distribution | Akron | Akron City Campus | Akron City Hospital | Basement | 2015-08-03 | Low
No | 050405 | Alarms, Occupancy, Chair/Wheelchair | 8345 - Sitter Elite | 1426KF1489 | Posey | DMT Equipment Distribution | Akron | Akron City Campus | Akron City Hospital | Basement | 2017-02-27 | Low
No | 050411 | Alarms, Occupancy, Chair/Wheelchair | 8345 - Sitter Elite | 1251KF0401 | Posey | DMT Equipment Distribution | Akron | Akron City Campus | Akron City Hospital | Basement | 2013-03-01 | Low
No | 050412 | Alarms, Occupancy, Chair/Wheelchair | 8345 - Sitter Elite | 1507KF1710 | Posey | DMT Equipment Distribution | Akron | Akron City Campus | Akron City Hospital | Basement | 2015-08-03 | Low
No | 050420 | Alarms, Occupancy, Chair/Wheelchair | 8345 - Sitter Elite | 1506KF1105 | Posey | DMT Equipment Distribution | Akron | Akron City Campus | Akron City Hospital | Basement | 2015-08-03 | Low
No | 050421 | Alarms, Occupancy, Chair/Wheelchair | 8345 - Sitter Elite | 1426kf1500 | Posey | DMT Equipment Distribution | Akron | Akron City Campus | Akron City Hospital | Basement | 2015-08-03 | Low
No | 050422 | Alarms, Occupancy, Chair/Wheelchair | 8345 - Sitter Elite | 1506KF1277 | Posey | DMT Equipment Distribution | Akron | Akron City Campus | Akron City Hospital | Basement | 2015-08-03 | Low
No | 050423 | Alarms, Occupancy, Chair/Wheelchair | 8345 - Sitter Elite | 12200478 | Posey | DMT Equipment Distribution | Akron | Akron City Campus | Akron City Hospital | Basement | 2012-09-21 | Low
No | 050424 | Alarms, Occupancy, Chair/Wheelchair | 8345 - Sitter Elite | 1633KF0537 | Posey | DMT Equipment Distribution | Akron | Akron City Campus | Akron City Hospital | Basement | 2017-02-10 | Low
No | 050425 | Alarms, Occupancy, Chair/Wheelchair | 8345 - Sitter Elite | 1633KF0529 | Posey | DMT Equipment Distribution | Akron | Akron City Campus | Akron City Hospital | Basement | 2017-02-10 | Low
No | 050426 | Alarms, Occupancy, Chair/Wheelchair | 8345 - Sitter Elite | 1633KF0530 | Posey | DMT Equipment Distribution | Akron | Akron City Campus | Akron City Hospital | Basement | 2017-02-10 | Low
No | 050427 | Alarms, Occupancy, Chair/Wheelchair | 8345 - Sitter Elite | 1633KF0533 | Posey | DMT Equipment Distribution | Akron | Akron City Campus | Akron City Hospital | Basement | 2017-02-10 | Low
No | 050429 | Alarms, Occupancy, Chair/Wheelchair | 8345 - Sitter Elite | 1633KF0539 | Posey | DMT Equipment Distribution | Akron | Akron City Campus | Akron City Hospital | Basement | 2017-02-10 | Low
No | 050430 | Alarms, Occupancy, Chair/Wheelchair | 8345 - Sitter Elite | 1633KF0536 | Posey | DMT Equipment Distribution | Akron | Akron City Campus | Akron City Hospital | Basement | 2017-02-10 | Low
No | 050432 | Alarms, Occupancy, Chair/Wheelchair | 8345 - Sitter Elite | 1633KF0531 | Posey | DMT Equipment Distribution | Akron | Akron City Campus | Akron City Hospital | Basement | 2017-02-10 | Low
No | 050433 | Alarms, Occupancy, Chair/Wheelchair | 8345 - Sitter Elite | 1633KF0534 | Posey | DMT Equipment Distribution | Akron | Akron City Campus | Akron City Hospital | Basement | 2017-02-10 | Low
No | 050434 | Alarms, Occupancy, Chair/Wheelchair | 8345 - Sitter Elite | 1633KF0526 | Posey | DMT Equipment Distribution | Akron | Akron City Campus | Akron City Hospital | Basement | 2017-02-10 | Low
No | 050435 | Alarms, Occupancy, Chair/Wheelchair | 8345 - Sitter Elite | 1633KF0532 | Posey | DMT Equipment Distribution | Akron | Akron City Campus | Akron City Hospital | Basement | 2017-02-10 | Low
No | 050436 | Alarms, Occupancy, Chair/Wheelchair | 8345 - Sitter Elite | 1633KF0538 | Posey | DMT Equipment Distribution | Akron | Akron City Campus | Akron City Hospital | Basement | 2017-02-10 | Low
No | 050438 | Alarms, Occupancy, Chair/Wheelchair | 8345 - Sitter Elite | 1633KF0523 | Posey | DMT Equipment Distribution | Akron | Akron City Campus | Akron City Hospital | Basement | 2017-02-10 | Low
No | 050439 | Alarms, Occupancy, Chair/Wheelchair | 8345 - Sitter Elite | 1633KF0528 | Posey | DMT Equipment Distribution | Akron | Akron City Campus | Akron City Hospital | Basement | 2017-02-10 | Low
No | 050440 | Alarms, Occupancy, Chair/Wheelchair | 8345 - Sitter Elite | 1633KF0535 | Posey | DMT Equipment Distribution | Akron | Akron City Campus | Akron City Hospital | Basement | 2017-02-10 | Low
No | 050441 | Alarms, Occupancy, Chair/Wheelchair | 8345 - Sitter Elite | 1633KF0527 | Posey | DMT Equipment Distribution | Akron | Akron City Campus | Akron City Hospital | Basement | 2017-02-10 | Low
No | 050442 | Alarms, Occupancy, Chair/Wheelchair | 8345 - Sitter Elite | 1633KF0521 | Posey | DMT Equipment Distribution | Akron | Akron City Campus | Akron City Hospital | Basement | 2017-02-10 | Low
No | 050443 | Alarms, Occupancy, Chair/Wheelchair | 8345 - Sitter Elite | 1633KF0524 | Posey | DMT Equipment Distribution | Akron | Akron City Campus | Akron City Hospital | Basement | 2017-02-10 | Low
No | 053265 | Alarms, Occupancy, Chair/Wheelchair | 8345 - Sitter Elite | 1351KF0134 | Posey | DMT Equipment Distribution | Akron | Akron City Campus | Akron City Hospital | Basement | 2013-03-01 | Low
No | 053282 | Alarms, Occupancy, Chair/Wheelchair | 8345 - Sitter Elite | 1408kf0871 | Posey | DMT Equipment Distribution | Akron | Akron City Campus | Akron City Hospital | Basement | 2017-03-30 | Low
No | 053283 | Alarms, Occupancy, Chair/Wheelchair | 8345 - Sitter Elite | 1408kf0694 | Posey | DMT Equipment Distribution | Akron | Akron City Campus | Akron City Hospital | Basement | 2017-03-30 | Low
No | 053450 | Alarms, Occupancy, Chair/Wheelchair | 8345 - Sitter Elite | 1452KF1466 | Posey | DMT Equipment Distribution | Akron | Akron City Campus | Akron City Hospital | Basement | 2017-05-04 | Low
No | 053487 | Alarms, Occupancy, Chair/Wheelchair | 8345 - Sitter Elite | 1452KF15412 | Posey | DMT Equipment Distribution | Akron | Akron City Campus | Akron City Hospital | Basement | 2017-06-20 | Low
No | 053555 | Alarms, Occupancy, Chair/Wheelchair | 8345 - Sitter Elite | 1547KF0266 | Posey | DMT Equipment Distribution | Akron | Akron City Campus | Akron City Hospital | Basement | 2016-09-14 | Low
No | 053568 | Alarms, Occupancy, Chair/Wheelchair | 8345 - Sitter Elite | 1251kf0631 | Posey | DMT Equipment Distribution | Akron | Akron City Campus | Akron City Hospital | Basement | 2013-03-01 | Low
No | 054498 | Alarms, Occupancy, Chair/Wheelchair | 8345 - Sitter Elite | 1532KF0639 | Posey | 5 West - Cardiac Progressive Care Unit (PCU) | Akron | Akron City Campus | Akron City Hospital | 5th Floor | 2017-12-21 | Low
No | 054499 | Alarms, Occupancy, Chair/Wheelchair | 8345 - Sitter Elite | 1546KF1672 | Posey | 5 West - Cardiac Progressive Care Unit (PCU) | Akron | Akron City Campus | Akron City Hospital | 5th Floor | 2017-12-21 | Low
No | 054500 | Alarms, Occupancy, Chair/Wheelchair | 8345 - Sitter Elite | 1722KF0069 | Posey | 5 West - Cardiac Progressive Care Unit (PCU) | Akron | Akron City Campus | Akron City Hospital | 5th Floor | 2017-12-21 | Low
No | 054501 | Alarms, Occupancy, Chair/Wheelchair | 8345 - Sitter Elite | 1547KF0427 | Posey | 5 West - Cardiac Progressive Care Unit (PCU) | Akron | Akron City Campus | Akron City Hospital | 5th Floor | 2017-12-21 | Low
No | 054502 | Alarms, Occupancy, Chair/Wheelchair | 8345 - Sitter Elite | 1722KF0680 | Posey | 5 West - Cardiac Progressive Care Unit (PCU) | Akron | Akron City Campus | Akron City Hospital | 5th Floor | 2017-12-21 | Low
No | 054503 | Alarms, Occupancy, Chair/Wheelchair | 8345 - Sitter Elite | 1545kf1135 | Posey | 5 West - Cardiac Progressive Care Unit (PCU) | Akron | Akron City Campus | Akron City Hospital | 5th Floor | 2017-12-21 | Low
No | 054504 | Alarms, Occupancy, Chair/Wheelchair | 8345 - Sitter Elite | 1722kf0167 | Posey | 5 West - Cardiac Progressive Care Unit (PCU) | Akron | Akron City Campus | Akron City Hospital | 5th Floor | 2017-12-21 | Low
No | 054505 | Alarms, Occupancy, Chair/Wheelchair | 8345 - Sitter Elite | 1722kf0072 | Posey | 5 West - Cardiac Progressive Care Unit (PCU) | Akron | Akron City Campus | Akron City Hospital | 5th Floor | 2017-12-21 | Low
No | 054506 | Alarms, Occupancy, Chair/Wheelchair | 8345 - Sitter Elite | 1722kf0245 | Posey | 5 West - Cardiac Progressive Care Unit (PCU) | Akron | Akron City Campus | Akron City Hospital | 5th Floor | 2017-12-21 | Low
No | 054507 | Alarms, Occupancy, Chair/Wheelchair | 8345 - Sitter Elite | 1722kf0243 | Posey | 5 West - Cardiac Progressive Care Unit (PCU) | Akron | Akron City Campus | Akron City Hospital | 5th Floor | 2017-12-21 | Low
No | 054508 | Alarms, Occupancy, Chair/Wheelchair | 8345 - Sitter Elite | 1715kf0857 | Posey | 5 West - Cardiac Progressive Care Unit (PCU) | Akron | Akron City Campus | Akron City Hospital | 5th Floor | 2017-12-21 | Low
No | 054509 | Alarms, Occupancy, Chair/Wheelchair | 8345 - Sitter Elite | 1715kf1188 | Posey | 5 West - Cardiac Progressive Care Unit (PCU) | Akron | Akron City Campus | Akron City Hospital | 5th Floor | 2017-12-21 | Low
No | 054510 | Alarms, Occupancy, Chair/Wheelchair | 8345 - Sitter Elite | 1822kf0107 | Posey | 5 West - Cardiac Progressive Care Unit (PCU) | Akron | Akron City Campus | Akron City Hospital | 5th Floor | 2017-12-21 | Low
No | 054511 | Alarms, Occupancy, Chair/Wheelchair | 8345 - Sitter Elite | 1635kf0065 | Posey | 5 West - Cardiac Progressive Care Unit (PCU) | Akron | Akron City Campus | Akron City Hospital | 5th Floor | 2017-12-21 | Low
No | 054512 | Alarms, Occupancy, Chair/Wheelchair | 8345 - Sitter Elite | 1546kf1674 | Posey | 5 West - Cardiac Progressive Care Unit (PCU) | Akron | Akron City Campus | Akron City Hospital | 5th Floor | 2017-12-21 | Low
No | 054513 | Alarms, Occupancy, Chair/Wheelchair | 8345 - Sitter Elite | 1722KF0168 | Posey | 5 West - Cardiac Progressive Care Unit (PCU) | Akron | Akron City Campus | Akron City Hospital | 5th Floor | 2017-12-21 | Low
No | 054514 | Alarms, Occupancy, Chair/Wheelchair | 8345 - Sitter Elite | 1722KF0169 | Posey | 5 West - Cardiac Progressive Care Unit (PCU) | Akron | Akron City Campus | Akron City Hospital | 5th Floor | 2017-12-21 | Low
No | 054515 | Alarms, Occupancy, Chair/Wheelchair | 8345 - Sitter Elite | 1715KF1191 | Posey | 5 West - Cardiac Progressive Care Unit (PCU) | Akron | Akron City Campus | Akron City Hospital | 5th Floor | 2017-12-21 | Low
No | 054516 | Alarms, Occupancy, Chair/Wheelchair | 8345 - Sitter Elite | 1715KF0856 | Posey | 5 West - Cardiac Progressive Care Unit (PCU) | Akron | Akron City Campus | Akron City Hospital | 5th Floor | 2017-12-21 | Low
No | 054517 | Alarms, Occupancy, Chair/Wheelchair | 8345 - Sitter Elite | 1545KF1139 | Posey | 5 West - Cardiac Progressive Care Unit (PCU) | Akron | Akron City Campus | Akron City Hospital | 5th Floor | 2017-12-21 | Low
No | 054518 | Alarms, Occupancy, Chair/Wheelchair | 8345 - Sitter Elite | 1635KF0062 | Posey | 5 West - Cardiac Progressive Care Unit (PCU) | Akron | Akron City Campus | Akron City Hospital | 5th Floor | 2017-12-21 | Low
No | 054519 | Alarms, Occupancy, Chair/Wheelchair | 8345 - Sitter Elite | 1635KF0071 | Posey | 5 West - Cardiac Progressive Care Unit (PCU) | Akron | Akron City Campus | Akron City Hospital | 5th Floor | 2017-12-21 | Low
No | 054520 | Alarms, Occupancy, Chair/Wheelchair | 8345 - Sitter Elite | 1722KF0244 | Posey | 5 West - Cardiac Progressive Care Unit (PCU) | Akron | Akron City Campus | Akron City Hospital | 5th Floor | 2017-12-21 | Low
No | 054524 | Alarms, Occupancy, Chair/Wheelchair | 8345 - Sitter Elite | 1722KF1579 | Posey | 5 West - Cardiac Progressive Care Unit (PCU) | Akron | Akron City Campus | Akron City Hospital | 5th Floor | 2017-12-21 | Low
No | 054525 | Alarms, Occupancy, Chair/Wheelchair | 8345 - Sitter Elite | 1335KF0023 | Posey | 5 West - Cardiac Progressive Care Unit (PCU) | Akron | Akron City Campus | Akron City Hospital | 5th Floor | 2017-12-21 | Low
No | 054526 | Alarms, Occupancy, Chair/Wheelchair | 8345 - Sitter Elite | 1434KF0986 | Posey | 5 West - Cardiac Progressive Care Unit (PCU) | Akron | Akron City Campus | Akron City Hospital | 5th Floor | 2017-12-21 | Low
No | 054527 | Alarms, Occupancy, Chair/Wheelchair | 8345 - Sitter Elite | 1335KF0166 | Posey | 5 West - Cardiac Progressive Care Unit (PCU) | Akron | Akron City Campus | Akron City Hospital | 5th Floor | 2017-12-21 | Low
No | 054528 | Alarms, Occupancy, Chair/Wheelchair | 8345 - Sitter Elite | 1438KF0606 | Posey | 5 West - Cardiac Progressive Care Unit (PCU) | Akron | Akron City Campus | Akron City Hospital | 5th Floor | 2017-12-21 | Low
No | 054541 | Alarms, Occupancy, Chair/Wheelchair | 8345 - Sitter Elite | 1635KF0077 | Posey | 4 East - Detox Unit | Akron | Akron City Campus | Akron City Hospital | 4th Floor | 2018-02-06 | Low
No | CE7041 | Alarms, Occupancy, Chair/Wheelchair | 8345 - Sitter Elite | 1318KF0861 | Posey | 2 East - Cardiac Progressive Care Unit (PCU) - SB | Barberton | Barberton Campus | Summa Barberton Hospital | 2nd Floor | 2013-07-03 | Low
No | CE7042 | Alarms, Occupancy, Chair/Wheelchair | 8345 - Sitter Elite | 1318KF0862 | Posey | 2 East - Cardiac Progressive Care Unit (PCU) - SB | Barberton | Barberton Campus | Summa Barberton Hospital | 2nd Floor | 2013-07-03 | Low
No | CE7043 | Alarms, Occupancy, Chair/Wheelchair | 8345 - Sitter Elite | 1318KF0714 | Posey | 2 East - Cardiac Progressive Care Unit (PCU) - SB | Barberton | Barberton Campus | Summa Barberton Hospital | 2nd Floor | 2013-07-03 | Low
No | CE7200 | Alarms, Occupancy, Chair/Wheelchair | 8345 - Sitter Elite | 1313KF1241 | Posey | 4 South - Medical/Surgical Unit (MSU) - SB | Barberton | Barberton Campus | Summa Barberton Hospital | 4th Floor | 2014-08-22 | Low
No | CE7201 | Alarms, Occupancy, Chair/Wheelchair | 8345 - Sitter Elite | 1313KF1056 | Posey | 4 South - Medical/Surgical Unit (MSU) - SB | Barberton | Barberton Campus | Summa Barberton Hospital | 4th Floor | 2014-08-22 | Low
No | CE7202 | Alarms, Occupancy, Chair/Wheelchair | 8345 - Sitter Elite | 1313KF1289 | Posey | 4 South - Medical/Surgical Unit (MSU) - SB | Barberton | Barberton Campus | Summa Barberton Hospital | 4th Floor | 2014-08-22 | Low
No | CE7203 | Alarms, Occupancy, Chair/Wheelchair | 8345 - Sitter Elite | 1313KF1086 | Posey | 4 South - Medical/Surgical Unit (MSU) - SB | Barberton | Barberton Campus | Summa Barberton Hospital | 4th Floor | 2014-08-22 | Low
No | CE7714 | Alarms, Occupancy, Chair/Wheelchair | 8345 - Sitter Elite | 1525KF1043 | Posey | 2 East - Cardiac Progressive Care Unit (PCU) - SB | Barberton | Barberton Campus | Summa Barberton Hospital | 2nd Floor | 2016-08-15 | Low
No | CE7715 | Alarms, Occupancy, Chair/Wheelchair | 8345 - Sitter Elite | 1525KF1044 | Posey | 2 East - Cardiac Progressive Care Unit (PCU) - SB | Barberton | Barberton Campus | Summa Barberton Hospital | 2nd Floor | 2016-08-15 | Low
No | CE7716 | Alarms, Occupancy, Chair/Wheelchair | 8345 - Sitter Elite | 1525KF1046 | Posey | 2 East - Cardiac Progressive Care Unit (PCU) - SB | Barberton | Barberton Campus | Summa Barberton Hospital | 2nd Floor | 2016-08-15 | Low
No | CE7717 | Alarms, Occupancy, Chair/Wheelchair | 8345 - Sitter Elite | 1525KF1041 | Posey | 2 East - Cardiac Progressive Care Unit (PCU) - SB | Barberton | Barberton Campus | Summa Barberton Hospital | 2nd Floor | 2016-08-15 | Low
No | CE7718 | Alarms, Occupancy, Chair/Wheelchair | 8345 - Sitter Elite | 1525KF1042 | Posey | 2 East - Cardiac Progressive Care Unit (PCU) - SB | Barberton | Barberton Campus | Summa Barberton Hospital | 2nd Floor | 2016-08-15 | Low
No | CE7719 | Alarms, Occupancy, Chair/Wheelchair | 8345 - Sitter Elite | 1525KF1045 | Posey | 2 East - Cardiac Progressive Care Unit (PCU) - SB | Barberton | Barberton Campus | Summa Barberton Hospital | 2nd Floor | 2016-08-15 | Low
No | CE7801 | Alarms, Occupancy, Chair/Wheelchair | 8345 - Sitter Elite | 1532KF0128 | Posey | 2 East - Cardiac Progressive Care Unit (PCU) - SB | Barberton | Barberton Campus | Summa Barberton Hospital | 2nd Floor | 2016-11-02 | Low
No | CE7802 | Alarms, Occupancy, Chair/Wheelchair | 8345 - Sitter Elite | 1532KF0130 | Posey | 2 East - Cardiac Progressive Care Unit (PCU) - SB | Barberton | Barberton Campus | Summa Barberton Hospital | 2nd Floor | 2016-11-02 | Low
No | CE7803 | Alarms, Occupancy, Chair/Wheelchair | 8345 - Sitter Elite | 1532KF0134 | Posey | 2 East - Cardiac Progressive Care Unit (PCU) - SB | Barberton | Barberton Campus | Summa Barberton Hospital | 2nd Floor | 2016-11-02 | Low
No | CE7804 | Alarms, Occupancy, Chair/Wheelchair | 8345 - Sitter Elite | 1532KF0135 | Posey | 2 East - Cardiac Progressive Care Unit (PCU) - SB | Barberton | Barberton Campus | Summa Barberton Hospital | 2nd Floor | 2016-11-02 | Low
No | CE7805 | Alarms, Occupancy, Chair/Wheelchair | 8345 - Sitter Elite | 1532KF0136 | Posey | 2 East - Cardiac Progressive Care Unit (PCU) - SB | Barberton | Barberton Campus | Summa Barberton Hospital | 2nd Floor | 2016-11-02 | Low
No | CE8004 | Alarms, Occupancy, Chair/Wheelchair | 8345 - Sitter Elite | 1452KF1490 | Posey | 4 South - Medical/Surgical Unit (MSU) - SB | Barberton | Barberton Campus | Summa Barberton Hospital | 4th Floor | 2017-05-23 | Low
No | CE8007 | Alarms, Occupancy, Chair/Wheelchair | 8345 - Sitter Elite | 1644KF1154 | Posey | 2 East - Cardiac Progressive Care Unit (PCU) - SB | Barberton | Barberton Campus | Summa Barberton Hospital | 2nd Floor | 2017-06-02 | Low
No | CE8009 | Alarms, Occupancy, Chair/Wheelchair | 8345 - Sitter Elite | 1644KF1148 | Posey | 2 East - Cardiac Progressive Care Unit (PCU) - SB | Barberton | Barberton Campus | Summa Barberton Hospital | 2nd Floor | 2017-06-02 | Low
No | CE8010 | Alarms, Occupancy, Chair/Wheelchair | 8345 - Sitter Elite | 1644KF1155 | Posey | 2 East - Cardiac Progressive Care Unit (PCU) - SB | Barberton | Barberton Campus | Summa Barberton Hospital | 2nd Floor | 2017-06-02 | Low
No | CE8011 | Alarms, Occupancy, Chair/Wheelchair | 8345 - Sitter Elite | 1644KF1147 | Posey | 2 East - Cardiac Progressive Care Unit (PCU) - SB | Barberton | Barberton Campus | Summa Barberton Hospital | 2nd Floor | 2017-06-02 | Low
No | CE8012 | Alarms, Occupancy, Chair/Wheelchair | 8345 - Sitter Elite | 1644KF1146 | Posey | 2 East - Cardiac Progressive Care Unit (PCU) - SB | Barberton | Barberton Campus | Summa Barberton Hospital | 2nd Floor | 2017-06-02 | Low
No | CE8358 | Alarms, Occupancy, Chair/Wheelchair | 8345 - Sitter Elite | 1722KF0543 | Posey | 2 East - Cardiac Progressive Care Unit (PCU) - SB | Barberton | Barberton Campus | Summa Barberton Hospital | 2nd Floor | 2017-10-26 | Low
No | CE8359 | Alarms, Occupancy, Chair/Wheelchair | 8345 - Sitter Elite | 1722KF0544 | Posey | 2 East - Cardiac Progressive Care Unit (PCU) - SB | Barberton | Barberton Campus | Summa Barberton Hospital | 2nd Floor | 2017-10-26 | Low
No | CE8360 | Alarms, Occupancy, Chair/Wheelchair | 8345 - Sitter Elite | 1722KF0542 | Posey | 2 East - Cardiac Progressive Care Unit (PCU) - SB | Barberton | Barberton Campus | Summa Barberton Hospital | 2nd Floor | 2017-10-26 | Low
No | CE8361 | Alarms, Occupancy, Chair/Wheelchair | 8345 - Sitter Elite | 1722KF0550 | Posey | 2 East - Cardiac Progressive Care Unit (PCU) - SB | Barberton | Barberton Campus | Summa Barberton Hospital | 2nd Floor | 2017-10-26 | Low
No | CE8362 | Alarms, Occupancy, Chair/Wheelchair | 8345 - Sitter Elite | 1722KF0545 | Posey | 2 East - Cardiac Progressive Care Unit (PCU) - SB | Barberton | Barberton Campus | Summa Barberton Hospital | 2nd Floor | 2017-10-26 | Low
No | 020501 | Alarms, Occupancy, Chair/Wheelchair | 8361 - Sitter Select | K2004500004 | Posey | DMT Equipment Distribution | Akron | Akron City Campus | Akron City Hospital | Basement | 2004-12-29 | Low
No | 020502 | Alarms, Occupancy, Chair/Wheelchair | 8361 - Sitter Select | K2004500008 | Posey | DMT Equipment Distribution | Akron | Akron City Campus | Akron City Hospital | Basement | 2004-12-29 | Low
No | 020503 | Alarms, Occupancy, Chair/Wheelchair | 8361 - Sitter Select | K2004500035 | Posey | DMT Equipment Distribution | Akron | Akron City Campus | Akron City Hospital | Basement | 2004-12-29 | Low
No | 020504 | Alarms, Occupancy, Chair/Wheelchair | 8361 - Sitter Select | K2004500036 | Posey | DMT Equipment Distribution | Akron | Akron City Campus | Akron City Hospital | Basement | 2004-12-29 | Low
No | 020505 | Alarms, Occupancy, Chair/Wheelchair | 8361 - Sitter Select | K2004500028 | Posey | DMT Equipment Distribution | Akron | Akron City Campus | Akron City Hospital | Basement | 2004-12-29 | Low
No | 020507 | Alarms, Occupancy, Chair/Wheelchair | 8361 - Sitter Select | K2004500033 | Posey | DMT Equipment Distribution | Akron | Akron City Campus | Akron City Hospital | Basement | 2004-12-29 | Low
No | 020508 | Alarms, Occupancy, Chair/Wheelchair | 8361 - Sitter Select | K2004500034 | Posey | DMT Equipment Distribution | Akron | Akron City Campus | Akron City Hospital | Basement | 2004-12-29 | Low
No | 020509 | Alarms, Occupancy, Chair/Wheelchair | 8361 - Sitter Select | K2004500001 | Posey | DMT Equipment Distribution | Akron | Akron City Campus | Akron City Hospital | Basement | 2004-12-29 | Low
No | 020510 | Alarms, Occupancy, Chair/Wheelchair | 8361 - Sitter Select | K2004500026 | Posey | DMT Equipment Distribution | Akron | Akron City Campus | Akron City Hospital | Basement | 2004-12-29 | Low
No | 020511 | Alarms, Occupancy, Chair/Wheelchair | 8361 - Sitter Select | K2004500029 | Posey | DMT Equipment Distribution | Akron | Akron City Campus | Akron City Hospital | Basement | 2004-12-29 | Low
No | 020512 | Alarms, Occupancy, Chair/Wheelchair | 8361 - Sitter Select | K2004500014 | Posey | DMT Equipment Distribution | Akron | Akron City Campus | Akron City Hospital | Basement | 2004-12-29 | Low
No | 020513 | Alarms, Occupancy, Chair/Wheelchair | 8361 - Sitter Select | K2004500011 | Posey | DMT Equipment Distribution | Akron | Akron City Campus | Akron City Hospital | Basement | 2004-12-29 | Low
No | 020514 | Alarms, Occupancy, Chair/Wheelchair | 8361 - Sitter Select | K2004500032 | Posey | DMT Equipment Distribution | Akron | Akron City Campus | Akron City Hospital | Basement | 2004-12-29 | Low
No | 020515 | Alarms, Occupancy, Chair/Wheelchair | 8361 - Sitter Select | K2004500002 | Posey | DMT Equipment Distribution | Akron | Akron City Campus | Akron City Hospital | Basement | 2004-12-29 | Low
No | 020517 | Alarms, Occupancy, Chair/Wheelchair | 8361 - Sitter Select | K2004500017 | Posey | DMT Equipment Distribution | Akron | Akron City Campus | Akron City Hospital | Basement | 2004-12-29 | Low
No | 020518 | Alarms, Occupancy, Chair/Wheelchair | 8361 - Sitter Select | K2004500027 | Posey | DMT Equipment Distribution | Akron | Akron City Campus | Akron City Hospital | Basement | 2004-12-29 | Low
No | 020519 | Alarms, Occupancy, Chair/Wheelchair | 8361 - Sitter Select | K2004500013 | Posey | DMT Equipment Distribution | Akron | Akron City Campus | Akron City Hospital | Basement | 2004-12-29 | Low
No | 020520 | Alarms, Occupancy, Chair/Wheelchair | 8361 - Sitter Select | K2004500031 | Posey | DMT Equipment Distribution | Akron | Akron City Campus | Akron City Hospital | Basement | 2004-12-29 | Low
No | 020521 | Alarms, Occupancy, Chair/Wheelchair | 8361 - Sitter Select | K2004500021 | Posey | DMT Equipment Distribution | Akron | Akron City Campus | Akron City Hospital | Basement | 2004-12-29 | Low
No | 020522 | Alarms, Occupancy, Chair/Wheelchair | 8361 - Sitter Select | K2004500020 | Posey | DMT Equipment Distribution | Akron | Akron City Campus | Akron City Hospital | Basement | 2004-12-29 | Low
No | 020523 | Alarms, Occupancy, Chair/Wheelchair | 8361 - Sitter Select | K2004500016 | Posey | DMT Equipment Distribution | Akron | Akron City Campus | Akron City Hospital | Basement | 2004-12-29 | Low
No | 020524 | Alarms, Occupancy, Chair/Wheelchair | 8361 - Sitter Select | K2004500019 | Posey | DMT Equipment Distribution | Akron | Akron City Campus | Akron City Hospital | Basement | 2004-12-29 | Low
No | 020525 | Alarms, Occupancy, Chair/Wheelchair | 8361 - Sitter Select | K2004500006 | Posey | DMT Equipment Distribution | Akron | Akron City Campus | Akron City Hospital | Basement | 2004-12-29 | Low
No | 020527 | Alarms, Occupancy, Chair/Wheelchair | 8361 - Sitter Select | K2004500012 | Posey | DMT Equipment Distribution | Akron | Akron City Campus | Akron City Hospital | Basement | 2004-12-29 | Low
No | 020528 | Alarms, Occupancy, Chair/Wheelchair | 8361 - Sitter Select | K2004500007 | Posey | DMT Equipment Distribution | Akron | Akron City Campus | Akron City Hospital | Basement | 2004-12-29 | Low
No | 020529 | Alarms, Occupancy, Chair/Wheelchair | 8361 - Sitter Select | K2004500009 | Posey | DMT Equipment Distribution | Akron | Akron City Campus | Akron City Hospital | Basement | 2004-12-29 | Low
No | 020530 | Alarms, Occupancy, Chair/Wheelchair | 8361 - Sitter Select | K2004500022 | Posey | DMT Equipment Distribution | Akron | Akron City Campus | Akron City Hospital | Basement | 2004-12-29 | Low
No | 020531 | Alarms, Occupancy, Chair/Wheelchair | 8361 - Sitter Select | K2004500005 | Posey | DMT Equipment Distribution | Akron | Akron City Campus | Akron City Hospital | Basement | 2004-12-29 | Low
No | 020532 | Alarms, Occupancy, Chair/Wheelchair | 8361 - Sitter Select | K2004500010 | Posey | DMT Equipment Distribution | Akron | Akron City Campus | Akron City Hospital | Basement | 2004-12-29 | Low
No | 020533 | Alarms, Occupancy, Chair/Wheelchair | 8361 - Sitter Select | K2004500018 | Posey | DMT Equipment Distribution | Akron | Akron City Campus | Akron City Hospital | Basement | 2004-12-29 | Low
No | 020534 | Alarms, Occupancy, Chair/Wheelchair | 8361 - Sitter Select | K2004500003 | Posey | DMT Equipment Distribution | Akron | Akron City Campus | Akron City Hospital | Basement | 2004-12-29 | Low
No | 020535 | Alarms, Occupancy, Chair/Wheelchair | 8361 - Sitter Select | K2004500015 | Posey | DMT Equipment Distribution | Akron | Akron City Campus | Akron City Hospital | Basement | 2004-12-29 | Low
No | 020536 | Alarms, Occupancy, Chair/Wheelchair | 8361 - Sitter Select | K2004500023 | Posey | DMT Equipment Distribution | Akron | Akron City Campus | Akron City Hospital | Basement | 2004-12-29 | Low
No | 020537 | Alarms, Occupancy, Chair/Wheelchair | 8361 - Sitter Select | K2004500042 | Posey | DMT Equipment Distribution | Akron | Akron City Campus | Akron City Hospital | Basement | 2004-12-29 | Low
No | 020538 | Alarms, Occupancy, Chair/Wheelchair | 8361 - Sitter Select | K2004500060 | Posey | DMT Equipment Distribution | Akron | Akron City Campus | Akron City Hospital | Basement | 2004-12-29 | Low
No | 020539 | Alarms, Occupancy, Chair/Wheelchair | 8361 - Sitter Select | K2004500067 | Posey | DMT Equipment Distribution | Akron | Akron City Campus | Akron City Hospital | Basement | 2004-12-29 | Low
No | 020540 | Alarms, Occupancy, Chair/Wheelchair | 8361 - Sitter Select | K2004500069 | Posey | DMT Equipment Distribution | Akron | Akron City Campus | Akron City Hospital | Basement | 2004-12-29 | Low
No | 020541 | Alarms, Occupancy, Chair/Wheelchair | 8361 - Sitter Select | K2004500062 | Posey | DMT Equipment Distribution | Akron | Akron City Campus | Akron City Hospital | Basement | 2004-12-29 | Low
No | 020542 | Alarms, Occupancy, Chair/Wheelchair | 8361 - Sitter Select | K2004500063 | Posey | DMT Equipment Distribution | Akron | Akron City Campus | Akron City Hospital | Basement | 2004-12-29 | Low
No | 020543 | Alarms, Occupancy, Chair/Wheelchair | 8361 - Sitter Select | K2004500047 | Posey | DMT Equipment Distribution | Akron | Akron City Campus | Akron City Hospital | Basement | 2004-12-29 | Low
No | 020544 | Alarms, Occupancy, Chair/Wheelchair | 8361 - Sitter Select | K2004500071 | Posey | DMT Equipment Distribution | Akron | Akron City Campus | Akron City Hospital | Basement | 2004-12-29 | Low
No | 020545 | Alarms, Occupancy, Chair/Wheelchair | 8361 - Sitter Select | K2004500058 | Posey | DMT Equipment Distribution | Akron | Akron City Campus | Akron City Hospital | Basement | 2004-12-29 | Low
No | 020546 | Alarms, Occupancy, Chair/Wheelchair | 8361 - Sitter Select | K2004500055 | Posey | DMT Equipment Distribution | Akron | Akron City Campus | Akron City Hospital | Basement | 2004-12-29 | Low
No | 020547 | Alarms, Occupancy, Chair/Wheelchair | 8361 - Sitter Select | K2004500066 | Posey | DMT Equipment Distribution | Akron | Akron City Campus | Akron City Hospital | Basement | 2004-12-29 | Low
No | 020548 | Alarms, Occupancy, Chair/Wheelchair | 8361 - Sitter Select | K2004500059 | Posey | DMT Equipment Distribution | Akron | Akron City Campus | Akron City Hospital | Basement | 2004-12-29 | Low
No | 020549 | Alarms, Occupancy, Chair/Wheelchair | 8361 - Sitter Select | K2004500061 | Posey | DMT Equipment Distribution | Akron | Akron City Campus | Akron City Hospital | Basement | 2004-12-29 | Low
No | 020550 | Alarms, Occupancy, Chair/Wheelchair | 8361 - Sitter Select | K2004500053 | Posey | DMT Equipment Distribution | Akron | Akron City Campus | Akron City Hospital | Basement | 2004-12-29 | Low
No | 020551 | Alarms, Occupancy, Chair/Wheelchair | 8361 - Sitter Select | K2004500048 | Posey | DMT Equipment Distribution | Akron | Akron City Campus | Akron City Hospital | Basement | 2004-12-29 | Low
No | 020552 | Alarms, Occupancy, Chair/Wheelchair | 8361 - Sitter Select | K2004500043 | Posey | DMT Equipment Distribution | Akron | Akron City Campus | Akron City Hospital | Basement | 2004-12-29 | Low
No | 020553 | Alarms, Occupancy, Chair/Wheelchair | 8361 - Sitter Select | K2004500056 | Posey | DMT Equipment Distribution | Akron | Akron City Campus | Akron City Hospital | Basement | 2004-12-29 | Low
No | 020555 | Alarms, Occupancy, Chair/Wheelchair | 8361 - Sitter Select | K2004500050 | Posey | DMT Equipment Distribution | Akron | Akron City Campus | Akron City Hospital | Basement | 2004-12-29 | Low
No | 020556 | Alarms, Occupancy, Chair/Wheelchair | 8361 - Sitter Select | K2004500049 | Posey | DMT Equipment Distribution | Akron | Akron City Campus | Akron City Hospital | Basement | 2004-12-29 | Low
No | 020557 | Alarms, Occupancy, Chair/Wheelchair | 8361 - Sitter Select | K2004500064 | Posey | DMT Equipment Distribution | Akron | Akron City Campus | Akron City Hospital | Basement | 2004-12-29 | Low
No | 020558 | Alarms, Occupancy, Chair/Wheelchair | 8361 - Sitter Select | K2004500041 | Posey | DMT Equipment Distribution | Akron | Akron City Campus | Akron City Hospital | Basement | 2004-12-29 | Low
No | 020559 | Alarms, Occupancy, Chair/Wheelchair | 8361 - Sitter Select | K2004500068 | Posey | DMT Equipment Distribution | Akron | Akron City Campus | Akron City Hospital | Basement | 2004-12-29 | Low
No | 020560 | Alarms, Occupancy, Chair/Wheelchair | 8361 - Sitter Select | K2004500057 | Posey | DMT Equipment Distribution | Akron | Akron City Campus | Akron City Hospital | Basement | 2004-12-29 | Low
No | 020561 | Alarms, Occupancy, Chair/Wheelchair | 8361 - Sitter Select | K2004500052 | Posey | DMT Equipment Distribution | Akron | Akron City Campus | Akron City Hospital | Basement | 2004-12-29 | Low
No | 020562 | Alarms, Occupancy, Chair/Wheelchair | 8361 - Sitter Select | K2004500051 | Posey | DMT Equipment Distribution | Akron | Akron City Campus | Akron City Hospital | Basement | 2004-12-29 | Low
No | 020563 | Alarms, Occupancy, Chair/Wheelchair | 8361 - Sitter Select | K2004500054 | Posey | DMT Equipment Distribution | Akron | Akron City Campus | Akron City Hospital | Basement | 2004-12-29 | Low
No | 020564 | Alarms, Occupancy, Chair/Wheelchair | 8361 - Sitter Select | K2004500037 | Posey | DMT Equipment Distribution | Akron | Akron City Campus | Akron City Hospital | Basement | 2004-12-29 | Low
No | 020565 | Alarms, Occupancy, Chair/Wheelchair | 8361 - Sitter Select | K2004500038 | Posey | DMT Equipment Distribution | Akron | Akron City Campus | Akron City Hospital | Basement | 2004-12-29 | Low
No | 020566 | Alarms, Occupancy, Chair/Wheelchair | 8361 - Sitter Select | K2004500040 | Posey | DMT Equipment Distribution | Akron | Akron City Campus | Akron City Hospital | Basement | 2004-12-29 | Low
No | 020567 | Alarms, Occupancy, Chair/Wheelchair | 8361 - Sitter Select | K2004500045 | Posey | DMT Equipment Distribution | Akron | Akron City Campus | Akron City Hospital | Basement | 2004-12-29 | Low
No | 020568 | Alarms, Occupancy, Chair/Wheelchair | 8361 - Sitter Select | K2004500046 | Posey | DMT Equipment Distribution | Akron | Akron City Campus | Akron City Hospital | Basement | 2004-12-29 | Low
No | 020569 | Alarms, Occupancy, Chair/Wheelchair | 8361 - Sitter Select | K2004500070 | Posey | DMT Equipment Distribution | Akron | Akron City Campus | Akron City Hospital | Basement | 2004-12-29 | Low
No | 020570 | Alarms, Occupancy, Chair/Wheelchair | 8361 - Sitter Select | K2004500044 | Posey | DMT Equipment Distribution | Akron | Akron City Campus | Akron City Hospital | Basement | 2004-12-29 | Low
No | 020571 | Alarms, Occupancy, Chair/Wheelchair | 8361 - Sitter Select | K2004500065 | Posey | DMT Equipment Distribution | Akron | Akron City Campus | Akron City Hospital | Basement | 2004-12-29 | Low
No | 020572 | Alarms, Occupancy, Chair/Wheelchair | 8361 - Sitter Select | K2004500039 | Posey | DMT Equipment Distribution | Akron | Akron City Campus | Akron City Hospital | Basement | 2004-12-29 | Low
No | 021558 | Alarms, Occupancy, Chair/Wheelchair | 8361 - Sitter Select | K2006460303 | Posey | DMT Equipment Distribution | Akron | Akron City Campus | Akron City Hospital | Basement | 2007-02-12 | Low
No | 022250 | Alarms, Occupancy, Chair/Wheelchair | 8361 - Sitter Select | K2004510308 | Posey | DMT Equipment Distribution | Akron | Akron City Campus | Akron City Hospital | Basement | 2005-01-17 | Low
No | 022251 | Alarms, Occupancy, Chair/Wheelchair | 8361 - Sitter Select | K2004510298 | Posey | DMT Equipment Distribution | Akron | Akron City Campus | Akron City Hospital | Basement | 2005-01-17 | Low
No | 022254 | Alarms, Occupancy, Chair/Wheelchair | 8361 - Sitter Select | K2004510294 | Posey | DMT Equipment Distribution | Akron | Akron City Campus | Akron City Hospital | Basement | 2005-01-17 | Low
No | 022255 | Alarms, Occupancy, Chair/Wheelchair | 8361 - Sitter Select | K2004510295 | Posey | DMT Equipment Distribution | Akron | Akron City Campus | Akron City Hospital | Basement | 2005-01-17 | Low
No | 022256 | Alarms, Occupancy, Chair/Wheelchair | 8361 - Sitter Select | K2004510299 | Posey | DMT Equipment Distribution | Akron | Akron City Campus | Akron City Hospital | Basement | 2005-01-17 | Low
No | 022257 | Alarms, Occupancy, Chair/Wheelchair | 8361 - Sitter Select | K2004510315 | Posey | DMT Equipment Distribution | Akron | Akron City Campus | Akron City Hospital | Basement | 2005-01-17 | Low
No | 022258 | Alarms, Occupancy, Chair/Wheelchair | 8361 - Sitter Select | K2004510316 | Posey | DMT Equipment Distribution | Akron | Akron City Campus | Akron City Hospital | Basement | 2005-01-17 | Low
No | 022259 | Alarms, Occupancy, Chair/Wheelchair | 8361 - Sitter Select | K2004510310 | Posey | DMT Equipment Distribution | Akron | Akron City Campus | Akron City Hospital | Basement | 2005-01-17 | Low
No | 022260 | Alarms, Occupancy, Chair/Wheelchair | 8361 - Sitter Select | K2004510309 | Posey | DMT Equipment Distribution | Akron | Akron City Campus | Akron City Hospital | Basement | 2005-01-17 | Low
No | 022261 | Alarms, Occupancy, Chair/Wheelchair | 8361 - Sitter Select | K2004510290 | Posey | DMT Equipment Distribution | Akron | Akron City Campus | Akron City Hospital | Basement | 2005-01-17 | Low
No | 022262 | Alarms, Occupancy, Chair/Wheelchair | 8361 - Sitter Select | K2004510305 | Posey | DMT Equipment Distribution | Akron | Akron City Campus | Akron City Hospital | Basement | 2005-01-17 | Low
No | 022263 | Alarms, Occupancy, Chair/Wheelchair | 8361 - Sitter Select | K2004510324 | Posey | DMT Equipment Distribution | Akron | Akron City Campus | Akron City Hospital | Basement | 2005-01-17 | Low
No | 022264 | Alarms, Occupancy, Chair/Wheelchair | 8361 - Sitter Select | K2004510293 | Posey | DMT Equipment Distribution | Akron | Akron City Campus | Akron City Hospital | Basement | 2005-01-17 | Low
No | 022265 | Alarms, Occupancy, Chair/Wheelchair | 8361 - Sitter Select | K2004510323 | Posey | DMT Equipment Distribution | Akron | Akron City Campus | Akron City Hospital | Basement | 2005-01-17 | Low
No | 022266 | Alarms, Occupancy, Chair/Wheelchair | 8361 - Sitter Select | K2004510322 | Posey | DMT Equipment Distribution | Akron | Akron City Campus | Akron City Hospital | Basement | 2005-01-17 | Low
No | 022267 | Alarms, Occupancy, Chair/Wheelchair | 8361 - Sitter Select | K2004510292 | Posey | DMT Equipment Distribution | Akron | Akron City Campus | Akron City Hospital | Basement | 2005-01-17 | Low
No | 022268 | Alarms, Occupancy, Chair/Wheelchair | 8361 - Sitter Select | K2004510303 | Posey | DMT Equipment Distribution | Akron | Akron City Campus | Akron City Hospital | Basement | 2005-01-17 | Low
No | 022269 | Alarms, Occupancy, Chair/Wheelchair | 8361 - Sitter Select | K2004510302 | Posey | DMT Equipment Distribution | Akron | Akron City Campus | Akron City Hospital | Basement | 2005-01-17 | Low
No | 022270 | Alarms, Occupancy, Chair/Wheelchair | 8361 - Sitter Select | K2004510321 | Posey | DMT Equipment Distribution | Akron | Akron City Campus | Akron City Hospital | Basement | 2005-01-17 | Low
No | 022271 | Alarms, Occupancy, Chair/Wheelchair | 8361 - Sitter Select | K2004510318 | Posey | DMT Equipment Distribution | Akron | Akron City Campus | Akron City Hospital | Basement | 2005-01-17 | Low
No | 022272 | Alarms, Occupancy, Chair/Wheelchair | 8361 - Sitter Select | K2004510296 | Posey | DMT Equipment Distribution | Akron | Akron City Campus | Akron City Hospital | Basement | 2005-01-17 | Low
No | 022273 | Alarms, Occupancy, Chair/Wheelchair | 8361 - Sitter Select | K2004510313 | Posey | DMT Equipment Distribution | Akron | Akron City Campus | Akron City Hospital | Basement | 2005-01-17 | Low
No | 022274 | Alarms, Occupancy, Chair/Wheelchair | 8361 - Sitter Select | K2004510312 | Posey | DMT Equipment Distribution | Akron | Akron City Campus | Akron City Hospital | Basement | 2005-01-17 | Low
No | 022275 | Alarms, Occupancy, Chair/Wheelchair | 8361 - Sitter Select | K2004510301 | Posey | DMT Equipment Distribution | Akron | Akron City Campus | Akron City Hospital | Basement | 2005-01-17 | Low
No | 022276 | Alarms, Occupancy, Chair/Wheelchair | 8361 - Sitter Select | K2004510320 | Posey | DMT Equipment Distribution | Akron | Akron City Campus | Akron City Hospital | Basement | 2005-01-17 | Low
No | 022277 | Alarms, Occupancy, Chair/Wheelchair | 8361 - Sitter Select | K2004510304 | Posey | DMT Equipment Distribution | Akron | Akron City Campus | Akron City Hospital | Basement | 2005-01-17 | Low
No | 022278 | Alarms, Occupancy, Chair/Wheelchair | 8361 - Sitter Select | K2004510307 | Posey | DMT Equipment Distribution | Akron | Akron City Campus | Akron City Hospital | Basement | 2005-01-17 | Low
No | 022279 | Alarms, Occupancy, Chair/Wheelchair | 8361 - Sitter Select | K2004510289 | Posey | DMT Equipment Distribution | Akron | Akron City Campus | Akron City Hospital | Basement | 2005-01-17 | Low
No | 022280 | Alarms, Occupancy, Chair/Wheelchair | 8361 - Sitter Select | K2004510291 | Posey | DMT Equipment Distribution | Akron | Akron City Campus | Akron City Hospital | Basement | 2005-01-17 | Low
No | 022281 | Alarms, Occupancy, Chair/Wheelchair | 8361 - Sitter Select | K2004510297 | Posey | DMT Equipment Distribution | Akron | Akron City Campus | Akron City Hospital | Basement | 2005-01-17 | Low
No | 022282 | Alarms, Occupancy, Chair/Wheelchair | 8361 - Sitter Select | K2004510300 | Posey | DMT Equipment Distribution | Akron | Akron City Campus | Akron City Hospital | Basement | 2005-01-17 | Low
No | 022283 | Alarms, Occupancy, Chair/Wheelchair | 8361 - Sitter Select | K2004510314 | Posey | DMT Equipment Distribution | Akron | Akron City Campus | Akron City Hospital | Basement | 2005-01-17 | Low
No | 022284 | Alarms, Occupancy, Chair/Wheelchair | 8361 - Sitter Select | K2004510311 | Posey | DMT Equipment Distribution | Akron | Akron City Campus | Akron City Hospital | Basement | 2005-01-17 | Low
No | 022286 | Alarms, Occupancy, Chair/Wheelchair | 8361 - Sitter Select | K2004510230 | Posey | DMT Equipment Distribution | Akron | Akron City Campus | Akron City Hospital | Basement | 2005-01-17 | Low
No | 022287 | Alarms, Occupancy, Chair/Wheelchair | 8361 - Sitter Select | K2004510013 | Posey | DMT Equipment Distribution | Akron | Akron City Campus | Akron City Hospital | Basement | 2005-01-17 | Low
No | 022288 | Alarms, Occupancy, Chair/Wheelchair | 8361 - Sitter Select | K2004510001 | Posey | DMT Equipment Distribution | Akron | Akron City Campus | Akron City Hospital | Basement | 2005-01-17 | Low
No | 022289 | Alarms, Occupancy, Chair/Wheelchair | 8361 - Sitter Select | K2004510021 | Posey | DMT Equipment Distribution | Akron | Akron City Campus | Akron City Hospital | Basement | 2005-01-17 | Low
No | 022290 | Alarms, Occupancy, Chair/Wheelchair | 8361 - Sitter Select | K2004510034 | Posey | DMT Equipment Distribution | Akron | Akron City Campus | Akron City Hospital | Basement | 2005-01-17 | Low
No | 022291 | Alarms, Occupancy, Chair/Wheelchair | 8361 - Sitter Select | K2004510233 | Posey | DMT Equipment Distribution | Akron | Akron City Campus | Akron City Hospital | Basement | 2005-01-17 | Low
No | 022292 | Alarms, Occupancy, Chair/Wheelchair | 8361 - Sitter Select | K2004510220 | Posey | DMT Equipment Distribution | Akron | Akron City Campus | Akron City Hospital | Basement | 2005-01-17 | Low
No | 022293 | Alarms, Occupancy, Chair/Wheelchair | 8361 - Sitter Select | K2004510015 | Posey | DMT Equipment Distribution | Akron | Akron City Campus | Akron City Hospital | Basement | 2005-01-17 | Low
No | 022294 | Alarms, Occupancy, Chair/Wheelchair | 8361 - Sitter Select | K2004510007 | Posey | DMT Equipment Distribution | Akron | Akron City Campus | Akron City Hospital | Basement | 2005-01-17 | Low
No | 022295 | Alarms, Occupancy, Chair/Wheelchair | 8361 - Sitter Select | K2004510002 | Posey | DMT Equipment Distribution | Akron | Akron City Campus | Akron City Hospital | Basement | 2005-01-17 | Low
No | 022296 | Alarms, Occupancy, Chair/Wheelchair | 8361 - Sitter Select | K2004510036 | Posey | DMT Equipment Distribution | Akron | Akron City Campus | Akron City Hospital | Basement | 2005-01-17 | Low
No | 022297 | Alarms, Occupancy, Chair/Wheelchair | 8361 - Sitter Select | K2004510008 | Posey | DMT Equipment Distribution | Akron | Akron City Campus | Akron City Hospital | Basement | 2005-01-17 | Low
No | 022994 | Alarms, Occupancy, Chair/Wheelchair | 8361 - Sitter Select | k2009430721 | Posey | DMT Equipment Distribution | Akron | Akron City Campus | Akron City Hospital | Basement | 2010-08-09 | Low
No | CE5781 | Alarms, Occupancy, Chair/Wheelchair | 8361 - Sitter Select | K2008380673 | Posey | 2 East - Cardiac Progressive Care Unit (PCU) - SB | Barberton | Barberton Campus | Summa Barberton Hospital | 2nd Floor | 2009-04-01 | Low
No | CE5782 | Alarms, Occupancy, Chair/Wheelchair | 8361 - Sitter Select | K2008380900 | Posey | 2 East - Cardiac Progressive Care Unit (PCU) - SB | Barberton | Barberton Campus | Summa Barberton Hospital | 2nd Floor | 2009-04-01 | Low
No | CE5783 | Alarms, Occupancy, Chair/Wheelchair | 8361 - Sitter Select | K2008380078 | Posey | 2 East - Cardiac Progressive Care Unit (PCU) - SB | Barberton | Barberton Campus | Summa Barberton Hospital | 2nd Floor | 2009-04-01 | Low
No | CE5784 | Alarms, Occupancy, Chair/Wheelchair | 8361 - Sitter Select | K2008380788 | Posey | 2 East - Cardiac Progressive Care Unit (PCU) - SB | Barberton | Barberton Campus | Summa Barberton Hospital | 2nd Floor | 2009-04-01 | Low
No | CE5785 | Alarms, Occupancy, Chair/Wheelchair | 8361 - Sitter Select | K2008380773 | Posey | 2 East - Cardiac Progressive Care Unit (PCU) - SB | Barberton | Barberton Campus | Summa Barberton Hospital | 2nd Floor | 2009-04-01 | Low
No | CE5800 | Alarms, Occupancy, Chair/Wheelchair | 8361 - Sitter Select | K2008380777 | Posey | 1 East - Medical/Surgical Unit (MSU) - SB | Barberton | Barberton Campus | Summa Barberton Hospital | 1st Floor | 2009-04-01 | Low
No | CE5801 | Alarms, Occupancy, Chair/Wheelchair | 8361 - Sitter Select | K2008380781 | Posey | 1 East - Medical/Surgical Unit (MSU) - SB | Barberton | Barberton Campus | Summa Barberton Hospital | 1st Floor | 2009-04-01 | Low
No | CE5802 | Alarms, Occupancy, Chair/Wheelchair | 8361 - Sitter Select | K2008380076 | Posey | 1 East - Medical/Surgical Unit (MSU) - SB | Barberton | Barberton Campus | Summa Barberton Hospital | 1st Floor | 2009-04-01 | Low
No | CE5803 | Alarms, Occupancy, Chair/Wheelchair | 8361 - Sitter Select | K2008320682 | Posey | 1 East - Medical/Surgical Unit (MSU) - SB | Barberton | Barberton Campus | Summa Barberton Hospital | 1st Floor | 2009-04-01 | Low
No | CE5804 | Alarms, Occupancy, Chair/Wheelchair | 8361 - Sitter Select | K2008380080 | Posey | 1 East - Medical/Surgical Unit (MSU) - SB | Barberton | Barberton Campus | Summa Barberton Hospital | 1st Floor | 2009-04-01 | Low
No | CE5805 | Alarms, Occupancy, Chair/Wheelchair | 8361 - Sitter Select | K2008320859 | Posey | 4 South - Medical/Surgical Unit (MSU) - SB | Barberton | Barberton Campus | Summa Barberton Hospital | 4th Floor | 2009-04-01 | Low
No | CE5807 | Alarms, Occupancy, Chair/Wheelchair | 8361 - Sitter Select | K2008380775 | Posey | 4 South - Medical/Surgical Unit (MSU) - SB | Barberton | Barberton Campus | Summa Barberton Hospital | 4th Floor | 2009-04-01 | Low
No | CE5808 | Alarms, Occupancy, Chair/Wheelchair | 8361 - Sitter Select | K2008380100 | Posey | 4 South - Medical/Surgical Unit (MSU) - SB | Barberton | Barberton Campus | Summa Barberton Hospital | 4th Floor | 2009-04-01 | Low
No | CE5809 | Alarms, Occupancy, Chair/Wheelchair | 8361 - Sitter Select | K2008380074 | Posey | 4 South - Medical/Surgical Unit (MSU) - SB | Barberton | Barberton Campus | Summa Barberton Hospital | 4th Floor | 2009-04-01 | Low
No | CE5907 | Alarms, Occupancy, Chair/Wheelchair | 8361 - Sitter Select | K2009090635? | Posey | 2 East - Cardiac Progressive Care Unit (PCU) - SB | Barberton | Barberton Campus | Summa Barberton Hospital | 2nd Floor | 2009-04-01 | Low
No | CE6241 | Alarms, Occupancy, Chair/Wheelchair | 8361 - Sitter Select | 10420023 | Posey | 2 East - Cardiac Progressive Care Unit (PCU) - SB | Barberton | Barberton Campus | Summa Barberton Hospital | 2nd Floor | 2010-12-06 | Low
No | CE6242 | Alarms, Occupancy, Chair/Wheelchair | 8361 - Sitter Select | 10431543 | Posey | 2 East - Cardiac Progressive Care Unit (PCU) - SB | Barberton | Barberton Campus | Summa Barberton Hospital | 2nd Floor | 2010-12-06 | Low
No | CE6243 | Alarms, Occupancy, Chair/Wheelchair | 8361 - Sitter Select | 10420146 | Posey | 2 East - Cardiac Progressive Care Unit (PCU) - SB | Barberton | Barberton Campus | Summa Barberton Hospital | 2nd Floor | 2010-12-06 | Low
No | CE6246 | Alarms, Occupancy, Chair/Wheelchair | 8361 - Sitter Select | 10420580 | Posey | 4 South - Medical/Surgical Unit (MSU) - SB | Barberton | Barberton Campus | Summa Barberton Hospital | 4th Floor | 2010-12-06 | Low
No | CE6328 | Alarms, Occupancy, Chair/Wheelchair | 8361 - Sitter Select | 10460581 | Posey | 4 South - Medical/Surgical Unit (MSU) - SB | Barberton | Barberton Campus | Summa Barberton Hospital | 4th Floor | 2010-12-06 | Low
No | CE6329 | Alarms, Occupancy, Chair/Wheelchair | 8361 - Sitter Select | 10440581 | Posey | 4 South - Medical/Surgical Unit (MSU) - SB | Barberton | Barberton Campus | Summa Barberton Hospital | 4th Floor | 2010-12-06 | Low
No | CE6331 | Alarms, Occupancy, Chair/Wheelchair | 8361 - Sitter Select | 104411029 | Posey | 4 South - Medical/Surgical Unit (MSU) - SB | Barberton | Barberton Campus | Summa Barberton Hospital | 4th Floor | 2010-12-06 | Low
No | CE6332 | Alarms, Occupancy, Chair/Wheelchair | 8361 - Sitter Select | K2009111174 | Posey | 4 South - Medical/Surgical Unit (MSU) - SB | Barberton | Barberton Campus | Summa Barberton Hospital | 4th Floor | 2010-12-06 | Low
No | CE6334 | Alarms, Occupancy, Chair/Wheelchair | 8361 - Sitter Select | 10440410 | Posey | 4 South - Medical/Surgical Unit (MSU) - SB | Barberton | Barberton Campus | Summa Barberton Hospital | 4th Floor | 2010-12-06 | Low
No | CE6335 | Alarms, Occupancy, Chair/Wheelchair | 8361 - Sitter Select | 10461607 | Posey | 4 South - Medical/Surgical Unit (MSU) - SB | Barberton | Barberton Campus | Summa Barberton Hospital | 4th Floor | 2010-12-06 | Low
No | CE6344 | Alarms, Occupancy, Chair/Wheelchair | 8361 - Sitter Select | 11331203 | Posey | 4 South - Medical/Surgical Unit (MSU) - SB | Barberton | Barberton Campus | Summa Barberton Hospital | 4th Floor | 2011-11-23 | Low
No | CE6377 | Alarms, Occupancy, Chair/Wheelchair | 8361 - Sitter Select | 11313048 | Posey | 4 South - Medical/Surgical Unit (MSU) - SB | Barberton | Barberton Campus | Summa Barberton Hospital | 4th Floor | 2011-10-18 | Low
No | CE6378 | Alarms, Occupancy, Chair/Wheelchair | 8361 - Sitter Select | 11312176 | Posey | 4 South - Medical/Surgical Unit (MSU) - SB | Barberton | Barberton Campus | Summa Barberton Hospital | 4th Floor | 2011-10-18 | Low
No | CE6600 | Alarms, Occupancy, Chair/Wheelchair | 8361 - Sitter Select | 11310133 | Posey | 2 East - Cardiac Progressive Care Unit (PCU) - SB | Barberton | Barberton Campus | Summa Barberton Hospital | 2nd Floor | 2012-04-13 | Low
No | CE6612 | Alarms, Occupancy, Chair/Wheelchair | 8361 - Sitter Select | 12090849 | Posey | 4 South - Medical/Surgical Unit (MSU) - SB | Barberton | Barberton Campus | Summa Barberton Hospital | 4th Floor | 2009-04-01 | Low
No | CE6613 | Alarms, Occupancy, Chair/Wheelchair | 8361 - Sitter Select | 12090854 | Posey | 4 South - Medical/Surgical Unit (MSU) - SB | Barberton | Barberton Campus | Summa Barberton Hospital | 4th Floor | 2009-04-01 | Low
No | CE6619 | Alarms, Occupancy, Chair/Wheelchair | 8361 - Sitter Select | 12080337 | Posey | 4 South - Medical/Surgical Unit (MSU) - SB | Barberton | Barberton Campus | Summa Barberton Hospital | 4th Floor | 2012-06-13 | Low
No | CE6620 | Alarms, Occupancy, Chair/Wheelchair | 8361 - Sitter Select | 12090852 | Posey | 4 South - Medical/Surgical Unit (MSU) - SB | Barberton | Barberton Campus | Summa Barberton Hospital | 4th Floor | 2012-06-13 | Low
No | CE6657 | Alarms, Occupancy, Chair/Wheelchair | 8361 - Sitter Select | 12090529 | Posey | 4 South - Medical/Surgical Unit (MSU) - SB | Barberton | Barberton Campus | Summa Barberton Hospital | 4th Floor | 2012-10-02 | Low
No | CE6658 | Alarms, Occupancy, Chair/Wheelchair | 8361 - Sitter Select | 12070418 | Posey | 4 South - Medical/Surgical Unit (MSU) - SB | Barberton | Barberton Campus | Summa Barberton Hospital | 4th Floor | 2012-10-02 | Low
No | CE6713 | Alarms, Occupancy, Chair/Wheelchair | 8361 - Sitter Select | 12230300 | Posey | 2 East - Cardiac Progressive Care Unit (PCU) - SB | Barberton | Barberton Campus | Summa Barberton Hospital | 2nd Floor | 2012-12-24 | Low
No | CE7242 | Alarms, Occupancy, Chair/Wheelchair | 8361 - Sitter Select | 10370248 | Posey | 2 East - Cardiac Progressive Care Unit (PCU) - SB | Barberton | Barberton Campus | Summa Barberton Hospital | 2nd Floor | 2012-12-24 | Low
No | CE7415 | Alarms, Occupancy, Chair/Wheelchair | 8361 - Sitter Select | 1512KF2770 | Posey | 4 South - Medical/Surgical Unit (MSU) - SB | Barberton | Barberton Campus | Summa Barberton Hospital | 4th Floor | 2015-10-29 | Low
No | CE7416 | Alarms, Occupancy, Chair/Wheelchair | 8361 - Sitter Select | 1512KF2798 | Posey | 4 South - Medical/Surgical Unit (MSU) - SB | Barberton | Barberton Campus | Summa Barberton Hospital | 4th Floor | 2015-10-29 | Low
No | CE7417 | Alarms, Occupancy, Chair/Wheelchair | 8361 - Sitter Select | 1512KF2799 | Posey | 4 South - Medical/Surgical Unit (MSU) - SB | Barberton | Barberton Campus | Summa Barberton Hospital | 4th Floor | 2015-10-29 | Low
No | CE8346 | Alarms, Occupancy, Chair/Wheelchair | 8361 - Sitter Select | 12190135 | Posey | 1 East - Medical/Surgical Unit (MSU) - SB | Barberton | Barberton Campus | Summa Barberton Hospital | 1st Floor | 2009-04-01 | Low
No | CE8347 | Alarms, Occupancy, Chair/Wheelchair | 8361 - Sitter Select | 12250451 | Posey | 1 East - Medical/Surgical Unit (MSU) - SB | Barberton | Barberton Campus | Summa Barberton Hospital | 1st Floor | 2009-04-01 | Low
No | CE8348 | Alarms, Occupancy, Chair/Wheelchair | 8361 - Sitter Select | K2009411039 | Posey | 1 East - Medical/Surgical Unit (MSU) - SB | Barberton | Barberton Campus | Summa Barberton Hospital | 1st Floor | 2009-04-01 | Low
No | 028961 | Alarms, Occupancy, Chair/Wheelchair | 8373 - Keepsafe Essential | 11210020 | Posey | 4 East - Detox Unit | Akron | Akron City Campus | Akron City Hospital | 4th Floor | 2011-11-07 | Low
No | 010294 | Alarms, Occupancy, Chair/Wheelchair | Chair Check II - Chair Check Ii | C91059099 | Bedcheck Corp / Stanley | Rehab Services OP | Akron | Akron City Campus | Akron City Hospital | Basement | 1999-10-19 | Low
No | 010295 | Alarms, Occupancy, Chair/Wheelchair | Chair Check II - Chair Check Ii | C91059089 | Bedcheck Corp / Stanley | Rehab Services OP | Akron | Akron City Campus | Akron City Hospital | Basement | 1999-10-19 | Low
No | 010296 | Alarms, Occupancy, Chair/Wheelchair | Chair Check II - Chair Check Ii | C91059079 | Bedcheck Corp / Stanley | Rehab Services OP | Akron | Akron City Campus | Akron City Hospital | Basement | 1999-10-19 | Low
No | 010297 | Alarms, Occupancy, Chair/Wheelchair | Chair Check II - Chair Check Ii | C91058399 | Bedcheck Corp / Stanley | Rehab Services OP | Akron | Akron City Campus | Akron City Hospital | Basement | 1999-10-19 | Low
No | 010298 | Alarms, Occupancy, Chair/Wheelchair | Chair Check II - Chair Check Ii | C91058379 | Bedcheck Corp / Stanley | Rehab Services OP | Akron | Akron City Campus | Akron City Hospital | Basement | 1999-10-19 | Low
No | 010299 | Alarms, Occupancy, Chair/Wheelchair | Chair Check II - Chair Check Ii | C91058389 | Bedcheck Corp / Stanley | Rehab Services OP | Akron | Akron City Campus | Akron City Hospital | Basement | 1999-10-19 | Low
No | 010300 | Alarms, Occupancy, Chair/Wheelchair | Chair Check II - Chair Check Ii | C91058409 | Bedcheck Corp / Stanley | Rehab Services OP | Akron | Akron City Campus | Akron City Hospital | Basement | 1999-10-19 | Low
No | 010301 | Alarms, Occupancy, Chair/Wheelchair | Chair Check II - Chair Check Ii | C91059109 | Bedcheck Corp / Stanley | Rehab Services OP | Akron | Akron City Campus | Akron City Hospital | Basement | 1999-10-19 | Low
No | 010302 | Alarms, Occupancy, Chair/Wheelchair | Chair Check II - Chair Check Ii | C91059069 | Bedcheck Corp / Stanley | Rehab Services OP | Akron | Akron City Campus | Akron City Hospital | Basement | 1999-10-19 | Low
No | 010303 | Alarms, Occupancy, Chair/Wheelchair | Chair Check II - Chair Check Ii | C91059059 | Bedcheck Corp / Stanley | Rehab Services OP | Akron | Akron City Campus | Akron City Hospital | Basement | 1999-10-19 | Low
No | 010304 | Alarms, Occupancy, Chair/Wheelchair | Chair Check II - Chair Check Ii | BCC01206 | Bedcheck Corp / Stanley | Rehab Services OP | Akron | Akron City Campus | Akron City Hospital | Basement | 1999-10-19 | Low
No | 010306 | Alarms, Occupancy, Chair/Wheelchair | Chair Check II - Chair Check Ii | BCC01204 | Bedcheck Corp / Stanley | Rehab Services OP | Akron | Akron City Campus | Akron City Hospital | Basement | 1999-10-19 | Low
No | 010435 | Alarms, Occupancy, Chair/Wheelchair | Chair Check II - Chair Check Ii | BCC01205 | Bedcheck Corp / Stanley | Rehab Services OP | Akron | Akron City Campus | Akron City Hospital | Basement | 1999-10-19 | Low
No | 014024 | Alarms, Occupancy, Chair/Wheelchair | Chair Check II - Chair Check Ii | BCC01207 | Bedcheck Corp / Stanley | Rehab Services OP | Akron | Akron City Campus | Akron City Hospital | Basement | 1999-10-01 | Low
No | CE4521 | Alarms, Occupancy, Chair/Wheelchair | Chair Check II - Chair Check Ii | C91041109 | Bedcheck Corp / Stanley | 4 South - Medical/Surgical Unit (MSU) - SB | Barberton | Barberton Campus | Summa Barberton Hospital | 4th Floor | 2009-04-01 | Low
No | CE4536 | Alarms, Occupancy, Chair/Wheelchair | Chair Check II - Chair Check Ii | C91050209 | Bedcheck Corp / Stanley | Physical Therapy - SB | Barberton | Barberton Campus | Summa Barberton Hospital | 1st Floor | 2009-04-01 | Low
No | 039918 | Alarms, Occupancy, Chair/Wheelchair | DR2100-SL - Safety Auto-Reset Fall Alarm Monitor | 00003432 | Deroyal Industries | DMT Equipment Distribution - SB | Barberton | Barberton Campus | Summa Barberton Hospital |  | 2023-01-16 14:27 | Low
No | 039919 | Alarms, Occupancy, Chair/Wheelchair | DR2100-SL - Safety Auto-Reset Fall Alarm Monitor | 00002468 | Deroyal Industries | DMT Equipment Distribution - SB | Barberton | Barberton Campus | Summa Barberton Hospital |  | 2023-01-16 14:27 | Low
No | 039920 | Alarms, Occupancy, Chair/Wheelchair | DR2100-SL - Safety Auto-Reset Fall Alarm Monitor | 00002476 | Deroyal Industries | DMT Equipment Distribution - SB | Barberton | Barberton Campus | Summa Barberton Hospital |  | 2023-01-16 15:48 | Low
No | 039921 | Alarms, Occupancy, Chair/Wheelchair | DR2100-SL - Safety Auto-Reset Fall Alarm Monitor | 00002494 | Deroyal Industries | DMT Equipment Distribution - SB | Barberton | Barberton Campus | Summa Barberton Hospital |  | 2023-01-16 14:48 | Low
No | 039922 | Alarms, Occupancy, Chair/Wheelchair | DR2100-SL - Safety Auto-Reset Fall Alarm Monitor | 00002467 | Deroyal Industries | DMT Equipment Distribution - SB | Barberton | Barberton Campus | Summa Barberton Hospital |  | 2023-01-16 15:50 | Low
No | 039923 | Alarms, Occupancy, Chair/Wheelchair | DR2100-SL - Safety Auto-Reset Fall Alarm Monitor | 00002498 | Deroyal Industries | DMT Equipment Distribution - SB | Barberton | Barberton Campus | Summa Barberton Hospital |  | 2023-01-16 15:50 | Low
No | 039924 | Alarms, Occupancy, Chair/Wheelchair | DR2100-SL - Safety Auto-Reset Fall Alarm Monitor | 00002453 | Deroyal Industries | DMT Equipment Distribution - SB | Barberton | Barberton Campus | Summa Barberton Hospital |  | 2023-01-16 15:01 | Low
No | 039925 | Alarms, Occupancy, Chair/Wheelchair | DR2100-SL - Safety Auto-Reset Fall Alarm Monitor | 00002484 | Deroyal Industries | DMT Equipment Distribution - SB | Barberton | Barberton Campus | Summa Barberton Hospital |  | 2023-01-16 15:03 | Low
No | 043126 | Alarms, Occupancy, Chair/Wheelchair | DR2100-SL - Safety Auto-Reset Fall Alarm Monitor | 00002471 | Deroyal Industries | DMT Equipment Distribution - SB | Barberton | Barberton Campus | Summa Barberton Hospital |  | 2023-01-16 15:09 | Low
No | 043127 | Alarms, Occupancy, Chair/Wheelchair | DR2100-SL - Safety Auto-Reset Fall Alarm Monitor | 00000677 | Deroyal Industries | DMT Equipment Distribution - SB | Barberton | Barberton Campus | Summa Barberton Hospital |  | 2023-01-16 15:13 | Low
No | 043128 | Alarms, Occupancy, Chair/Wheelchair | DR2100-SL - Safety Auto-Reset Fall Alarm Monitor | 00003702 | Deroyal Industries | DMT Equipment Distribution - SB | Barberton | Barberton Campus | Summa Barberton Hospital |  | 2023-01-16 14:27 | Low
No | 043129 | Alarms, Occupancy, Chair/Wheelchair | DR2100-SL - Safety Auto-Reset Fall Alarm Monitor | 00000669 | Deroyal Industries | DMT Equipment Distribution - SB | Barberton | Barberton Campus | Summa Barberton Hospital |  | 2023-01-16 14:27 | Low
No | 043130 | Alarms, Occupancy, Chair/Wheelchair | DR2100-SL - Safety Auto-Reset Fall Alarm Monitor | 00000683 | Deroyal Industries | DMT Equipment Distribution - SB | Barberton | Barberton Campus | Summa Barberton Hospital |  | 2023-01-16 14:27 | Low
No | 043131 | Alarms, Occupancy, Chair/Wheelchair | DR2100-SL - Safety Auto-Reset Fall Alarm Monitor | 00000699 | Deroyal Industries | DMT Equipment Distribution - SB | Barberton | Barberton Campus | Summa Barberton Hospital |  | 2023-01-16 14:27 | Low
No | 043132 | Alarms, Occupancy, Chair/Wheelchair | DR2100-SL - Safety Auto-Reset Fall Alarm Monitor | 00000687 | Deroyal Industries | DMT Equipment Distribution - SB | Barberton | Barberton Campus | Summa Barberton Hospital |  | 2023-01-16 14:27 | Low
No | 043133 | Alarms, Occupancy, Chair/Wheelchair | DR2100-SL - Safety Auto-Reset Fall Alarm Monitor | 00000693 | Deroyal Industries | DMT Equipment Distribution - SB | Barberton | Barberton Campus | Summa Barberton Hospital |  | 2023-01-16 14:27 | Low
No | 043134 | Alarms, Occupancy, Chair/Wheelchair | DR2100-SL - Safety Auto-Reset Fall Alarm Monitor | 00000678 | Deroyal Industries | DMT Equipment Distribution - SB | Barberton | Barberton Campus | Summa Barberton Hospital |  | 2023-01-16 14:27 | Low
No | 043135 | Alarms, Occupancy, Chair/Wheelchair | DR2100-SL - Safety Auto-Reset Fall Alarm Monitor | 00003709 | Deroyal Industries | DMT Equipment Distribution - SB | Barberton | Barberton Campus | Summa Barberton Hospital |  | 2023-01-16 14:27 | Low
No | 043136 | Alarms, Occupancy, Chair/Wheelchair | DR2100-SL - Safety Auto-Reset Fall Alarm Monitor | 00000686 | Deroyal Industries | DMT Equipment Distribution - SB | Barberton | Barberton Campus | Summa Barberton Hospital |  | 2023-01-16 14:27 | Low
No | 043137 | Alarms, Occupancy, Chair/Wheelchair | DR2100-SL - Safety Auto-Reset Fall Alarm Monitor | 00003742 | Deroyal Industries | DMT Equipment Distribution - SB | Barberton | Barberton Campus | Summa Barberton Hospital |  | 2023-01-16 14:27 | Low
No | 051035 | Alarms, Occupancy, Chair/Wheelchair | DR2100-SL - Safety Auto-Reset Fall Alarm Monitor | PRDGa53300007376 | Deroyal Industries | 4 West - CPI Progressive Care Unit (CPI-PCU) | Akron | Akron City Campus | Akron City Hospital | 4th Floor | 2018-07-17 | Low
No | 051036 | Alarms, Occupancy, Chair/Wheelchair | DR2100-SL - Safety Auto-Reset Fall Alarm Monitor | PRDGa53300009183 | Deroyal Industries | 4 West - CPI Progressive Care Unit (CPI-PCU) | Akron | Akron City Campus | Akron City Hospital | 4th Floor | 2018-07-17 | Low
No | 051037 | Alarms, Occupancy, Chair/Wheelchair | DR2100-SL - Safety Auto-Reset Fall Alarm Monitor | PRDGa53300007368 | Deroyal Industries | 4 West - CPI Progressive Care Unit (CPI-PCU) | Akron | Akron City Campus | Akron City Hospital | 4th Floor | 2018-07-17 | Low
No | 051038 | Alarms, Occupancy, Chair/Wheelchair | DR2100-SL - Safety Auto-Reset Fall Alarm Monitor | PRDGa53300005849 | Deroyal Industries | 4 West - CPI Progressive Care Unit (CPI-PCU) | Akron | Akron City Campus | Akron City Hospital | 4th Floor | 2018-07-17 | Low
No | 051039 | Alarms, Occupancy, Chair/Wheelchair | DR2100-SL - Safety Auto-Reset Fall Alarm Monitor | PRDGa53300007366 | Deroyal Industries | 4 West - CPI Progressive Care Unit (CPI-PCU) | Akron | Akron City Campus | Akron City Hospital | 4th Floor | 2018-07-17 | Low
No | 051040 | Alarms, Occupancy, Chair/Wheelchair | DR2100-SL - Safety Auto-Reset Fall Alarm Monitor | PRDGa53300005828 | Deroyal Industries | 4 West - CPI Progressive Care Unit (CPI-PCU) | Akron | Akron City Campus | Akron City Hospital | 4th Floor | 2018-07-17 | Low
No | 051041 | Alarms, Occupancy, Chair/Wheelchair | DR2100-SL - Safety Auto-Reset Fall Alarm Monitor | PRDGa53300005542 | Deroyal Industries | Health Tech Mgmt | Akron | Akron City Campus | ACH Admin Building | Ground Floor | 2018-07-17 | Low
No | 051042 | Alarms, Occupancy, Chair/Wheelchair | DR2100-SL - Safety Auto-Reset Fall Alarm Monitor | PRDGa53300009192 | Deroyal Industries | 4 West - CPI Progressive Care Unit (CPI-PCU) | Akron | Akron City Campus | Akron City Hospital | 4th Floor | 2018-07-17 | Low
No | 051043 | Alarms, Occupancy, Chair/Wheelchair | DR2100-SL - Safety Auto-Reset Fall Alarm Monitor | PRDGa53300005508 | Deroyal Industries | 4 West - CPI Progressive Care Unit (CPI-PCU) | Akron | Akron City Campus | Akron City Hospital | 4th Floor | 2018-07-17 | Low
No | 051044 | Alarms, Occupancy, Chair/Wheelchair | DR2100-SL - Safety Auto-Reset Fall Alarm Monitor | PRDGa53300005846 | Deroyal Industries | 4 West - CPI Progressive Care Unit (CPI-PCU) | Akron | Akron City Campus | Akron City Hospital | 4th Floor | 2018-07-17 | Low
No | 051045 | Alarms, Occupancy, Chair/Wheelchair | DR2100-SL - Safety Auto-Reset Fall Alarm Monitor | PRDGa53300005850 | Deroyal Industries | 4 West - CPI Progressive Care Unit (CPI-PCU) | Akron | Akron City Campus | Akron City Hospital | 4th Floor | 2018-07-17 | Low
No | 051046 | Alarms, Occupancy, Chair/Wheelchair | DR2100-SL - Safety Auto-Reset Fall Alarm Monitor | PRDGa53300005517 | Deroyal Industries | 4 West - CPI Progressive Care Unit (CPI-PCU) | Akron | Akron City Campus | Akron City Hospital | 4th Floor | 2018-07-17 | Low
No | 051047 | Alarms, Occupancy, Chair/Wheelchair | DR2100-SL - Safety Auto-Reset Fall Alarm Monitor | PRDGa53300005501 | Deroyal Industries | Health Tech Mgmt | Akron | Akron City Campus | ACH Admin Building | Ground Floor | 2018-07-17 | Low
No | 051048 | Alarms, Occupancy, Chair/Wheelchair | DR2100-SL - Safety Auto-Reset Fall Alarm Monitor | PRDGa53300005515 | Deroyal Industries | 4 West - CPI Progressive Care Unit (CPI-PCU) | Akron | Akron City Campus | Akron City Hospital | 4th Floor | 2018-07-17 | Low
No | 051049 | Alarms, Occupancy, Chair/Wheelchair | DR2100-SL - Safety Auto-Reset Fall Alarm Monitor | PRDGa53300005841 | Deroyal Industries | 4 West - CPI Progressive Care Unit (CPI-PCU) | Akron | Akron City Campus | Akron City Hospital | 4th Floor | 2018-07-17 | Low
No | 051050 | Alarms, Occupancy, Chair/Wheelchair | DR2100-SL - Safety Auto-Reset Fall Alarm Monitor | PRDGa53300005524 | Deroyal Industries | 4 West - CPI Progressive Care Unit (CPI-PCU) | Akron | Akron City Campus | Akron City Hospital | 4th Floor | 2018-07-17 | Low
No | 051051 | Alarms, Occupancy, Chair/Wheelchair | DR2100-SL - Safety Auto-Reset Fall Alarm Monitor | PRDGa53300005514 | Deroyal Industries | 4 West - CPI Progressive Care Unit (CPI-PCU) | Akron | Akron City Campus | Akron City Hospital | 4th Floor | 2018-07-17 | Low
No | 051052 | Alarms, Occupancy, Chair/Wheelchair | DR2100-SL - Safety Auto-Reset Fall Alarm Monitor | PRDGa53300005511 | Deroyal Industries | 4 West - CPI Progressive Care Unit (CPI-PCU) | Akron | Akron City Campus | Akron City Hospital | 4th Floor | 2018-07-17 | Low
No | 051053 | Alarms, Occupancy, Chair/Wheelchair | DR2100-SL - Safety Auto-Reset Fall Alarm Monitor | PRDGa53300005509 | Deroyal Industries | Health Tech Mgmt | Akron | Akron City Campus | ACH Admin Building | Ground Floor | 2018-07-17 | Low
No | 051054 | Alarms, Occupancy, Chair/Wheelchair | DR2100-SL - Safety Auto-Reset Fall Alarm Monitor | PRDGa53300005512 | Deroyal Industries | 4 West - CPI Progressive Care Unit (CPI-PCU) | Akron | Akron City Campus | Akron City Hospital | 4th Floor | 2018-07-17 | Low
No | 051055 | Alarms, Occupancy, Chair/Wheelchair | DR2100-SL - Safety Auto-Reset Fall Alarm Monitor | PRDGa53300005543 | Deroyal Industries | 4 West - CPI Progressive Care Unit (CPI-PCU) | Akron | Akron City Campus | Akron City Hospital | 4th Floor | 2018-07-17 | Low
No | 051056 | Alarms, Occupancy, Chair/Wheelchair | DR2100-SL - Safety Auto-Reset Fall Alarm Monitor | PRDGa53300009184 | Deroyal Industries | 3 West - Trauma/Neuro Progressive Care Unit (PCU) | Akron | Akron City Campus | Akron City Hospital | 3rd Floor | 2018-07-17 | Low
No | 051057 | Alarms, Occupancy, Chair/Wheelchair | DR2100-SL - Safety Auto-Reset Fall Alarm Monitor | PRDGa53300007375 | Deroyal Industries | 3 West - Trauma/Neuro Progressive Care Unit (PCU) | Akron | Akron City Campus | Akron City Hospital | 3rd Floor | 2018-07-17 | Low
No | 051058 | Alarms, Occupancy, Chair/Wheelchair | DR2100-SL - Safety Auto-Reset Fall Alarm Monitor | PRDGa53300005523 | Deroyal Industries | 3 West - Trauma/Neuro Progressive Care Unit (PCU) | Akron | Akron City Campus | Akron City Hospital | 3rd Floor | 2018-07-17 | Low
No | 051059 | Alarms, Occupancy, Chair/Wheelchair | DR2100-SL - Safety Auto-Reset Fall Alarm Monitor | PRDGa53300005848 | Deroyal Industries | 3 West - Trauma/Neuro Progressive Care Unit (PCU) | Akron | Akron City Campus | Akron City Hospital | 3rd Floor | 2018-07-17 | Low
No | 051147 | Alarms, Occupancy, Chair/Wheelchair | DR2100-SL - Safety Auto-Reset Fall Alarm Monitor | PRDGa53300010575 | Deroyal Industries | Clinical Decision Unit (CDU) - ACH | Akron | Akron City Campus | H Tower | Ground Floor | 2018-07-27 | Low
No | 051148 | Alarms, Occupancy, Chair/Wheelchair | DR2100-SL - Safety Auto-Reset Fall Alarm Monitor | PRDGa53300010574 | Deroyal Industries | Clinical Decision Unit (CDU) - ACH | Akron | Akron City Campus | H Tower | Ground Floor | 2018-07-27 | Low
No | 051149 | Alarms, Occupancy, Chair/Wheelchair | DR2100-SL - Safety Auto-Reset Fall Alarm Monitor | PRDGa53300010558 | Deroyal Industries | Clinical Decision Unit (CDU) - ACH | Akron | Akron City Campus | H Tower | Ground Floor | 2018-07-27 | Low
No | 051150 | Alarms, Occupancy, Chair/Wheelchair | DR2100-SL - Safety Auto-Reset Fall Alarm Monitor | PRDGa53300010991 | Deroyal Industries | Clinical Decision Unit (CDU) - ACH | Akron | Akron City Campus | H Tower | Ground Floor | 2018-07-27 | Low
No | 051151 | Alarms, Occupancy, Chair/Wheelchair | DR2100-SL - Safety Auto-Reset Fall Alarm Monitor | PRDGa53300005518 | Deroyal Industries | Clinical Decision Unit (CDU) - ACH | Akron | Akron City Campus | H Tower | Ground Floor | 2018-07-27 | Low
No | 051152 | Alarms, Occupancy, Chair/Wheelchair | DR2100-SL - Safety Auto-Reset Fall Alarm Monitor | PRDGa53300005766 | Deroyal Industries | Clinical Decision Unit (CDU) - ACH | Akron | Akron City Campus | H Tower | Ground Floor | 2018-07-27 | Low
No | 051153 | Alarms, Occupancy, Chair/Wheelchair | DR2100-SL - Safety Auto-Reset Fall Alarm Monitor | PRDGa53300010563 | Deroyal Industries | Clinical Decision Unit (CDU) - ACH | Akron | Akron City Campus | H Tower | Ground Floor | 2018-07-27 | Low
No | 051154 | Alarms, Occupancy, Chair/Wheelchair | DR2100-SL - Safety Auto-Reset Fall Alarm Monitor | PRDGa53300009171 | Deroyal Industries | Clinical Decision Unit (CDU) - ACH | Akron | Akron City Campus | H Tower | Ground Floor | 2018-07-27 | Low
No | 051155 | Alarms, Occupancy, Chair/Wheelchair | DR2100-SL - Safety Auto-Reset Fall Alarm Monitor | PRDGa53300010561 | Deroyal Industries | Clinical Decision Unit (CDU) - ACH | Akron | Akron City Campus | H Tower | Ground Floor | 2018-07-27 | Low
No | 051156 | Alarms, Occupancy, Chair/Wheelchair | DR2100-SL - Safety Auto-Reset Fall Alarm Monitor | PRDGa53300009191 | Deroyal Industries | Clinical Decision Unit (CDU) - ACH | Akron | Akron City Campus | H Tower | Ground Floor | 2018-07-27 | Low
No | 051157 | Alarms, Occupancy, Chair/Wheelchair | DR2100-SL - Safety Auto-Reset Fall Alarm Monitor | PRDGa53300005516 | Deroyal Industries | Clinical Decision Unit (CDU) - ACH | Akron | Akron City Campus | H Tower | Ground Floor | 2018-07-27 | Low
No | 051159 | Alarms, Occupancy, Chair/Wheelchair | DR2100-SL - Safety Auto-Reset Fall Alarm Monitor | PRDGa53300010580 | Deroyal Industries | Clinical Decision Unit (CDU) - ACH | Akron | Akron City Campus | H Tower | Ground Floor | 2018-07-26 | Low
No | 051160 | Alarms, Occupancy, Chair/Wheelchair | DR2100-SL - Safety Auto-Reset Fall Alarm Monitor | PRDGa53300005821 | Deroyal Industries | Clinical Decision Unit (CDU) - ACH | Akron | Akron City Campus | H Tower | Ground Floor | 2018-07-27 | Low
No | 054677 | Alarms, Occupancy, Chair/Wheelchair | DR2100-SL - Safety Auto-Reset Fall Alarm Monitor | PRDGa53300005537 | Deroyal Industries | 5 West - Cardiac Progressive Care Unit (PCU) | Akron | Akron City Campus | Akron City Hospital | 5th Floor | 2018-07-17 | Low
No | 054678 | Alarms, Occupancy, Chair/Wheelchair | DR2100-SL - Safety Auto-Reset Fall Alarm Monitor | PRDGa53300009152 | Deroyal Industries | 5 West - Cardiac Progressive Care Unit (PCU) | Akron | Akron City Campus | Akron City Hospital | 5th Floor | 2018-07-17 | Low
No | 054679 | Alarms, Occupancy, Chair/Wheelchair | DR2100-SL - Safety Auto-Reset Fall Alarm Monitor | PRDGa53300009157 | Deroyal Industries | 5 West - Cardiac Progressive Care Unit (PCU) | Akron | Akron City Campus | Akron City Hospital | 5th Floor | 2018-07-17 | Low
No | 054697 | Alarms, Occupancy, Chair/Wheelchair | DR2100-SL - Safety Auto-Reset Fall Alarm Monitor | PRDGa53300005513 | Deroyal Industries | 5 West - Cardiac Progressive Care Unit (PCU) | Akron | Akron City Campus | Akron City Hospital | 5th Floor | 2018-07-17 | Low
No | 054699 | Alarms, Occupancy, Chair/Wheelchair | DR2100-SL - Safety Auto-Reset Fall Alarm Monitor | PRDGa53300007370 | Deroyal Industries | 5 West - Cardiac Progressive Care Unit (PCU) | Akron | Akron City Campus | Akron City Hospital | 5th Floor | 2018-07-17 | Low
No | 054700 | Alarms, Occupancy, Chair/Wheelchair | DR2100-SL - Safety Auto-Reset Fall Alarm Monitor | PRDGa53300005540 | Deroyal Industries | 5 West - Cardiac Progressive Care Unit (PCU) | Akron | Akron City Campus | Akron City Hospital | 5th Floor | 2018-07-17 | Low
No | 054701 | Alarms, Occupancy, Chair/Wheelchair | DR2100-SL - Safety Auto-Reset Fall Alarm Monitor | PRDGa53300005503 | Deroyal Industries | 5 West - Cardiac Progressive Care Unit (PCU) | Akron | Akron City Campus | Akron City Hospital | 5th Floor | 2018-07-17 | Low
No | 054702 | Alarms, Occupancy, Chair/Wheelchair | DR2100-SL - Safety Auto-Reset Fall Alarm Monitor | PRDGa53300005506 | Deroyal Industries | 5 East - Observation Unit | Akron | Akron City Campus | Akron City Hospital | 5th Floor | 2018-07-17 | Low
No | 054703 | Alarms, Occupancy, Chair/Wheelchair | DR2100-SL - Safety Auto-Reset Fall Alarm Monitor | PRDGa53300005546 | Deroyal Industries | 5 West - Cardiac Progressive Care Unit (PCU) | Akron | Akron City Campus | Akron City Hospital | 5th Floor | 2018-07-17 | Low
No | 054704 | Alarms, Occupancy, Chair/Wheelchair | DR2100-SL - Safety Auto-Reset Fall Alarm Monitor | PRDGa53300005520 | Deroyal Industries | 5 West - Cardiac Progressive Care Unit (PCU) | Akron | Akron City Campus | Akron City Hospital | 5th Floor | 2018-07-17 | Low
No | 054712 | Alarms, Occupancy, Chair/Wheelchair | DR2100-SL - Safety Auto-Reset Fall Alarm Monitor | PRDGa53300009180 | Deroyal Industries | 5 East - Observation Unit | Akron | Akron City Campus | Akron City Hospital | 5th Floor | 2018-07-17 | Low
No | 054713 | Alarms, Occupancy, Chair/Wheelchair | DR2100-SL - Safety Auto-Reset Fall Alarm Monitor | PRDGa75100001218 | Deroyal Industries | 5 East - Observation Unit | Akron | Akron City Campus | Akron City Hospital | 5th Floor | 2018-07-17 | Low
No | 054721 | Alarms, Occupancy, Chair/Wheelchair | DR2100-SL - Safety Auto-Reset Fall Alarm Monitor | PRDGa53300009156 | Deroyal Industries | 5 East - Observation Unit | Akron | Akron City Campus | Akron City Hospital | 5th Floor | 2018-07-17 | Low
No | 054722 | Alarms, Occupancy, Chair/Wheelchair | DR2100-SL - Safety Auto-Reset Fall Alarm Monitor | PRDGa53300009190 | Deroyal Industries | 5 East - Observation Unit | Akron | Akron City Campus | Akron City Hospital | 5th Floor | 2018-07-17 | Low
No | 054723 | Alarms, Occupancy, Chair/Wheelchair | DR2100-SL - Safety Auto-Reset Fall Alarm Monitor | PRDGa53300005847 | Deroyal Industries | 5 East - Observation Unit | Akron | Akron City Campus | Akron City Hospital | 5th Floor | 2018-07-18 | Low
No | 054724 | Alarms, Occupancy, Chair/Wheelchair | DR2100-SL - Safety Auto-Reset Fall Alarm Monitor | PRDGa53300009607 | Deroyal Industries | 5 East - Observation Unit | Akron | Akron City Campus | Akron City Hospital | 5th Floor | 2018-07-18 | Low
No | 054725 | Alarms, Occupancy, Chair/Wheelchair | DR2100-SL - Safety Auto-Reset Fall Alarm Monitor | PRDGa53300005541 | Deroyal Industries | 5 East - Observation Unit | Akron | Akron City Campus | Akron City Hospital | 5th Floor | 2018-07-18 | Low
No | 054726 | Alarms, Occupancy, Chair/Wheelchair | DR2100-SL - Safety Auto-Reset Fall Alarm Monitor | PRDGa53300009169 | Deroyal Industries | 5 East - Observation Unit | Akron | Akron City Campus | Akron City Hospital | 5th Floor | 2018-07-18 | Low
No | 054727 | Alarms, Occupancy, Chair/Wheelchair | DR2100-SL - Safety Auto-Reset Fall Alarm Monitor | PRDGa53300010958 | Deroyal Industries | Emergency Department (ED) - ACH | Akron | Akron City Campus | Akron City Hospital | Ground Floor | 2018-07-18 | Low
No | 054728 | Alarms, Occupancy, Chair/Wheelchair | DR2100-SL - Safety Auto-Reset Fall Alarm Monitor | PRDGa53300005525 | Deroyal Industries | 5 North - Acuity Adaptable Unit (AAU) | Akron | Akron City Campus | Akron City Hospital | 4th Floor | 2018-07-18 | Low
No | 054729 | Alarms, Occupancy, Chair/Wheelchair | DR2100-SL - Safety Auto-Reset Fall Alarm Monitor | PRDGa53300005550 | Deroyal Industries | 4 North - Medical Unit | Akron | Akron City Campus | Akron City Hospital | 4th Floor | 2018-07-18 | Low
No | 054731 | Alarms, Occupancy, Chair/Wheelchair | DR2100-SL - Safety Auto-Reset Fall Alarm Monitor | PRDGa53300005536 | Deroyal Industries | 5 North - Acuity Adaptable Unit (AAU) | Akron | Akron City Campus | Akron City Hospital | 4th Floor | 2018-07-18 | Low
No | 054732 | Alarms, Occupancy, Chair/Wheelchair | DR2100-SL - Safety Auto-Reset Fall Alarm Monitor | PRDGa53300009196 | Deroyal Industries | 5 North - Acuity Adaptable Unit (AAU) | Akron | Akron City Campus | Akron City Hospital | 4th Floor | 2018-07-18 | Low
No | 054733 | Alarms, Occupancy, Chair/Wheelchair | DR2100-SL - Safety Auto-Reset Fall Alarm Monitor | PRDGa53300005838 | Deroyal Industries | 5 North - Acuity Adaptable Unit (AAU) | Akron | Akron City Campus | Akron City Hospital | 4th Floor | 2018-07-18 | Low
No | 054735 | Alarms, Occupancy, Chair/Wheelchair | DR2100-SL - Safety Auto-Reset Fall Alarm Monitor | PRDGa53300005507 | Deroyal Industries | 4 North - Medical Unit | Akron | Akron City Campus | Akron City Hospital | 4th Floor | 2018-07-18 | Low
No | 054736 | Alarms, Occupancy, Chair/Wheelchair | DR2100-SL - Safety Auto-Reset Fall Alarm Monitor | PRDGa53300009182 | Deroyal Industries | 5 North - Acuity Adaptable Unit (AAU) | Akron | Akron City Campus | Akron City Hospital | 4th Floor | 2018-07-18 | Low
No | 054737 | Alarms, Occupancy, Chair/Wheelchair | DR2100-SL - Safety Auto-Reset Fall Alarm Monitor | PRDGa53300009176 | Deroyal Industries | 5 North - Acuity Adaptable Unit (AAU) | Akron | Akron City Campus | Akron City Hospital | 4th Floor | 2018-07-18 | Low
No | 054739 | Alarms, Occupancy, Chair/Wheelchair | DR2100-SL - Safety Auto-Reset Fall Alarm Monitor | PRDGa53300005531 | Deroyal Industries | 5 North - Acuity Adaptable Unit (AAU) | Akron | Akron City Campus | Akron City Hospital | 4th Floor | 2018-07-18 | Low
No | 054740 | Alarms, Occupancy, Chair/Wheelchair | DR2100-SL - Safety Auto-Reset Fall Alarm Monitor | PRDGa53300010586 | Deroyal Industries | 5 West - Cardiac Progressive Care Unit (PCU) | Akron | Akron City Campus | Akron City Hospital | 5th Floor | 2018-07-18 | Low
No | 054741 | Alarms, Occupancy, Chair/Wheelchair | DR2100-SL - Safety Auto-Reset Fall Alarm Monitor | PRDGa53300009155 | Deroyal Industries | 5 North - Acuity Adaptable Unit (AAU) | Akron | Akron City Campus | Akron City Hospital | 4th Floor | 2018-07-18 | Low
No | 054742 | Alarms, Occupancy, Chair/Wheelchair | DR2100-SL - Safety Auto-Reset Fall Alarm Monitor | PRDGa53300005522 | Deroyal Industries | 5 North - Acuity Adaptable Unit (AAU) | Akron | Akron City Campus | Akron City Hospital | 4th Floor | 2018-07-18 | Low
No | 054743 | Alarms, Occupancy, Chair/Wheelchair | DR2100-SL - Safety Auto-Reset Fall Alarm Monitor | PRDGa53300005831 | Deroyal Industries | 5 North - Acuity Adaptable Unit (AAU) | Akron | Akron City Campus | Akron City Hospital | 4th Floor | 2018-07-18 | Low
No | 054744 | Alarms, Occupancy, Chair/Wheelchair | DR2100-SL - Safety Auto-Reset Fall Alarm Monitor | PRDGa53300009153 | Deroyal Industries | 5 North - Acuity Adaptable Unit (AAU) | Akron | Akron City Campus | Akron City Hospital | 4th Floor | 2018-07-18 | Low
No | 054747 | Alarms, Occupancy, Chair/Wheelchair | DR2100-SL - Safety Auto-Reset Fall Alarm Monitor | PRDGa53300005519 | Deroyal Industries | 5 North - Acuity Adaptable Unit (AAU) | Akron | Akron City Campus | Akron City Hospital | 4th Floor | 2018-07-18 | Low
No | 054750 | Alarms, Occupancy, Chair/Wheelchair | DR2100-SL - Safety Auto-Reset Fall Alarm Monitor | PRDGa53300010559 | Deroyal Industries | 5 North - Acuity Adaptable Unit (AAU) | Akron | Akron City Campus | Akron City Hospital | 4th Floor | 2018-07-18 | Low
No | 054751 | Alarms, Occupancy, Chair/Wheelchair | DR2100-SL - Safety Auto-Reset Fall Alarm Monitor | PRDGa53300011000 | Deroyal Industries | 4 North - Medical Unit | Akron | Akron City Campus | Akron City Hospital | 4th Floor | 2018-07-18 | Low
No | 054784 | Alarms, Occupancy, Chair/Wheelchair | DR2100-SL - Safety Auto-Reset Fall Alarm Monitor | PRDGa53300010551 | Deroyal Industries | 6 West - Acute Care of the Elderly (ACE) Unit | Akron | Akron City Campus | Akron City Hospital | 6th Floor | 2018-07-18 | Low
No | 054786 | Alarms, Occupancy, Chair/Wheelchair | DR2100-SL - Safety Auto-Reset Fall Alarm Monitor | PRDGa53300005510 | Deroyal Industries | T2 - STN Intensive Care Unit (STN-ICU) | Akron | Akron City Campus | Critical Care Tower | 2nd Floor | 2018-07-18 | Low
No | 054787 | Alarms, Occupancy, Chair/Wheelchair | DR2100-SL - Safety Auto-Reset Fall Alarm Monitor | PRDGa53300010552 | Deroyal Industries | T2 - STN Intensive Care Unit (STN-ICU) | Akron | Akron City Campus | Critical Care Tower | 2nd Floor | 2018-07-18 | Low
No | 054788 | Alarms, Occupancy, Chair/Wheelchair | DR2100-SL - Safety Auto-Reset Fall Alarm Monitor | PRDGa53300010594 | Deroyal Industries | T2 - STN Intensive Care Unit (STN-ICU) | Akron | Akron City Campus | Critical Care Tower | 2nd Floor | 2018-07-18 | Low
No | 054789 | Alarms, Occupancy, Chair/Wheelchair | DR2100-SL - Safety Auto-Reset Fall Alarm Monitor | PRDGa53300010566 | Deroyal Industries | T2 - STN Intensive Care Unit (STN-ICU) | Akron | Akron City Campus | Critical Care Tower | 2nd Floor | 2018-07-18 | Low
No | 054790 | Alarms, Occupancy, Chair/Wheelchair | DR2100-SL - Safety Auto-Reset Fall Alarm Monitor | PRDGa53300009162 | Deroyal Industries | T2 - STN Intensive Care Unit (STN-ICU) | Akron | Akron City Campus | Critical Care Tower | 2nd Floor | 2018-07-18 | Low
No | 054791 | Alarms, Occupancy, Chair/Wheelchair | DR2100-SL - Safety Auto-Reset Fall Alarm Monitor | PRDGa53300005502 | Deroyal Industries | T2 - STN Intensive Care Unit (STN-ICU) | Akron | Akron City Campus | Critical Care Tower | 2nd Floor | 2018-07-18 | Low
No | 054792 | Alarms, Occupancy, Chair/Wheelchair | DR2100-SL - Safety Auto-Reset Fall Alarm Monitor | PRDGa53300003452 | Deroyal Industries | T2 - STN Intensive Care Unit (STN-ICU) | Akron | Akron City Campus | Critical Care Tower | 2nd Floor | 2018-07-18 | Low
No | 054793 | Alarms, Occupancy, Chair/Wheelchair | DR2100-SL - Safety Auto-Reset Fall Alarm Monitor | PRDGa53300010577 | Deroyal Industries | T2 - STN Intensive Care Unit (STN-ICU) | Akron | Akron City Campus | Critical Care Tower | 2nd Floor | 2018-07-18 | Low
No | 054794 | Alarms, Occupancy, Chair/Wheelchair | DR2100-SL - Safety Auto-Reset Fall Alarm Monitor | PRDGa53300010997 | Deroyal Industries | T2 - STN Intensive Care Unit (STN-ICU) | Akron | Akron City Campus | Critical Care Tower | 2nd Floor | 2018-07-18 | Low
No | 054795 | Alarms, Occupancy, Chair/Wheelchair | DR2100-SL - Safety Auto-Reset Fall Alarm Monitor | PRDGa53300010554 | Deroyal Industries | T2 - STN Intensive Care Unit (STN-ICU) | Akron | Akron City Campus | Critical Care Tower | 2nd Floor | 2018-07-18 | Low
No | 054796 | Alarms, Occupancy, Chair/Wheelchair | DR2100-SL - Safety Auto-Reset Fall Alarm Monitor | PRDGa53300010570 | Deroyal Industries | T2 - STN Intensive Care Unit (STN-ICU) | Akron | Akron City Campus | Critical Care Tower | 2nd Floor | 2018-07-18 | Low
No | 054797 | Alarms, Occupancy, Chair/Wheelchair | DR2100-SL - Safety Auto-Reset Fall Alarm Monitor | PRDGa53300010979 | Deroyal Industries | T2 - STN Intensive Care Unit (STN-ICU) | Akron | Akron City Campus | Critical Care Tower | 2nd Floor | 2018-07-18 | Low
No | 054798 | Alarms, Occupancy, Chair/Wheelchair | DR2100-SL - Safety Auto-Reset Fall Alarm Monitor | PRDGa53300010986 | Deroyal Industries | T2 - STN Intensive Care Unit (STN-ICU) | Akron | Akron City Campus | Critical Care Tower | 2nd Floor | 2018-07-18 | Low
No | 054799 | Alarms, Occupancy, Chair/Wheelchair | DR2100-SL - Safety Auto-Reset Fall Alarm Monitor | PRDGa53300010977 | Deroyal Industries | T2 - STN Intensive Care Unit (STN-ICU) | Akron | Akron City Campus | Critical Care Tower | 2nd Floor | 2018-07-18 | Low
No | 054800 | Alarms, Occupancy, Chair/Wheelchair | DR2100-SL - Safety Auto-Reset Fall Alarm Monitor | PRDGa53300010557 | Deroyal Industries | T2 - STN Intensive Care Unit (STN-ICU) | Akron | Akron City Campus | Critical Care Tower | 2nd Floor | 2018-07-18 | Low
No | 054801 | Alarms, Occupancy, Chair/Wheelchair | DR2100-SL - Safety Auto-Reset Fall Alarm Monitor | PRDGa53300010565 | Deroyal Industries | T2 - STN Intensive Care Unit (STN-ICU) | Akron | Akron City Campus | Critical Care Tower | 2nd Floor | 2018-07-18 | Low
No | 054802 | Alarms, Occupancy, Chair/Wheelchair | DR2100-SL - Safety Auto-Reset Fall Alarm Monitor | PRDGa53300010567 | Deroyal Industries | T2 - STN Intensive Care Unit (STN-ICU) | Akron | Akron City Campus | Critical Care Tower | 2nd Floor | 2018-07-18 | Low
No | 054803 | Alarms, Occupancy, Chair/Wheelchair | DR2100-SL - Safety Auto-Reset Fall Alarm Monitor | PRDGa53300005774 | Deroyal Industries | T2 - STN Intensive Care Unit (STN-ICU) | Akron | Akron City Campus | Critical Care Tower | 2nd Floor | 2018-07-18 | Low
No | 054804 | Alarms, Occupancy, Chair/Wheelchair | DR2100-SL - Safety Auto-Reset Fall Alarm Monitor | PRDGa53300010555 | Deroyal Industries | T2 - STN Intensive Care Unit (STN-ICU) | Akron | Akron City Campus | Critical Care Tower | 2nd Floor | 2018-07-18 | Low
No | 054805 | Alarms, Occupancy, Chair/Wheelchair | DR2100-SL - Safety Auto-Reset Fall Alarm Monitor | PRDGa53300010588 | Deroyal Industries | T2 - STN Intensive Care Unit (STN-ICU) | Akron | Akron City Campus | Critical Care Tower | 2nd Floor | 2018-07-18 | Low
No | 054806 | Alarms, Occupancy, Chair/Wheelchair | DR2100-SL - Safety Auto-Reset Fall Alarm Monitor | PRDGa53300010569 | Deroyal Industries | T2 - STN Intensive Care Unit (STN-ICU) | Akron | Akron City Campus | Critical Care Tower | 2nd Floor | 2018-07-18 | Low
No | 054807 | Alarms, Occupancy, Chair/Wheelchair | DR2100-SL - Safety Auto-Reset Fall Alarm Monitor | PRDGa53300009611 | Deroyal Industries | T2 - STN Intensive Care Unit (STN-ICU) | Akron | Akron City Campus | Critical Care Tower | 2nd Floor | 2018-07-18 | Low
No | 054808 | Alarms, Occupancy, Chair/Wheelchair | DR2100-SL - Safety Auto-Reset Fall Alarm Monitor | PRDGa53300005545 | Deroyal Industries | T2 - STN Intensive Care Unit (STN-ICU) | Akron | Akron City Campus | Critical Care Tower | 2nd Floor | 2018-07-18 | Low
No | 054809 | Alarms, Occupancy, Chair/Wheelchair | DR2100-SL - Safety Auto-Reset Fall Alarm Monitor | PRDGa53300004293 | Deroyal Industries | T2 - STN Intensive Care Unit (STN-ICU) | Akron | Akron City Campus | Critical Care Tower | 2nd Floor | 2018-07-18 | Low
No | 054810 | Alarms, Occupancy, Chair/Wheelchair | DR2100-SL - Safety Auto-Reset Fall Alarm Monitor | PRDGa53300010589 | Deroyal Industries | T2 - STN Intensive Care Unit (STN-ICU) | Akron | Akron City Campus | Critical Care Tower | 2nd Floor | 2018-07-18 | Low
No | 054811 | Alarms, Occupancy, Chair/Wheelchair | DR2100-SL - Safety Auto-Reset Fall Alarm Monitor | PRDGa75100001227 | Deroyal Industries | T2 - STN Intensive Care Unit (STN-ICU) | Akron | Akron City Campus | Critical Care Tower | 2nd Floor | 2018-07-18 | Low
No | 054812 | Alarms, Occupancy, Chair/Wheelchair | DR2100-SL - Safety Auto-Reset Fall Alarm Monitor | PRDGa53300005539 | Deroyal Industries | 1 Central - CV Progressive Care Unit (PCU) | Akron | Akron City Campus | Akron City Hospital | 1st Floor | 2018-07-18 | Low
No | 054814 | Alarms, Occupancy, Chair/Wheelchair | DR2100-SL - Safety Auto-Reset Fall Alarm Monitor | PRDGa53300004300 | Deroyal Industries | 1 Central - CV Progressive Care Unit (PCU) | Akron | Akron City Campus | Akron City Hospital | 1st Floor | 2018-07-18 | Low
No | 054815 | Alarms, Occupancy, Chair/Wheelchair | DR2100-SL - Safety Auto-Reset Fall Alarm Monitor | PRDGa53300010590 | Deroyal Industries | 1 Central - CV Progressive Care Unit (PCU) | Akron | Akron City Campus | Akron City Hospital | 1st Floor | 2018-07-18 | Low
No | 054816 | Alarms, Occupancy, Chair/Wheelchair | DR2100-SL - Safety Auto-Reset Fall Alarm Monitor | PRDGa53300005532 | Deroyal Industries | Emergency Department (ED) - ACH | Akron | Akron City Campus | Akron City Hospital | Ground Floor | 2018-07-18 | Low
No | 054881 | Alarms, Occupancy, Chair/Wheelchair | DR2100-SL - Safety Auto-Reset Fall Alarm Monitor | PRDGa53300009178 | Deroyal Industries | Health Tech Mgmt - SB | Barberton | Barberton Campus | Summa Barberton Hospital | 5th Floor | 2018-07-17 | Low
No | 055158 | Alarms, Occupancy, Chair/Wheelchair | DR2100-SL - Safety Auto-Reset Fall Alarm Monitor | PRDGa53300005549 | Deroyal Industries | Clinical Decision Unit (CDU) - ACH | Akron | Akron City Campus | H Tower | Ground Floor | 2018-07-27 | Low
No | 061127 | Alarms, Occupancy, Chair/Wheelchair | DR2100-SL - Safety Auto-Reset Fall Alarm Monitor | NSN061127 | Deroyal Industries | Emergency Department (ED) - ACH | Akron | Akron City Campus | Akron City Hospital | Ground Floor | 2021-12-01 | Low
No | 061128 | Alarms, Occupancy, Chair/Wheelchair | DR2100-SL - Safety Auto-Reset Fall Alarm Monitor | NSN061128 | Deroyal Industries | Emergency Department (ED) - ACH | Akron | Akron City Campus | Akron City Hospital | Ground Floor | 2021-12-01 | Low
No | 061129 | Alarms, Occupancy, Chair/Wheelchair | DR2100-SL - Safety Auto-Reset Fall Alarm Monitor | NSN061129 | Deroyal Industries | Emergency Department (ED) - ACH | Akron | Akron City Campus | Akron City Hospital | Ground Floor | 2021-12-01 | Low
No | 061130 | Alarms, Occupancy, Chair/Wheelchair | DR2100-SL - Safety Auto-Reset Fall Alarm Monitor | NSN061130 | Deroyal Industries | Emergency Department (ED) - ACH | Akron | Akron City Campus | Akron City Hospital | Ground Floor | 2021-12-01 | Low
No | 061292 | Alarms, Occupancy, Chair/Wheelchair | DR2100-SL - Safety Auto-Reset Fall Alarm Monitor | Unknown | Deroyal Industries | Emergency Department (ED) - ACH | Akron | Akron City Campus | Akron City Hospital | Ground Floor | 2021-12-17 | Low
No | 061293 | Alarms, Occupancy, Chair/Wheelchair | DR2100-SL - Safety Auto-Reset Fall Alarm Monitor | Unknown | Deroyal Industries | Emergency Department (ED) - ACH | Akron | Akron City Campus | Akron City Hospital | Ground Floor | 2021-12-17 | Low
No | 061294 | Alarms, Occupancy, Chair/Wheelchair | DR2100-SL - Safety Auto-Reset Fall Alarm Monitor | Unknown | Deroyal Industries | Emergency Department (ED) - ACH | Akron | Akron City Campus | Akron City Hospital | Ground Floor | 2021-12-17 | Low
No | 061295 | Alarms, Occupancy, Chair/Wheelchair | DR2100-SL - Safety Auto-Reset Fall Alarm Monitor | Unknown | Deroyal Industries | Emergency Department (ED) - ACH | Akron | Akron City Campus | Akron City Hospital | Ground Floor | 2021-12-17 | Low
No | 061296 | Alarms, Occupancy, Chair/Wheelchair | DR2100-SL - Safety Auto-Reset Fall Alarm Monitor | Unknown | Deroyal Industries | Emergency Department (ED) - ACH | Akron | Akron City Campus | Akron City Hospital | Ground Floor | 2021-12-17 | Low
No | 061297 | Alarms, Occupancy, Chair/Wheelchair | DR2100-SL - Safety Auto-Reset Fall Alarm Monitor | Unknown | Deroyal Industries | Emergency Department (ED) - ACH | Akron | Akron City Campus | Akron City Hospital | Ground Floor | 2021-12-17 | Low
No | 061298 | Alarms, Occupancy, Chair/Wheelchair | DR2100-SL - Safety Auto-Reset Fall Alarm Monitor | Unknown | Deroyal Industries | Emergency Department (ED) - ACH | Akron | Akron City Campus | Akron City Hospital | Ground Floor | 2021-12-17 | Low
No | 063538 | Alarms, Occupancy, Chair/Wheelchair | DR2100-SL - Safety Auto-Reset Fall Alarm Monitor | PRDGa53300003149 | Deroyal Industries | T3 - Medical Intensive Care Unit (MICU) | Akron | Akron City Campus | Critical Care Tower | 3rd Floor | 2018-07-18 | Low
No | 063627 | Alarms, Occupancy, Chair/Wheelchair | DR2100-SL - Safety Auto-Reset Fall Alarm Monitor | PRDGa74900001536 | Deroyal Industries | T3 - Medical Intensive Care Unit (MICU) | Akron | Akron City Campus | Critical Care Tower | 3rd Floor | 2018-07-18 | Low
No | 036970 | Alarms, Occupancy, Chair/Wheelchair | M2100-SL - Safety Auto-Reset Fall Alarm Monitor | PRDGa75100002485 | Deroyal Industries | Health Tech Mgmt - SB | Barberton | Barberton Campus | Summa Barberton Hospital | 5th Floor | 2018-07-17 | Low
No | 037054 | Alarms, Occupancy, Chair/Wheelchair | M2100-SL - Safety Auto-Reset Fall Alarm Monitor | PRDGa75100002461 | Deroyal Industries | Health Tech Mgmt - SB | Barberton | Barberton Campus | Summa Barberton Hospital | 5th Floor | 2019-05-24 | Low
No | 037395 | Alarms, Occupancy, Chair/Wheelchair | M2100-SL - Safety Auto-Reset Fall Alarm Monitor | PRDGa53300009159 | Deroyal Industries | 2 East - Cardiac Progressive Care Unit (PCU) - SB | Barberton | Barberton Campus | Summa Barberton Hospital | 2nd Floor | 2018-07-17 | Low
No | 037396 | Alarms, Occupancy, Chair/Wheelchair | M2100-SL - Safety Auto-Reset Fall Alarm Monitor | PRDGa8150000 | Deroyal Industries | 2 East - Cardiac Progressive Care Unit (PCU) - SB | Barberton | Barberton Campus | Summa Barberton Hospital | 2nd Floor | 2018-07-17 | Low
No | 038438 | Alarms, Occupancy, Chair/Wheelchair | M2100-SL - Safety Auto-Reset Fall Alarm Monitor | PRDGa81500003439 | Deroyal Industries | 1 East - Medical/Surgical Unit (MSU) - SB | Barberton | Barberton Campus | Summa Barberton Hospital | 1st Floor | 2018-07-17 | Low
No | 038747 | Alarms, Occupancy, Chair/Wheelchair | M2100-SL - Safety Auto-Reset Fall Alarm Monitor | PRDGa53300009160 | Deroyal Industries | 1 West - Joint Center of Excellence (COE) | Barberton | Barberton Campus | Summa Barberton Hospital | 1st Floor | 2018-07-17 | Low
No | 039195 | Alarms, Occupancy, Chair/Wheelchair | M2100-SL - Safety Auto-Reset Fall Alarm Monitor | 1934 | Deroyal Industries | Emergency Department (ED) - SBH | Barberton | Barberton Campus | Summa Barberton Hospital | Ground Floor | 2021-02-16 | Low
No | 039196 | Alarms, Occupancy, Chair/Wheelchair | M2100-SL - Safety Auto-Reset Fall Alarm Monitor | 1946 | Deroyal Industries | Emergency Department (ED) - SBH | Barberton | Barberton Campus | Summa Barberton Hospital | Ground Floor | 2021-02-16 | Low
No | 039197 | Alarms, Occupancy, Chair/Wheelchair | M2100-SL - Safety Auto-Reset Fall Alarm Monitor | 1929 | Deroyal Industries | Emergency Department (ED) - SBH | Barberton | Barberton Campus | Summa Barberton Hospital | Ground Floor | 2021-02-16 | Low
No | 039198 | Alarms, Occupancy, Chair/Wheelchair | M2100-SL - Safety Auto-Reset Fall Alarm Monitor | 1620 | Deroyal Industries | Emergency Department (ED) - SBH | Barberton | Barberton Campus | Summa Barberton Hospital | Ground Floor | 2021-02-16 | Low
No | 039199 | Alarms, Occupancy, Chair/Wheelchair | M2100-SL - Safety Auto-Reset Fall Alarm Monitor | 1938 | Deroyal Industries | Emergency Department (ED) - SBH | Barberton | Barberton Campus | Summa Barberton Hospital | Ground Floor | 2021-02-16 | Low
No | 039200 | Alarms, Occupancy, Chair/Wheelchair | M2100-SL - Safety Auto-Reset Fall Alarm Monitor | 1902 | Deroyal Industries | Emergency Department (ED) - SBH | Barberton | Barberton Campus | Summa Barberton Hospital | Ground Floor | 2021-02-16 | Low
No | 043153 | Alarms, Occupancy, Chair/Wheelchair | M2100-SL - Safety Auto-Reset Fall Alarm Monitor | 00000685 | Deroyal Industries | DMT Equipment Distribution - SB | Barberton | Barberton Campus | Summa Barberton Hospital |  | 2023-01-16 14:08 | Low
No | 043157 | Alarms, Occupancy, Chair/Wheelchair | M2100-SL - Safety Auto-Reset Fall Alarm Monitor | 00003743 | Deroyal Industries | DMT Equipment Distribution - SB | Barberton | Barberton Campus | Summa Barberton Hospital | 5th Floor | 2023-01-16 13:59 | Low
No | 043161 | Alarms, Occupancy, Chair/Wheelchair | M2100-SL - Safety Auto-Reset Fall Alarm Monitor | 00003714 | Deroyal Industries | DMT Equipment Distribution - SB | Barberton | Barberton Campus | Summa Barberton Hospital | 5th Floor | 2023-01-16 13:21 | Low
No | 043162 | Alarms, Occupancy, Chair/Wheelchair | M2100-SL - Safety Auto-Reset Fall Alarm Monitor | 00000652 | Deroyal Industries | DMT Equipment Distribution - SB | Barberton | Barberton Campus | Summa Barberton Hospital | 5th Floor | 2023-01-16 13:43 | Low
No | 043163 | Alarms, Occupancy, Chair/Wheelchair | M2100-SL - Safety Auto-Reset Fall Alarm Monitor | 00000691 | Deroyal Industries | DMT Equipment Distribution - SB | Barberton | Barberton Campus | Summa Barberton Hospital | 5th Floor | 2023-01-16 14:02 | Low
No | 043164 | Alarms, Occupancy, Chair/Wheelchair | M2100-SL - Safety Auto-Reset Fall Alarm Monitor | 00000692 | Deroyal Industries | DMT Equipment Distribution - SB | Barberton | Barberton Campus | Summa Barberton Hospital | 5th Floor | 2023-01-16 13:04 | Low
No | 043173 | Alarms, Occupancy, Chair/Wheelchair | M2100-SL - Safety Auto-Reset Fall Alarm Monitor | 00000680 | Deroyal Industries | DMT Equipment Distribution - SB | Barberton | Barberton Campus | Summa Barberton Hospital | 5th Floor | 2023-01-16 14:04 | Low
No | 043174 | Alarms, Occupancy, Chair/Wheelchair | M2100-SL - Safety Auto-Reset Fall Alarm Monitor | 00000682 | Deroyal Industries | DMT Equipment Distribution - SB | Barberton | Barberton Campus | Summa Barberton Hospital | 5th Floor | 2023-01-16 13:24 | Low
No | 043175 | Alarms, Occupancy, Chair/Wheelchair | M2100-SL - Safety Auto-Reset Fall Alarm Monitor | 00000698 | Deroyal Industries | DMT Equipment Distribution - SB | Barberton | Barberton Campus | Summa Barberton Hospital | 5th Floor | 2023-01-16 13:39 | Low
No | 043226 | Alarms, Occupancy, Chair/Wheelchair | M2100-SL - Safety Auto-Reset Fall Alarm Monitor | 00003701 | Deroyal Industries | DMT Equipment Distribution - SB | Barberton | Barberton Campus | Summa Barberton Hospital | 5th Floor | 2023-01-16 13:02 | Low
No | 043227 | Alarms, Occupancy, Chair/Wheelchair | M2100-SL - Safety Auto-Reset Fall Alarm Monitor | 00000684 | Deroyal Industries | DMT Equipment Distribution - SB | Barberton | Barberton Campus | Summa Barberton Hospital | 5th Floor | 2023-01-16 13:08 | Low
No | 043228 | Alarms, Occupancy, Chair/Wheelchair | M2100-SL - Safety Auto-Reset Fall Alarm Monitor | 00000676 | Deroyal Industries | DMT Equipment Distribution - SB | Barberton | Barberton Campus | Summa Barberton Hospital | 5th Floor | 2023-01-16 13:35 | Low
No | 043229 | Alarms, Occupancy, Chair/Wheelchair | M2100-SL - Safety Auto-Reset Fall Alarm Monitor | 00003736 | Deroyal Industries | DMT Equipment Distribution - SB | Barberton | Barberton Campus | Summa Barberton Hospital | 5th Floor | 2023-01-16 13:23 | Low
No | 043230 | Alarms, Occupancy, Chair/Wheelchair | M2100-SL - Safety Auto-Reset Fall Alarm Monitor | 00000668 | Deroyal Industries | DMT Equipment Distribution - SB | Barberton | Barberton Campus | Summa Barberton Hospital | 5th Floor | 2023-01-16 14:10 | Low
No | 043231 | Alarms, Occupancy, Chair/Wheelchair | M2100-SL - Safety Auto-Reset Fall Alarm Monitor | 00003713 | Deroyal Industries | DMT Equipment Distribution - SB | Barberton | Barberton Campus | Summa Barberton Hospital | 5th Floor | 2023-01-16 13:34 | Low
No | 043232 | Alarms, Occupancy, Chair/Wheelchair | M2100-SL - Safety Auto-Reset Fall Alarm Monitor | 00000697 | Deroyal Industries | DMT Equipment Distribution - SB | Barberton | Barberton Campus | Summa Barberton Hospital | 5th Floor | 2023-01-16 13:05 | Low
No | 043233 | Alarms, Occupancy, Chair/Wheelchair | M2100-SL - Safety Auto-Reset Fall Alarm Monitor | 00000681 | Deroyal Industries | DMT Equipment Distribution - SB | Barberton | Barberton Campus | Summa Barberton Hospital | 5th Floor | 2023-01-16 13:09 | Low
No | 043234 | Alarms, Occupancy, Chair/Wheelchair | M2100-SL - Safety Auto-Reset Fall Alarm Monitor | 00000696 | Deroyal Industries | DMT Equipment Distribution - SB | Barberton | Barberton Campus | Summa Barberton Hospital | 5th Floor | 2023-01-16 12:42 | Low
No | 043235 | Alarms, Occupancy, Chair/Wheelchair | M2100-SL - Safety Auto-Reset Fall Alarm Monitor | 00003703 | Deroyal Industries | DMT Equipment Distribution - SB | Barberton | Barberton Campus | Summa Barberton Hospital | 5th Floor | 2023-01-16 12:47 | Low
No | 043236 | Alarms, Occupancy, Chair/Wheelchair | M2100-SL - Safety Auto-Reset Fall Alarm Monitor | 00000673 | Deroyal Industries | DMT Equipment Distribution - SB | Barberton | Barberton Campus | Summa Barberton Hospital | 5th Floor | 2023-01-16 12:50 | Low
No | 043237 | Alarms, Occupancy, Chair/Wheelchair | M2100-SL - Safety Auto-Reset Fall Alarm Monitor | 00003749 | Deroyal Industries | DMT Equipment Distribution - SB | Barberton | Barberton Campus | Summa Barberton Hospital | 5th Floor | 2023-01-16 13:44 | Low
No | 043238 | Alarms, Occupancy, Chair/Wheelchair | M2100-SL - Safety Auto-Reset Fall Alarm Monitor | 00000700 | Deroyal Industries | DMT Equipment Distribution - SB | Barberton | Barberton Campus | Summa Barberton Hospital | 5th Floor | 2023-01-16 13:42 | Low
No | 043895 | Alarms, Occupancy, Chair/Wheelchair | M2100-SL - Safety Auto-Reset Fall Alarm Monitor | 00003705 | Deroyal Industries | DMT Equipment Distribution - SB | Barberton | Barberton Campus | Summa Barberton Hospital | 5th Floor | 2023-01-16 13:36 | Low
No | 043896 | Alarms, Occupancy, Chair/Wheelchair | M2100-SL - Safety Auto-Reset Fall Alarm Monitor | 00000667 | Deroyal Industries | DMT Equipment Distribution - SB | Barberton | Barberton Campus | Summa Barberton Hospital | 5th Floor | 2023-01-16 13:40 | Low
No | 043897 | Alarms, Occupancy, Chair/Wheelchair | M2100-SL - Safety Auto-Reset Fall Alarm Monitor | 00000679 | Deroyal Industries | DMT Equipment Distribution - SB | Barberton | Barberton Campus | Summa Barberton Hospital | 5th Floor | 2023-01-16 13:06 | Low
No | 043898 | Alarms, Occupancy, Chair/Wheelchair | M2100-SL - Safety Auto-Reset Fall Alarm Monitor | 00000674 | Deroyal Industries | DMT Equipment Distribution - SB | Barberton | Barberton Campus | Summa Barberton Hospital |  | 2023-01-16 14:03 | Low
No | 043899 | Alarms, Occupancy, Chair/Wheelchair | M2100-SL - Safety Auto-Reset Fall Alarm Monitor | 00003706 | Deroyal Industries | DMT Equipment Distribution - SB | Barberton | Barberton Campus | Summa Barberton Hospital |  | 2023-01-16 14:01 | Low
No | 043900 | Alarms, Occupancy, Chair/Wheelchair | M2100-SL - Safety Auto-Reset Fall Alarm Monitor | 00000676 | Deroyal Industries | DMT Equipment Distribution - SB | Barberton | Barberton Campus | Summa Barberton Hospital | 5th Floor | 2023-01-16 13:58 | Low
No | 051060 | Alarms, Occupancy, Chair/Wheelchair | M2100-SL - Safety Auto-Reset Fall Alarm Monitor | PRDGa81500001108 | Deroyal Industries | 3 West - Trauma/Neuro Progressive Care Unit (PCU) | Akron | Akron City Campus | Akron City Hospital | 3rd Floor | 2018-07-17 | Low
No | 051061 | Alarms, Occupancy, Chair/Wheelchair | M2100-SL - Safety Auto-Reset Fall Alarm Monitor | PRDGa81500001146 | Deroyal Industries | 3 West - Trauma/Neuro Progressive Care Unit (PCU) | Akron | Akron City Campus | Akron City Hospital | 3rd Floor | 2018-07-17 | Low
No | 051062 | Alarms, Occupancy, Chair/Wheelchair | M2100-SL - Safety Auto-Reset Fall Alarm Monitor | PRDGa81500004499 | Deroyal Industries | 3 West - Trauma/Neuro Progressive Care Unit (PCU) | Akron | Akron City Campus | Akron City Hospital | 3rd Floor | 2018-07-17 | Low
No | 051063 | Alarms, Occupancy, Chair/Wheelchair | M2100-SL - Safety Auto-Reset Fall Alarm Monitor | PRDGa81500004494 | Deroyal Industries | 3 West - Trauma/Neuro Progressive Care Unit (PCU) | Akron | Akron City Campus | Akron City Hospital | 3rd Floor | 2018-07-17 | Low
No | 051064 | Alarms, Occupancy, Chair/Wheelchair | M2100-SL - Safety Auto-Reset Fall Alarm Monitor | PRDGa81500001148 | Deroyal Industries | Health Tech Mgmt | Akron | Akron City Campus | ACH Admin Building | Ground Floor | 2018-07-17 | Low
No | 051065 | Alarms, Occupancy, Chair/Wheelchair | M2100-SL - Safety Auto-Reset Fall Alarm Monitor | PRDGa81500001124 | Deroyal Industries | 3 West - Trauma/Neuro Progressive Care Unit (PCU) | Akron | Akron City Campus | Akron City Hospital | 3rd Floor | 2018-07-17 | Low
No | 051066 | Alarms, Occupancy, Chair/Wheelchair | M2100-SL - Safety Auto-Reset Fall Alarm Monitor | PRDGa81500001116 | Deroyal Industries | 3 West - Trauma/Neuro Progressive Care Unit (PCU) | Akron | Akron City Campus | Akron City Hospital | 3rd Floor | 2018-07-17 | Low
No | 051067 | Alarms, Occupancy, Chair/Wheelchair | M2100-SL - Safety Auto-Reset Fall Alarm Monitor | PRDGa81500001135 | Deroyal Industries | 3 West - Trauma/Neuro Progressive Care Unit (PCU) | Akron | Akron City Campus | Akron City Hospital | 3rd Floor | 2018-07-17 | Low
No | 051068 | Alarms, Occupancy, Chair/Wheelchair | M2100-SL - Safety Auto-Reset Fall Alarm Monitor | PRDGa81500004481 | Deroyal Industries | 3 West - Trauma/Neuro Progressive Care Unit (PCU) | Akron | Akron City Campus | Akron City Hospital | 3rd Floor | 2018-07-17 | Low
No | 051069 | Alarms, Occupancy, Chair/Wheelchair | M2100-SL - Safety Auto-Reset Fall Alarm Monitor | PRDGa81500001141 | Deroyal Industries | 3 West - Trauma/Neuro Progressive Care Unit (PCU) | Akron | Akron City Campus | Akron City Hospital | 3rd Floor | 2018-07-17 | Low
No | 051070 | Alarms, Occupancy, Chair/Wheelchair | M2100-SL - Safety Auto-Reset Fall Alarm Monitor | PRDGa81500004475 | Deroyal Industries | 3 West - Trauma/Neuro Progressive Care Unit (PCU) | Akron | Akron City Campus | Akron City Hospital | 3rd Floor | 2018-07-17 | Low
No | 051071 | Alarms, Occupancy, Chair/Wheelchair | M2100-SL - Safety Auto-Reset Fall Alarm Monitor | PRDGa81500001140 | Deroyal Industries | 3 West - Trauma/Neuro Progressive Care Unit (PCU) | Akron | Akron City Campus | Akron City Hospital | 3rd Floor | 2018-07-17 | Low
No | 051072 | Alarms, Occupancy, Chair/Wheelchair | M2100-SL - Safety Auto-Reset Fall Alarm Monitor | PRDGa81500004474 | Deroyal Industries | 3 West - Trauma/Neuro Progressive Care Unit (PCU) | Akron | Akron City Campus | Akron City Hospital | 3rd Floor | 2018-07-17 | Low
No | 051073 | Alarms, Occupancy, Chair/Wheelchair | M2100-SL - Safety Auto-Reset Fall Alarm Monitor | PRDGa81500001139 | Deroyal Industries | 3 West - Trauma/Neuro Progressive Care Unit (PCU) | Akron | Akron City Campus | Akron City Hospital | 3rd Floor | 2018-07-17 | Low
No | 051074 | Alarms, Occupancy, Chair/Wheelchair | M2100-SL - Safety Auto-Reset Fall Alarm Monitor | PRDGa81500001118 | Deroyal Industries | 3 West - Trauma/Neuro Progressive Care Unit (PCU) | Akron | Akron City Campus | Akron City Hospital | 3rd Floor | 2018-07-17 | Low
No | 051076 | Alarms, Occupancy, Chair/Wheelchair | M2100-SL - Safety Auto-Reset Fall Alarm Monitor | PRDGa81500004489 | Deroyal Industries | Health Tech Mgmt | Akron | Akron City Campus | ACH Admin Building | Ground Floor | 2018-07-17 | Low
No | 051077 | Alarms, Occupancy, Chair/Wheelchair | M2100-SL - Safety Auto-Reset Fall Alarm Monitor | PRDGa81500001219 | Deroyal Industries | 7 West - Respiratory Unit | Akron | Akron City Campus | Akron City Hospital | 7th Floor | 2018-08-10 | Low
No | 051078 | Alarms, Occupancy, Chair/Wheelchair | M2100-SL - Safety Auto-Reset Fall Alarm Monitor | PRDGa81500004495 | Deroyal Industries | 3 East - Palliative and Hospice Unit | Akron | Akron City Campus | Akron City Hospital | 3rd Floor | 2018-08-10 | Low
No | 051079 | Alarms, Occupancy, Chair/Wheelchair | M2100-SL - Safety Auto-Reset Fall Alarm Monitor | PRDGa815000010988 | Deroyal Industries | 7 East - Oncology Medical Unit | Akron | Akron City Campus | Akron City Hospital | 7th Floor | 2018-08-10 | Low
No | 051080 | Alarms, Occupancy, Chair/Wheelchair | M2100-SL - Safety Auto-Reset Fall Alarm Monitor | PRDGa81500001221 | Deroyal Industries | 7 East - Oncology Medical Unit | Akron | Akron City Campus | Akron City Hospital | 7th Floor | 2018-08-10 | Low
No | 051081 | Alarms, Occupancy, Chair/Wheelchair | M2100-SL - Safety Auto-Reset Fall Alarm Monitor | PRDGa81500001122 | Deroyal Industries | 7 East - Oncology Medical Unit | Akron | Akron City Campus | Akron City Hospital | 7th Floor | 2018-08-10 | Low
No | 051082 | Alarms, Occupancy, Chair/Wheelchair | M2100-SL - Safety Auto-Reset Fall Alarm Monitor | PRDGa81500002472 | Deroyal Industries | 7 East - Oncology Medical Unit | Akron | Akron City Campus | Akron City Hospital | 7th Floor | 2018-08-10 | Low
No | 051083 | Alarms, Occupancy, Chair/Wheelchair | M2100-SL - Safety Auto-Reset Fall Alarm Monitor | PRDGa81500004454 | Deroyal Industries | 7 East - Oncology Medical Unit | Akron | Akron City Campus | Akron City Hospital | 7th Floor | 2018-08-10 | Low
No | 051084 | Alarms, Occupancy, Chair/Wheelchair | M2100-SL - Safety Auto-Reset Fall Alarm Monitor | PRDGa81500004458 | Deroyal Industries | 7 East - Oncology Medical Unit | Akron | Akron City Campus | Akron City Hospital | 7th Floor | 2018-08-10 | Low
No | 051085 | Alarms, Occupancy, Chair/Wheelchair | M2100-SL - Safety Auto-Reset Fall Alarm Monitor | PRDGa81500001105 | Deroyal Industries | 7 East - Oncology Medical Unit | Akron | Akron City Campus | Akron City Hospital | 7th Floor | 2018-08-10 | Low
No | 051086 | Alarms, Occupancy, Chair/Wheelchair | M2100-SL - Safety Auto-Reset Fall Alarm Monitor | PRDGa81500001201 | Deroyal Industries | 7 East - Oncology Medical Unit | Akron | Akron City Campus | Akron City Hospital | 7th Floor | 2018-08-10 | Low
No | 051087 | Alarms, Occupancy, Chair/Wheelchair | M2100-SL - Safety Auto-Reset Fall Alarm Monitor | PRDGa81500001203 | Deroyal Industries | 7 East - Oncology Medical Unit | Akron | Akron City Campus | Akron City Hospital | 7th Floor | 2018-08-10 | Low
No | 051088 | Alarms, Occupancy, Chair/Wheelchair | M2100-SL - Safety Auto-Reset Fall Alarm Monitor | PRDGa81500001212 | Deroyal Industries | 7 East - Oncology Medical Unit | Akron | Akron City Campus | Akron City Hospital | 7th Floor | 2018-08-10 | Low
No | 051089 | Alarms, Occupancy, Chair/Wheelchair | M2100-SL - Safety Auto-Reset Fall Alarm Monitor | PRDGa81500001117 | Deroyal Industries | 7 East - Oncology Medical Unit | Akron | Akron City Campus | Akron City Hospital | 7th Floor | 2018-08-10 | Low
No | 051090 | Alarms, Occupancy, Chair/Wheelchair | M2100-SL - Safety Auto-Reset Fall Alarm Monitor | PRDGa81500001220 | Deroyal Industries | 7 East - Oncology Medical Unit | Akron | Akron City Campus | Akron City Hospital | 7th Floor | 2018-08-10 | Low
No | 051091 | Alarms, Occupancy, Chair/Wheelchair | M2100-SL - Safety Auto-Reset Fall Alarm Monitor | PRDGa81500001250 | Deroyal Industries | 7 East - Oncology Medical Unit | Akron | Akron City Campus | Akron City Hospital | 7th Floor | 2018-08-10 | Low
No | 051092 | Alarms, Occupancy, Chair/Wheelchair | M2100-SL - Safety Auto-Reset Fall Alarm Monitor | PRDGa81500002548 | Deroyal Industries | 7 East - Oncology Medical Unit | Akron | Akron City Campus | Akron City Hospital | 7th Floor | 2018-08-10 | Low
No | 051093 | Alarms, Occupancy, Chair/Wheelchair | M2100-SL - Safety Auto-Reset Fall Alarm Monitor | PRDGa81500002452 | Deroyal Industries | 7 East - Oncology Medical Unit | Akron | Akron City Campus | Akron City Hospital | 7th Floor | 2018-08-10 | Low
No | 051094 | Alarms, Occupancy, Chair/Wheelchair | M2100-SL - Safety Auto-Reset Fall Alarm Monitor | PRDGa81500002540 | Deroyal Industries | T3 - Medical Intensive Care Unit (MICU) | Akron | Akron City Campus | Critical Care Tower | 3rd Floor | 2018-08-10 | Low
No | 051095 | Alarms, Occupancy, Chair/Wheelchair | M2100-SL - Safety Auto-Reset Fall Alarm Monitor | PRDGa81500001217 | Deroyal Industries | T3 - Medical Intensive Care Unit (MICU) | Akron | Akron City Campus | Critical Care Tower | 3rd Floor | 2018-08-10 | Low
No | 051096 | Alarms, Occupancy, Chair/Wheelchair | M2100-SL - Safety Auto-Reset Fall Alarm Monitor | PRDGa81500001234 | Deroyal Industries | T3 - Medical Intensive Care Unit (MICU) | Akron | Akron City Campus | Critical Care Tower | 3rd Floor | 2018-08-10 | Low
No | 051097 | Alarms, Occupancy, Chair/Wheelchair | M2100-SL - Safety Auto-Reset Fall Alarm Monitor | PRDGa81500001552 | Deroyal Industries | T3 - Medical Intensive Care Unit (MICU) | Akron | Akron City Campus | Critical Care Tower | 3rd Floor | 2018-08-10 | Low
No | 051098 | Alarms, Occupancy, Chair/Wheelchair | M2100-SL - Safety Auto-Reset Fall Alarm Monitor | PRDGa81500002521 | Deroyal Industries | 6 West - Acute Care of the Elderly (ACE) Unit | Akron | Akron City Campus | Akron City Hospital | 6th Floor | 2018-08-13 | Low
No | 051099 | Alarms, Occupancy, Chair/Wheelchair | M2100-SL - Safety Auto-Reset Fall Alarm Monitor | prdga81500001239 | Deroyal Industries | T3 - Medical Intensive Care Unit (MICU) | Akron | Akron City Campus | Critical Care Tower | 3rd Floor | 2018-10-15 | Low
No | 051100 | Alarms, Occupancy, Chair/Wheelchair | M2100-SL - Safety Auto-Reset Fall Alarm Monitor | prdga81500002505 | Deroyal Industries | T3 - Medical Intensive Care Unit (MICU) | Akron | Akron City Campus | Critical Care Tower | 3rd Floor | 2018-10-15 | Low
No | 051101 | Alarms, Occupancy, Chair/Wheelchair | M2100-SL - Safety Auto-Reset Fall Alarm Monitor | prdga81500001586 | Deroyal Industries | T3 - Medical Intensive Care Unit (MICU) | Akron | Akron City Campus | Critical Care Tower | 3rd Floor | 2018-10-15 | Low
No | 051102 | Alarms, Occupancy, Chair/Wheelchair | M2100-SL - Safety Auto-Reset Fall Alarm Monitor | prdga81500002465 | Deroyal Industries | T3 - Medical Intensive Care Unit (MICU) | Akron | Akron City Campus | Critical Care Tower | 3rd Floor | 2018-10-15 | Low
No | 051103 | Alarms, Occupancy, Chair/Wheelchair | M2100-SL - Safety Auto-Reset Fall Alarm Monitor | prdga81500002541 | Deroyal Industries | T3 - Medical Intensive Care Unit (MICU) | Akron | Akron City Campus | Critical Care Tower | 3rd Floor | 2018-10-15 | Low
No | 051104 | Alarms, Occupancy, Chair/Wheelchair | M2100-SL - Safety Auto-Reset Fall Alarm Monitor | prdga81500001571 | Deroyal Industries | T3 - Medical Intensive Care Unit (MICU) | Akron | Akron City Campus | Critical Care Tower | 3rd Floor | 2018-10-15 | Low
No | 051105 | Alarms, Occupancy, Chair/Wheelchair | M2100-SL - Safety Auto-Reset Fall Alarm Monitor | prdga81500002492 | Deroyal Industries | T3 - Medical Intensive Care Unit (MICU) | Akron | Akron City Campus | Critical Care Tower | 3rd Floor | 2018-10-15 | Low
No | 051106 | Alarms, Occupancy, Chair/Wheelchair | M2100-SL - Safety Auto-Reset Fall Alarm Monitor | 75100003630 | Deroyal Industries | Emergency Department (ED) - ACH | Akron | Akron City Campus | Akron City Hospital | Ground Floor | 2018-10-15 | Low
No | 051111 | Alarms, Occupancy, Chair/Wheelchair | M2100-SL - Safety Auto-Reset Fall Alarm Monitor | 75100001585 | Deroyal Industries | Emergency Department (ED) - ACH | Akron | Akron City Campus | Akron City Hospital | Ground Floor | 2018-10-15 | Low
No | 051112 | Alarms, Occupancy, Chair/Wheelchair | M2100-SL - Safety Auto-Reset Fall Alarm Monitor | 75100002502 | Deroyal Industries | 3 East - Palliative and Hospice Unit | Akron | Akron City Campus | Akron City Hospital | 3rd Floor | 2018-10-15 | Low
No | 051115 | Alarms, Occupancy, Chair/Wheelchair | M2100-SL - Safety Auto-Reset Fall Alarm Monitor | 75100002515 | Deroyal Industries | 3 West - Trauma/Neuro Progressive Care Unit (PCU) | Akron | Akron City Campus | Akron City Hospital | 3rd Floor | 2018-10-15 | Low
No | 051116 | Alarms, Occupancy, Chair/Wheelchair | M2100-SL - Safety Auto-Reset Fall Alarm Monitor | 75100002512 | Deroyal Industries | 3 West - Trauma/Neuro Progressive Care Unit (PCU) | Akron | Akron City Campus | Akron City Hospital | 3rd Floor | 2018-10-15 | Low
No | 051119 | Alarms, Occupancy, Chair/Wheelchair | M2100-SL - Safety Auto-Reset Fall Alarm Monitor | 75100002523 | Deroyal Industries | Health Tech Mgmt | Akron | Akron City Campus | ACH Admin Building | Ground Floor | 2018-10-15 | Low
No | 051123 | Alarms, Occupancy, Chair/Wheelchair | M2100-SL - Safety Auto-Reset Fall Alarm Monitor | 75100002532 | Deroyal Industries | 3 West - Trauma/Neuro Progressive Care Unit (PCU) | Akron | Akron City Campus | Akron City Hospital | 3rd Floor | 2018-10-16 | Low
No | 051124 | Alarms, Occupancy, Chair/Wheelchair | M2100-SL - Safety Auto-Reset Fall Alarm Monitor | 75100002511 | Deroyal Industries | 3 West - Trauma/Neuro Progressive Care Unit (PCU) | Akron | Akron City Campus | Akron City Hospital | 3rd Floor | 2018-10-16 | Low
No | 051125 | Alarms, Occupancy, Chair/Wheelchair | M2100-SL - Safety Auto-Reset Fall Alarm Monitor | 75100002546 | Deroyal Industries | Health Tech Mgmt | Akron | Akron City Campus | ACH Admin Building | Ground Floor | 2018-10-16 | Low
No | 051126 | Alarms, Occupancy, Chair/Wheelchair | M2100-SL - Safety Auto-Reset Fall Alarm Monitor | 75100001565 | Deroyal Industries | Emergency Department (ED) - ACH | Akron | Akron City Campus | Akron City Hospital | Ground Floor | 2018-10-16 | Low
No | 051128 | Alarms, Occupancy, Chair/Wheelchair | M2100-SL - Safety Auto-Reset Fall Alarm Monitor | 75100002529 | Deroyal Industries | Health Tech Mgmt | Akron | Akron City Campus | ACH Admin Building | Ground Floor | 2018-10-18 | Low
No | 051129 | Alarms, Occupancy, Chair/Wheelchair | M2100-SL - Safety Auto-Reset Fall Alarm Monitor | 75100002542 | Deroyal Industries | Emergency Department (ED) - ACH | Akron | Akron City Campus | Akron City Hospital | Ground Floor | 2018-10-18 | Low
No | 051130 | Alarms, Occupancy, Chair/Wheelchair | M2100-SL - Safety Auto-Reset Fall Alarm Monitor | 75100002537 | Deroyal Industries | Health Tech Mgmt | Akron | Akron City Campus | ACH Admin Building | Ground Floor | 2018-10-18 | Low
No | 051131 | Alarms, Occupancy, Chair/Wheelchair | M2100-SL - Safety Auto-Reset Fall Alarm Monitor | 75100001582 | Deroyal Industries | Emergency Department (ED) - ACH | Akron | Akron City Campus | Akron City Hospital | Ground Floor | 2018-10-18 | Low
No | 051134 | Alarms, Occupancy, Chair/Wheelchair | M2100-SL - Safety Auto-Reset Fall Alarm Monitor | 75100002462 | Deroyal Industries | Emergency Department (ED) - ACH | Akron | Akron City Campus | Akron City Hospital | Ground Floor | 2018-10-18 | Low
No | 051135 | Alarms, Occupancy, Chair/Wheelchair | M2100-SL - Safety Auto-Reset Fall Alarm Monitor | 75100002526 | Deroyal Industries | 5 West - Cardiac Progressive Care Unit (PCU) | Akron | Akron City Campus | Akron City Hospital | 5th Floor | 2018-10-18 | Low
No | 051136 | Alarms, Occupancy, Chair/Wheelchair | M2100-SL - Safety Auto-Reset Fall Alarm Monitor | 75100002483 | Deroyal Industries | Emergency Department (ED) - ACH | Akron | Akron City Campus | Akron City Hospital | Ground Floor | 2018-10-18 | Low
No | 051137 | Alarms, Occupancy, Chair/Wheelchair | M2100-SL - Safety Auto-Reset Fall Alarm Monitor | 75100002550 | Deroyal Industries | 3 West - Trauma/Neuro Progressive Care Unit (PCU) | Akron | Akron City Campus | Akron City Hospital | 3rd Floor | 2018-10-18 | Low
No | 051138 | Alarms, Occupancy, Chair/Wheelchair | M2100-SL - Safety Auto-Reset Fall Alarm Monitor | 75100001591 | Deroyal Industries | Emergency Department (ED) - ACH | Akron | Akron City Campus | Akron City Hospital | Ground Floor | 2018-10-18 | Low
No | 051140 | Alarms, Occupancy, Chair/Wheelchair | M2100-SL - Safety Auto-Reset Fall Alarm Monitor | 75100002503 | Deroyal Industries | 3 West - Trauma/Neuro Progressive Care Unit (PCU) | Akron | Akron City Campus | Akron City Hospital | 3rd Floor | 2018-10-18 | Low
No | 051144 | Alarms, Occupancy, Chair/Wheelchair | M2100-SL - Safety Auto-Reset Fall Alarm Monitor | 75100001584 | Deroyal Industries | 5 West - Cardiac Progressive Care Unit (PCU) | Akron | Akron City Campus | Akron City Hospital | 5th Floor | 2018-10-18 | Low
No | 051145 | Alarms, Occupancy, Chair/Wheelchair | M2100-SL - Safety Auto-Reset Fall Alarm Monitor | 75100002516 | Deroyal Industries | Emergency Department (ED) - ACH | Akron | Akron City Campus | Akron City Hospital | Ground Floor | 2018-10-18 | Low
No | 051161 | Alarms, Occupancy, Chair/Wheelchair | M2100-SL - Safety Auto-Reset Fall Alarm Monitor | 75100002510 | Deroyal Industries | T3 - Medical Intensive Care Unit (MICU) | Akron | Akron City Campus | Critical Care Tower | 3rd Floor | 2018-10-15 | Low
No | 051162 | Alarms, Occupancy, Chair/Wheelchair | M2100-SL - Safety Auto-Reset Fall Alarm Monitor | PRDGa75100002504 | Deroyal Industries | 1 Central - CV Progressive Care Unit (PCU) | Akron | Akron City Campus | Akron City Hospital | 1st Floor | 2018-07-18 | Low
No | 051163 | Alarms, Occupancy, Chair/Wheelchair | M2100-SL - Safety Auto-Reset Fall Alarm Monitor | 75100001578 | Deroyal Industries | T3 - Medical Intensive Care Unit (MICU) | Akron | Akron City Campus | Critical Care Tower | 3rd Floor | 2018-10-15 | Low
No | 051164 | Alarms, Occupancy, Chair/Wheelchair | M2100-SL - Safety Auto-Reset Fall Alarm Monitor | 75100002527 | Deroyal Industries | T3 - Medical Intensive Care Unit (MICU) | Akron | Akron City Campus | Critical Care Tower | 3rd Floor | 2018-10-15 | Low
No | 051165 | Alarms, Occupancy, Chair/Wheelchair | M2100-SL - Safety Auto-Reset Fall Alarm Monitor | 75100005538 | Deroyal Industries | T3 - Medical Intensive Care Unit (MICU) | Akron | Akron City Campus | Critical Care Tower | 3rd Floor | 2018-10-15 | Low
No | 051166 | Alarms, Occupancy, Chair/Wheelchair | M2100-SL - Safety Auto-Reset Fall Alarm Monitor | 75100002538 | Deroyal Industries | T3 - Medical Intensive Care Unit (MICU) | Akron | Akron City Campus | Critical Care Tower | 3rd Floor | 2018-10-15 | Low
No | 051167 | Alarms, Occupancy, Chair/Wheelchair | M2100-SL - Safety Auto-Reset Fall Alarm Monitor | 75100001589 | Deroyal Industries | T3 - Medical Intensive Care Unit (MICU) | Akron | Akron City Campus | Critical Care Tower | 3rd Floor | 2018-10-15 | Low
No | 051168 | Alarms, Occupancy, Chair/Wheelchair | M2100-SL - Safety Auto-Reset Fall Alarm Monitor | 75100009177 | Deroyal Industries | T3 - Medical Intensive Care Unit (MICU) | Akron | Akron City Campus | Critical Care Tower | 3rd Floor | 2018-10-15 | Low
No | 051169 | Alarms, Occupancy, Chair/Wheelchair | M2100-SL - Safety Auto-Reset Fall Alarm Monitor | 75100002534 | Deroyal Industries | T3 - Medical Intensive Care Unit (MICU) | Akron | Akron City Campus | Critical Care Tower | 3rd Floor | 2018-10-15 | Low
No | 051170 | Alarms, Occupancy, Chair/Wheelchair | M2100-SL - Safety Auto-Reset Fall Alarm Monitor | 75100002547 | Deroyal Industries | T3 - Medical Intensive Care Unit (MICU) | Akron | Akron City Campus | Critical Care Tower | 3rd Floor | 2018-10-15 | Low
No | 051171 | Alarms, Occupancy, Chair/Wheelchair | M2100-SL - Safety Auto-Reset Fall Alarm Monitor | 75100005505 | Deroyal Industries | T3 - Medical Intensive Care Unit (MICU) | Akron | Akron City Campus | Critical Care Tower | 3rd Floor | 2018-10-15 | Low
No | 051172 | Alarms, Occupancy, Chair/Wheelchair | M2100-SL - Safety Auto-Reset Fall Alarm Monitor | 75100002482 | Deroyal Industries | T3 - Medical Intensive Care Unit (MICU) | Akron | Akron City Campus | Critical Care Tower | 3rd Floor | 2018-10-15 | Low
No | 051173 | Alarms, Occupancy, Chair/Wheelchair | M2100-SL - Safety Auto-Reset Fall Alarm Monitor | 75100002487 | Deroyal Industries | T3 - Medical Intensive Care Unit (MICU) | Akron | Akron City Campus | Critical Care Tower | 3rd Floor | 2018-10-15 | Low
No | 051174 | Alarms, Occupancy, Chair/Wheelchair | M2100-SL - Safety Auto-Reset Fall Alarm Monitor | 75100002486 | Deroyal Industries | T3 - Medical Intensive Care Unit (MICU) | Akron | Akron City Campus | Critical Care Tower | 3rd Floor | 2018-10-15 | Low
No | 051175 | Alarms, Occupancy, Chair/Wheelchair | M2100-SL - Safety Auto-Reset Fall Alarm Monitor | PRDGA75100001551 | Deroyal Industries | 4 North - Medical Unit | Akron | Akron City Campus | Akron City Hospital | 4th Floor | 2018-10-18 | Low
No | 051177 | Alarms, Occupancy, Chair/Wheelchair | M2100-SL - Safety Auto-Reset Fall Alarm Monitor | 75100002473 | Deroyal Industries | Emergency Department (ED) - ACH | Akron | Akron City Campus | Akron City Hospital | Ground Floor | 2018-10-19 | Low
No | 051178 | Alarms, Occupancy, Chair/Wheelchair | M2100-SL - Safety Auto-Reset Fall Alarm Monitor | PRDGA81500002496 | Deroyal Industries | 4 North - Medical Unit | Akron | Akron City Campus | Akron City Hospital | 4th Floor | 2019-01-07 | Low
No | 051179 | Alarms, Occupancy, Chair/Wheelchair | M2100-SL - Safety Auto-Reset Fall Alarm Monitor | PRDGA81500002466 | Deroyal Industries | 4 North - Medical Unit | Akron | Akron City Campus | Akron City Hospital | 4th Floor | 2019-01-07 | Low
No | 051180 | Alarms, Occupancy, Chair/Wheelchair | M2100-SL - Safety Auto-Reset Fall Alarm Monitor | PRDGA81500001568 | Deroyal Industries | 4 North - Medical Unit | Akron | Akron City Campus | Akron City Hospital | 4th Floor | 2019-01-07 | Low
No | 051181 | Alarms, Occupancy, Chair/Wheelchair | M2100-SL - Safety Auto-Reset Fall Alarm Monitor | PRDGA81500002459 | Deroyal Industries | 4 North - Medical Unit | Akron | Akron City Campus | Akron City Hospital | 4th Floor | 2019-01-07 | Low
No | 051182 | Alarms, Occupancy, Chair/Wheelchair | M2100-SL - Safety Auto-Reset Fall Alarm Monitor | PRDGA81500001559 | Deroyal Industries | 4 North - Medical Unit | Akron | Akron City Campus | Akron City Hospital | 4th Floor | 2019-01-07 | Low
No | 051183 | Alarms, Occupancy, Chair/Wheelchair | M2100-SL - Safety Auto-Reset Fall Alarm Monitor | PRDGA81500002490 | Deroyal Industries | 4 North - Medical Unit | Akron | Akron City Campus | Akron City Hospital | 4th Floor | 2019-01-07 | Low
No | 051184 | Alarms, Occupancy, Chair/Wheelchair | M2100-SL - Safety Auto-Reset Fall Alarm Monitor | PRDGA81500002544 | Deroyal Industries | 4 North - Medical Unit | Akron | Akron City Campus | Akron City Hospital | 4th Floor | 2019-01-07 | Low
No | 051185 | Alarms, Occupancy, Chair/Wheelchair | M2100-SL - Safety Auto-Reset Fall Alarm Monitor | PRDGA81500001590 | Deroyal Industries | 4 North - Medical Unit | Akron | Akron City Campus | Akron City Hospital | 4th Floor | 2019-01-07 | Low
No | 051186 | Alarms, Occupancy, Chair/Wheelchair | M2100-SL - Safety Auto-Reset Fall Alarm Monitor | PRDGA81500002463 | Deroyal Industries | 4 North - Medical Unit | Akron | Akron City Campus | Akron City Hospital | 4th Floor | 2019-01-07 | Low
No | 051188 | Alarms, Occupancy, Chair/Wheelchair | M2100-SL - Safety Auto-Reset Fall Alarm Monitor | PRDGA81500002525 | Deroyal Industries | 4 North - Medical Unit | Akron | Akron City Campus | Akron City Hospital | 4th Floor | 2019-01-07 | Low
No | 051189 | Alarms, Occupancy, Chair/Wheelchair | M2100-SL - Safety Auto-Reset Fall Alarm Monitor | PRDGA81500002531 | Deroyal Industries | 4 North - Medical Unit | Akron | Akron City Campus | Akron City Hospital | 4th Floor | 2019-01-07 | Low
No | 051190 | Alarms, Occupancy, Chair/Wheelchair | M2100-SL - Safety Auto-Reset Fall Alarm Monitor | PRDGA81500001593 | Deroyal Industries | 4 North - Medical Unit | Akron | Akron City Campus | Akron City Hospital | 4th Floor | 2019-01-07 | Low
No | 051191 | Alarms, Occupancy, Chair/Wheelchair | M2100-SL - Safety Auto-Reset Fall Alarm Monitor | PRDGA81500002478 | Deroyal Industries | 4 North - Medical Unit | Akron | Akron City Campus | Akron City Hospital | 4th Floor | 2019-01-07 | Low
No | 051192 | Alarms, Occupancy, Chair/Wheelchair | M2100-SL - Safety Auto-Reset Fall Alarm Monitor | PRDGA81500002480 | Deroyal Industries | 4 North - Medical Unit | Akron | Akron City Campus | Akron City Hospital | 4th Floor | 2019-01-07 | Low
No | 051193 | Alarms, Occupancy, Chair/Wheelchair | M2100-SL - Safety Auto-Reset Fall Alarm Monitor | PRDGA81500002464 | Deroyal Industries | 4 North - Medical Unit | Akron | Akron City Campus | Akron City Hospital | 4th Floor | 2019-01-07 | Low
No | 051194 | Alarms, Occupancy, Chair/Wheelchair | M2100-SL - Safety Auto-Reset Fall Alarm Monitor | PRDGA81500002524 | Deroyal Industries | 4 North - Medical Unit | Akron | Akron City Campus | Akron City Hospital | 4th Floor | 2019-01-07 | Low
No | 051195 | Alarms, Occupancy, Chair/Wheelchair | M2100-SL - Safety Auto-Reset Fall Alarm Monitor | PRDGA81500001557 | Deroyal Industries | 4 North - Medical Unit | Akron | Akron City Campus | Akron City Hospital | 4th Floor | 2019-01-07 | Low
No | 051196 | Alarms, Occupancy, Chair/Wheelchair | M2100-SL - Safety Auto-Reset Fall Alarm Monitor | PRDGA81500002536 | Deroyal Industries | 4 North - Medical Unit | Akron | Akron City Campus | Akron City Hospital | 4th Floor | 2019-01-07 | Low
No | 051197 | Alarms, Occupancy, Chair/Wheelchair | M2100-SL - Safety Auto-Reset Fall Alarm Monitor | PRDGA81500002488 | Deroyal Industries | 4 North - Medical Unit | Akron | Akron City Campus | Akron City Hospital | 4th Floor | 2019-01-07 | Low
No | 051198 | Alarms, Occupancy, Chair/Wheelchair | M2100-SL - Safety Auto-Reset Fall Alarm Monitor | PRDGA81500002479 | Deroyal Industries | 4 North - Medical Unit | Akron | Akron City Campus | Akron City Hospital | 4th Floor | 2019-01-07 | Low
No | 051199 | Alarms, Occupancy, Chair/Wheelchair | M2100-SL - Safety Auto-Reset Fall Alarm Monitor | PRDGA81500002509 | Deroyal Industries | 4 North - Medical Unit | Akron | Akron City Campus | Akron City Hospital | 4th Floor | 2019-01-07 | Low
No | 051200 | Alarms, Occupancy, Chair/Wheelchair | M2100-SL - Safety Auto-Reset Fall Alarm Monitor | PRDGA81500002458 | Deroyal Industries | 4 North - Medical Unit | Akron | Akron City Campus | Akron City Hospital | 4th Floor | 2019-01-07 | Low
No | 051201 | Alarms, Occupancy, Chair/Wheelchair | M2100-SL - Safety Auto-Reset Fall Alarm Monitor | PRDGA81500002474 | Deroyal Industries | 4 North - Medical Unit | Akron | Akron City Campus | Akron City Hospital | 4th Floor | 2019-01-07 | Low
No | 051203 | Alarms, Occupancy, Chair/Wheelchair | M2100-SL - Safety Auto-Reset Fall Alarm Monitor | PRDGA81500002533 | Deroyal Industries | 4 North - Medical Unit | Akron | Akron City Campus | Akron City Hospital | 4th Floor | 2019-01-07 | Low
No | 051204 | Alarms, Occupancy, Chair/Wheelchair | M2100-SL - Safety Auto-Reset Fall Alarm Monitor | PRDGA81500001594 | Deroyal Industries | 4 North - Medical Unit | Akron | Akron City Campus | Akron City Hospital | 4th Floor | 2019-01-07 | Low
No | 051205 | Alarms, Occupancy, Chair/Wheelchair | M2100-SL - Safety Auto-Reset Fall Alarm Monitor | PRDGA81500002493 | Deroyal Industries | 4 North - Medical Unit | Akron | Akron City Campus | Akron City Hospital | 4th Floor | 2019-01-07 | Low
No | 051206 | Alarms, Occupancy, Chair/Wheelchair | M2100-SL - Safety Auto-Reset Fall Alarm Monitor | PRDGA81500002455 | Deroyal Industries | 4 North - Medical Unit | Akron | Akron City Campus | Akron City Hospital | 4th Floor | 2019-01-07 | Low
No | 052144 | Alarms, Occupancy, Chair/Wheelchair | M2100-SL - Safety Auto-Reset Fall Alarm Monitor | PRDGa81500004451 | Deroyal Industries | T1 - CTV Intensive Care Unit (CTV-ICU) | Akron | Akron City Campus | Critical Care Tower | 1st Floor | 2018-07-30 | Low
No | 052145 | Alarms, Occupancy, Chair/Wheelchair | M2100-SL - Safety Auto-Reset Fall Alarm Monitor | PRDGa53300009164 | Deroyal Industries | T1 - CTV Intensive Care Unit (CTV-ICU) | Akron | Akron City Campus | Critical Care Tower | 1st Floor | 2018-07-30 | Low
No | 052146 | Alarms, Occupancy, Chair/Wheelchair | M2100-SL - Safety Auto-Reset Fall Alarm Monitor | PRDGa53300009154 | Deroyal Industries | T1 - CTV Intensive Care Unit (CTV-ICU) | Akron | Akron City Campus | Critical Care Tower | 1st Floor | 2018-07-30 | Low
No | 052147 | Alarms, Occupancy, Chair/Wheelchair | M2100-SL - Safety Auto-Reset Fall Alarm Monitor | PRDGa81500004472 | Deroyal Industries | T1 - CTV Intensive Care Unit (CTV-ICU) | Akron | Akron City Campus | Critical Care Tower | 1st Floor | 2018-07-30 | Low
No | 052148 | Alarms, Occupancy, Chair/Wheelchair | M2100-SL - Safety Auto-Reset Fall Alarm Monitor | PRDGa81500004452 | Deroyal Industries | T1 - CTV Intensive Care Unit (CTV-ICU) | Akron | Akron City Campus | Critical Care Tower | 1st Floor | 2018-07-30 | Low
No | 052149 | Alarms, Occupancy, Chair/Wheelchair | M2100-SL - Safety Auto-Reset Fall Alarm Monitor | PRDGa81500004456 | Deroyal Industries | T1 - CTV Intensive Care Unit (CTV-ICU) | Akron | Akron City Campus | Critical Care Tower | 1st Floor | 2018-07-30 | Low
No | 052150 | Alarms, Occupancy, Chair/Wheelchair | M2100-SL - Safety Auto-Reset Fall Alarm Monitor | PRDGa53300010990 | Deroyal Industries | T1 - CTV Intensive Care Unit (CTV-ICU) | Akron | Akron City Campus | Critical Care Tower | 1st Floor | 2018-07-30 | Low
No | 052151 | Alarms, Occupancy, Chair/Wheelchair | M2100-SL - Safety Auto-Reset Fall Alarm Monitor | PRDGa53300007379 | Deroyal Industries | T1 - CTV Intensive Care Unit (CTV-ICU) | Akron | Akron City Campus | Critical Care Tower | 1st Floor | 2018-07-30 | Low
No | 052152 | Alarms, Occupancy, Chair/Wheelchair | M2100-SL - Safety Auto-Reset Fall Alarm Monitor | PRDGa53300010994 | Deroyal Industries | T1 - CTV Intensive Care Unit (CTV-ICU) | Akron | Akron City Campus | Critical Care Tower | 1st Floor | 2018-07-30 | Low
No | 052153 | Alarms, Occupancy, Chair/Wheelchair | M2100-SL - Safety Auto-Reset Fall Alarm Monitor | PRDGa81500004471 | Deroyal Industries | T1 - CTV Intensive Care Unit (CTV-ICU) | Akron | Akron City Campus | Critical Care Tower | 1st Floor | 2018-07-30 | Low
No | 052154 | Alarms, Occupancy, Chair/Wheelchair | M2100-SL - Safety Auto-Reset Fall Alarm Monitor | PRDGa81500004497 | Deroyal Industries | T1 - CTV Intensive Care Unit (CTV-ICU) | Akron | Akron City Campus | Critical Care Tower | 1st Floor | 2018-07-30 | Low
No | 052155 | Alarms, Occupancy, Chair/Wheelchair | M2100-SL - Safety Auto-Reset Fall Alarm Monitor | PRDGa81500004488 | Deroyal Industries | T1 - CTV Intensive Care Unit (CTV-ICU) | Akron | Akron City Campus | Critical Care Tower | 1st Floor | 2018-07-30 | Low
No | 052156 | Alarms, Occupancy, Chair/Wheelchair | M2100-SL - Safety Auto-Reset Fall Alarm Monitor | PRDGa53300007351 | Deroyal Industries | T1 - CTV Intensive Care Unit (CTV-ICU) | Akron | Akron City Campus | Critical Care Tower | 1st Floor | 2018-07-30 | Low
No | 052157 | Alarms, Occupancy, Chair/Wheelchair | M2100-SL - Safety Auto-Reset Fall Alarm Monitor | PRDGa81500004461 | Deroyal Industries | T1 - CTV Intensive Care Unit (CTV-ICU) | Akron | Akron City Campus | Critical Care Tower | 1st Floor | 2018-07-30 | Low
No | 052158 | Alarms, Occupancy, Chair/Wheelchair | M2100-SL - Safety Auto-Reset Fall Alarm Monitor | PRDGa81500001127 | Deroyal Industries | T1 - CTV Intensive Care Unit (CTV-ICU) | Akron | Akron City Campus | Critical Care Tower | 1st Floor | 2018-07-30 | Low
No | 052159 | Alarms, Occupancy, Chair/Wheelchair | M2100-SL - Safety Auto-Reset Fall Alarm Monitor | PRDGa53300007380 | Deroyal Industries | T1 - CTV Intensive Care Unit (CTV-ICU) | Akron | Akron City Campus | Critical Care Tower | 1st Floor | 2018-07-30 | Low
No | 052160 | Alarms, Occupancy, Chair/Wheelchair | M2100-SL - Safety Auto-Reset Fall Alarm Monitor | PRDGa81500003117 | Deroyal Industries | T1 - CTV Intensive Care Unit (CTV-ICU) | Akron | Akron City Campus | Critical Care Tower | 1st Floor | 2018-07-30 | Low
No | 052161 | Alarms, Occupancy, Chair/Wheelchair | M2100-SL - Safety Auto-Reset Fall Alarm Monitor | PRDGa81500001121 | Deroyal Industries | T1 - CTV Intensive Care Unit (CTV-ICU) | Akron | Akron City Campus | Critical Care Tower | 1st Floor | 2018-07-30 | Low
No | 052162 | Alarms, Occupancy, Chair/Wheelchair | M2100-SL - Safety Auto-Reset Fall Alarm Monitor | PRDGa81500004493 | Deroyal Industries | T1 - CTV Intensive Care Unit (CTV-ICU) | Akron | Akron City Campus | Critical Care Tower | 1st Floor | 2018-07-30 | Low
No | 052163 | Alarms, Occupancy, Chair/Wheelchair | M2100-SL - Safety Auto-Reset Fall Alarm Monitor | PRDGa53300009163 | Deroyal Industries | T1 - CTV Intensive Care Unit (CTV-ICU) | Akron | Akron City Campus | Critical Care Tower | 1st Floor | 2018-07-30 | Low
No | 052164 | Alarms, Occupancy, Chair/Wheelchair | M2100-SL - Safety Auto-Reset Fall Alarm Monitor | PRDGa81500004465 | Deroyal Industries | T1 - CTV Intensive Care Unit (CTV-ICU) | Akron | Akron City Campus | Critical Care Tower | 1st Floor | 2018-07-30 | Low
No | 052165 | Alarms, Occupancy, Chair/Wheelchair | M2100-SL - Safety Auto-Reset Fall Alarm Monitor | PRDGa81500004490 | Deroyal Industries | T1 - CTV Intensive Care Unit (CTV-ICU) | Akron | Akron City Campus | Critical Care Tower | 1st Floor | 2018-07-30 | Low
No | 052166 | Alarms, Occupancy, Chair/Wheelchair | M2100-SL - Safety Auto-Reset Fall Alarm Monitor | PRDGa53300009179 | Deroyal Industries | T1 - CTV Intensive Care Unit (CTV-ICU) | Akron | Akron City Campus | Critical Care Tower | 1st Floor | 2018-07-30 | Low
No | 052167 | Alarms, Occupancy, Chair/Wheelchair | M2100-SL - Safety Auto-Reset Fall Alarm Monitor | PRDGa81500001126 | Deroyal Industries | T1 - CTV Intensive Care Unit (CTV-ICU) | Akron | Akron City Campus | Critical Care Tower | 1st Floor | 2018-07-30 | Low
No | 052168 | Alarms, Occupancy, Chair/Wheelchair | M2100-SL - Safety Auto-Reset Fall Alarm Monitor | PRDGa81500004496 | Deroyal Industries | T1 - CTV Intensive Care Unit (CTV-ICU) | Akron | Akron City Campus | Critical Care Tower | 1st Floor | 2018-07-30 | Low
No | 052169 | Alarms, Occupancy, Chair/Wheelchair | M2100-SL - Safety Auto-Reset Fall Alarm Monitor | PRDGa81500004477 | Deroyal Industries | T1 - CTV Intensive Care Unit (CTV-ICU) | Akron | Akron City Campus | Critical Care Tower | 1st Floor | 2018-07-30 | Low
No | 054633 | Alarms, Occupancy, Chair/Wheelchair | M2100-SL - Safety Auto-Reset Fall Alarm Monitor | PRDGA81500004459 | Deroyal Industries | 7 West - Respiratory Unit | Akron | Akron City Campus | Akron City Hospital | 7th Floor | 2018-08-07 | Low
No | 054634 | Alarms, Occupancy, Chair/Wheelchair | M2100-SL - Safety Auto-Reset Fall Alarm Monitor | PRDGA81500004486 | Deroyal Industries | 7 West - Respiratory Unit | Akron | Akron City Campus | Akron City Hospital | 7th Floor | 2018-08-07 | Low
No | 054635 | Alarms, Occupancy, Chair/Wheelchair | M2100-SL - Safety Auto-Reset Fall Alarm Monitor | PRDGA81500001136 | Deroyal Industries | 7 West - Respiratory Unit | Akron | Akron City Campus | Akron City Hospital | 7th Floor | 2018-08-07 | Low
No | 054636 | Alarms, Occupancy, Chair/Wheelchair | M2100-SL - Safety Auto-Reset Fall Alarm Monitor | PRDGA81500004480 | Deroyal Industries | 7 West - Respiratory Unit | Akron | Akron City Campus | Akron City Hospital | 7th Floor | 2018-08-07 | Low
No | 054637 | Alarms, Occupancy, Chair/Wheelchair | M2100-SL - Safety Auto-Reset Fall Alarm Monitor | PRDGA81500001104 | Deroyal Industries | 7 West - Respiratory Unit | Akron | Akron City Campus | Akron City Hospital | 7th Floor | 2018-08-07 | Low
No | 054638 | Alarms, Occupancy, Chair/Wheelchair | M2100-SL - Safety Auto-Reset Fall Alarm Monitor | PRDGA81500004491 | Deroyal Industries | 7 West - Respiratory Unit | Akron | Akron City Campus | Akron City Hospital | 7th Floor | 2018-08-07 | Low
No | 054639 | Alarms, Occupancy, Chair/Wheelchair | M2100-SL - Safety Auto-Reset Fall Alarm Monitor | PRDGa81500004469 | Deroyal Industries | 7 West - Respiratory Unit | Akron | Akron City Campus | Akron City Hospital | 7th Floor | 2018-08-07 | Low
No | 054640 | Alarms, Occupancy, Chair/Wheelchair | M2100-SL - Safety Auto-Reset Fall Alarm Monitor | PRDGa815000001108 | Deroyal Industries | 7 West - Respiratory Unit | Akron | Akron City Campus | Akron City Hospital | 7th Floor | 2018-08-07 | Low
No | 054641 | Alarms, Occupancy, Chair/Wheelchair | M2100-SL - Safety Auto-Reset Fall Alarm Monitor | PRDGa81500004455 | Deroyal Industries | 7 West - Respiratory Unit | Akron | Akron City Campus | Akron City Hospital | 7th Floor | 2018-08-07 | Low
No | 054642 | Alarms, Occupancy, Chair/Wheelchair | M2100-SL - Safety Auto-Reset Fall Alarm Monitor | PRDGa81500004484 | Deroyal Industries | 7 West - Respiratory Unit | Akron | Akron City Campus | Akron City Hospital | 7th Floor | 2018-08-07 | Low
No | 054643 | Alarms, Occupancy, Chair/Wheelchair | M2100-SL - Safety Auto-Reset Fall Alarm Monitor | PRDGa81500004464 | Deroyal Industries | 7 West - Respiratory Unit | Akron | Akron City Campus | Akron City Hospital | 7th Floor | 2018-08-07 | Low
No | 054644 | Alarms, Occupancy, Chair/Wheelchair | M2100-SL - Safety Auto-Reset Fall Alarm Monitor | PRDGa81500004498 | Deroyal Industries | Emergency Department (ED) - ACH | Akron | Akron City Campus | Akron City Hospital | Ground Floor | 2018-08-07 | Low
No | 054645 | Alarms, Occupancy, Chair/Wheelchair | M2100-SL - Safety Auto-Reset Fall Alarm Monitor | PRDGa81500004483 | Deroyal Industries | 7 West - Respiratory Unit | Akron | Akron City Campus | Akron City Hospital | 7th Floor | 2018-08-09 | Low
No | 054646 | Alarms, Occupancy, Chair/Wheelchair | M2100-SL - Safety Auto-Reset Fall Alarm Monitor | PRDGa81500004500 | Deroyal Industries | 7 West - Respiratory Unit | Akron | Akron City Campus | Akron City Hospital | 7th Floor | 2018-08-09 | Low
No | 054647 | Alarms, Occupancy, Chair/Wheelchair | M2100-SL - Safety Auto-Reset Fall Alarm Monitor | PRDGa81500004492 | Deroyal Industries | 7 West - Respiratory Unit | Akron | Akron City Campus | Akron City Hospital | 7th Floor | 2018-08-09 | Low
No | 054648 | Alarms, Occupancy, Chair/Wheelchair | M2100-SL - Safety Auto-Reset Fall Alarm Monitor | PRDGa81500001240 | Deroyal Industries | 7 West - Respiratory Unit | Akron | Akron City Campus | Akron City Hospital | 7th Floor | 2018-08-09 | Low
No | 054649 | Alarms, Occupancy, Chair/Wheelchair | M2100-SL - Safety Auto-Reset Fall Alarm Monitor | PRDGa81500004476 | Deroyal Industries | 7 West - Respiratory Unit | Akron | Akron City Campus | Akron City Hospital | 7th Floor | 2018-08-09 | Low
No | 054650 | Alarms, Occupancy, Chair/Wheelchair | M2100-SL - Safety Auto-Reset Fall Alarm Monitor | PRDGa81500004470 | Deroyal Industries | 7 West - Respiratory Unit | Akron | Akron City Campus | Akron City Hospital | 7th Floor | 2018-08-09 | Low
No | 054651 | Alarms, Occupancy, Chair/Wheelchair | M2100-SL - Safety Auto-Reset Fall Alarm Monitor | PRDGa81500001113 | Deroyal Industries | Emergency Department (ED) - ACH | Akron | Akron City Campus | Akron City Hospital | Ground Floor | 2018-08-09 | Low
No | 054652 | Alarms, Occupancy, Chair/Wheelchair | M2100-SL - Safety Auto-Reset Fall Alarm Monitor | PRDGa81500004453 | Deroyal Industries | 7 West - Respiratory Unit | Akron | Akron City Campus | Akron City Hospital | 7th Floor | 2018-08-09 | Low
No | 054653 | Alarms, Occupancy, Chair/Wheelchair | M2100-SL - Safety Auto-Reset Fall Alarm Monitor | PRDGa81500004463 | Deroyal Industries | 7 West - Respiratory Unit | Akron | Akron City Campus | Akron City Hospital | 7th Floor | 2018-08-09 | Low
No | 054654 | Alarms, Occupancy, Chair/Wheelchair | M2100-SL - Safety Auto-Reset Fall Alarm Monitor | PRDGa81500004466 | Deroyal Industries | 7 West - Respiratory Unit | Akron | Akron City Campus | Akron City Hospital | 7th Floor | 2018-08-09 | Low
No | 054655 | Alarms, Occupancy, Chair/Wheelchair | M2100-SL - Safety Auto-Reset Fall Alarm Monitor | PRDGa81500001123 | Deroyal Industries | 7 West - Respiratory Unit | Akron | Akron City Campus | Akron City Hospital | 7th Floor | 2018-08-09 | Low
No | 054656 | Alarms, Occupancy, Chair/Wheelchair | M2100-SL - Safety Auto-Reset Fall Alarm Monitor | PRDGa81500001137 | Deroyal Industries | 7 East - Oncology Medical Unit | Akron | Akron City Campus | Akron City Hospital | 7th Floor | 2018-08-09 | Low
No | 054657 | Alarms, Occupancy, Chair/Wheelchair | M2100-SL - Safety Auto-Reset Fall Alarm Monitor | PRDGa81500004468 | Deroyal Industries | Emergency Department (ED) - ACH | Akron | Akron City Campus | Akron City Hospital | Ground Floor | 2018-08-09 | Low
No | 054658 | Alarms, Occupancy, Chair/Wheelchair | M2100-SL - Safety Auto-Reset Fall Alarm Monitor | PRDGa81500004457 | Deroyal Industries | 7 East - Oncology Medical Unit | Akron | Akron City Campus | Akron City Hospital | 7th Floor | 2018-08-09 | Low
No | 054659 | Alarms, Occupancy, Chair/Wheelchair | M2100-SL - Safety Auto-Reset Fall Alarm Monitor | PRDGa81500004473 | Deroyal Industries | 7 East - Oncology Medical Unit | Akron | Akron City Campus | Akron City Hospital | 7th Floor | 2018-08-09 | Low
No | 054660 | Alarms, Occupancy, Chair/Wheelchair | M2100-SL - Safety Auto-Reset Fall Alarm Monitor | PRDGa81500001144 | Deroyal Industries | Emergency Department (ED) - ACH | Akron | Akron City Campus | Akron City Hospital | Ground Floor | 2018-08-09 | Low
No | 054661 | Alarms, Occupancy, Chair/Wheelchair | M2100-SL - Safety Auto-Reset Fall Alarm Monitor | PRDGa81500001213 | Deroyal Industries | 7 East - Oncology Medical Unit | Akron | Akron City Campus | Akron City Hospital | 7th Floor | 2018-08-09 | Low
No | 054662 | Alarms, Occupancy, Chair/Wheelchair | M2100-SL - Safety Auto-Reset Fall Alarm Monitor | PRDGa81500004487 | Deroyal Industries | 7 East - Oncology Medical Unit | Akron | Akron City Campus | Akron City Hospital | 7th Floor | 2018-08-09 | Low
No | 054663 | Alarms, Occupancy, Chair/Wheelchair | M2100-SL - Safety Auto-Reset Fall Alarm Monitor | PRDGa81500001226 | Deroyal Industries | 7 East - Oncology Medical Unit | Akron | Akron City Campus | Akron City Hospital | 7th Floor | 2018-08-09 | Low
No | 054664 | Alarms, Occupancy, Chair/Wheelchair | M2100-SL - Safety Auto-Reset Fall Alarm Monitor | PRDGa81500001216 | Deroyal Industries | 7 East - Oncology Medical Unit | Akron | Akron City Campus | Akron City Hospital | 7th Floor | 2018-08-09 | Low
No | 054665 | Alarms, Occupancy, Chair/Wheelchair | M2100-SL - Safety Auto-Reset Fall Alarm Monitor | PRDGa81500001132 | Deroyal Industries | 3 West - Trauma/Neuro Progressive Care Unit (PCU) | Akron | Akron City Campus | Akron City Hospital | 3rd Floor | 2018-07-17 | Low
No | 054666 | Alarms, Occupancy, Chair/Wheelchair | M2100-SL - Safety Auto-Reset Fall Alarm Monitor | PRDGa81500001149 | Deroyal Industries | 3 West - Trauma/Neuro Progressive Care Unit (PCU) | Akron | Akron City Campus | Akron City Hospital | 3rd Floor | 2018-07-17 | Low
No | 054667 | Alarms, Occupancy, Chair/Wheelchair | M2100-SL - Safety Auto-Reset Fall Alarm Monitor | PRDGa81500001129 | Deroyal Industries | 3 West - Trauma/Neuro Progressive Care Unit (PCU) | Akron | Akron City Campus | Akron City Hospital | 3rd Floor | 2018-07-17 | Low
No | 054668 | Alarms, Occupancy, Chair/Wheelchair | M2100-SL - Safety Auto-Reset Fall Alarm Monitor | PRDGa81500001133 | Deroyal Industries | 3 West - Trauma/Neuro Progressive Care Unit (PCU) | Akron | Akron City Campus | Akron City Hospital | 3rd Floor | 2018-07-17 | Low
No | 054669 | Alarms, Occupancy, Chair/Wheelchair | M2100-SL - Safety Auto-Reset Fall Alarm Monitor | PRDGa81500004478 | Deroyal Industries | 3 West - Trauma/Neuro Progressive Care Unit (PCU) | Akron | Akron City Campus | Akron City Hospital | 3rd Floor | 2018-07-17 | Low
No | 054670 | Alarms, Occupancy, Chair/Wheelchair | M2100-SL - Safety Auto-Reset Fall Alarm Monitor | PRDGa81500001145 | Deroyal Industries | 3 West - Trauma/Neuro Progressive Care Unit (PCU) | Akron | Akron City Campus | Akron City Hospital | 3rd Floor | 2018-07-17 | Low
No | 054671 | Alarms, Occupancy, Chair/Wheelchair | M2100-SL - Safety Auto-Reset Fall Alarm Monitor | PRDGa81500001142 | Deroyal Industries | 3 West - Trauma/Neuro Progressive Care Unit (PCU) | Akron | Akron City Campus | Akron City Hospital | 3rd Floor | 2018-07-17 | Low
No | 054672 | Alarms, Occupancy, Chair/Wheelchair | M2100-SL - Safety Auto-Reset Fall Alarm Monitor | PRDGa81500001111 | Deroyal Industries | 3 West - Trauma/Neuro Progressive Care Unit (PCU) | Akron | Akron City Campus | Akron City Hospital | 3rd Floor | 2018-07-17 | Low
No | 054673 | Alarms, Occupancy, Chair/Wheelchair | M2100-SL - Safety Auto-Reset Fall Alarm Monitor | PRDGa81500004462 | Deroyal Industries | 3 West - Trauma/Neuro Progressive Care Unit (PCU) | Akron | Akron City Campus | Akron City Hospital | 3rd Floor | 2018-07-17 | Low
No | 054674 | Alarms, Occupancy, Chair/Wheelchair | M2100-SL - Safety Auto-Reset Fall Alarm Monitor | PRDGa81500001134 | Deroyal Industries | 3 West - Trauma/Neuro Progressive Care Unit (PCU) | Akron | Akron City Campus | Akron City Hospital | 3rd Floor | 2018-07-17 | Low
No | 054675 | Alarms, Occupancy, Chair/Wheelchair | M2100-SL - Safety Auto-Reset Fall Alarm Monitor | PRDGa81500001107 | Deroyal Industries | 3 West - Trauma/Neuro Progressive Care Unit (PCU) | Akron | Akron City Campus | Akron City Hospital | 3rd Floor | 2018-07-17 | Low
No | 054676 | Alarms, Occupancy, Chair/Wheelchair | M2100-SL - Safety Auto-Reset Fall Alarm Monitor | PRDGa81500001125 | Deroyal Industries | 5 West - Cardiac Progressive Care Unit (PCU) | Akron | Akron City Campus | Akron City Hospital | 5th Floor | 2018-07-17 | Low
No | 054680 | Alarms, Occupancy, Chair/Wheelchair | M2100-SL - Safety Auto-Reset Fall Alarm Monitor | PRDGa81500001138 | Deroyal Industries | 5 West - Cardiac Progressive Care Unit (PCU) | Akron | Akron City Campus | Akron City Hospital | 5th Floor | 2018-07-17 | Low
No | 054681 | Alarms, Occupancy, Chair/Wheelchair | M2100-SL - Safety Auto-Reset Fall Alarm Monitor | PRDGa81500004479 | Deroyal Industries | 5 West - Cardiac Progressive Care Unit (PCU) | Akron | Akron City Campus | Akron City Hospital | 5th Floor | 2018-07-17 | Low
No | 054682 | Alarms, Occupancy, Chair/Wheelchair | M2100-SL - Safety Auto-Reset Fall Alarm Monitor | PRDGa81500001128 | Deroyal Industries | 5 West - Cardiac Progressive Care Unit (PCU) | Akron | Akron City Campus | Akron City Hospital | 5th Floor | 2018-07-17 | Low
No | 054683 | Alarms, Occupancy, Chair/Wheelchair | M2100-SL - Safety Auto-Reset Fall Alarm Monitor | PRDGa81500001130 | Deroyal Industries | 5 West - Cardiac Progressive Care Unit (PCU) | Akron | Akron City Campus | Akron City Hospital | 5th Floor | 2018-07-17 | Low
No | 054684 | Alarms, Occupancy, Chair/Wheelchair | M2100-SL - Safety Auto-Reset Fall Alarm Monitor | PRDGa81500004467 | Deroyal Industries | 5 West - Cardiac Progressive Care Unit (PCU) | Akron | Akron City Campus | Akron City Hospital | 5th Floor | 2018-07-17 | Low
No | 054685 | Alarms, Occupancy, Chair/Wheelchair | M2100-SL - Safety Auto-Reset Fall Alarm Monitor | PRDGa81500001103 | Deroyal Industries | 5 West - Cardiac Progressive Care Unit (PCU) | Akron | Akron City Campus | Akron City Hospital | 5th Floor | 2018-07-17 | Low
No | 054686 | Alarms, Occupancy, Chair/Wheelchair | M2100-SL - Safety Auto-Reset Fall Alarm Monitor | PRDGa81500001109 | Deroyal Industries | 5 West - Cardiac Progressive Care Unit (PCU) | Akron | Akron City Campus | Akron City Hospital | 5th Floor | 2018-07-17 | Low
No | 054687 | Alarms, Occupancy, Chair/Wheelchair | M2100-SL - Safety Auto-Reset Fall Alarm Monitor | PRDGa81500004482 | Deroyal Industries | 5 West - Cardiac Progressive Care Unit (PCU) | Akron | Akron City Campus | Akron City Hospital | 5th Floor | 2018-07-17 | Low
No | 054688 | Alarms, Occupancy, Chair/Wheelchair | M2100-SL - Safety Auto-Reset Fall Alarm Monitor | PRDGa81500001115 | Deroyal Industries | 5 West - Cardiac Progressive Care Unit (PCU) | Akron | Akron City Campus | Akron City Hospital | 5th Floor | 2018-07-17 | Low
No | 054689 | Alarms, Occupancy, Chair/Wheelchair | M2100-SL - Safety Auto-Reset Fall Alarm Monitor | PRDGa81500001131 | Deroyal Industries | 5 West - Cardiac Progressive Care Unit (PCU) | Akron | Akron City Campus | Akron City Hospital | 5th Floor | 2018-07-17 | Low
No | 054690 | Alarms, Occupancy, Chair/Wheelchair | M2100-SL - Safety Auto-Reset Fall Alarm Monitor | PRDGa81500001101 | Deroyal Industries | 5 West - Cardiac Progressive Care Unit (PCU) | Akron | Akron City Campus | Akron City Hospital | 5th Floor | 2018-07-17 | Low
No | 054691 | Alarms, Occupancy, Chair/Wheelchair | M2100-SL - Safety Auto-Reset Fall Alarm Monitor | PRDGa81500001119 | Deroyal Industries | 5 West - Cardiac Progressive Care Unit (PCU) | Akron | Akron City Campus | Akron City Hospital | 5th Floor | 2018-07-17 | Low
No | 054692 | Alarms, Occupancy, Chair/Wheelchair | M2100-SL - Safety Auto-Reset Fall Alarm Monitor | PRDGa81500001150 | Deroyal Industries | 5 West - Cardiac Progressive Care Unit (PCU) | Akron | Akron City Campus | Akron City Hospital | 5th Floor | 2018-07-17 | Low
No | 054693 | Alarms, Occupancy, Chair/Wheelchair | M2100-SL - Safety Auto-Reset Fall Alarm Monitor | PRDGa81500001110 | Deroyal Industries | 5 West - Cardiac Progressive Care Unit (PCU) | Akron | Akron City Campus | Akron City Hospital | 5th Floor | 2018-07-17 | Low
No | 054694 | Alarms, Occupancy, Chair/Wheelchair | M2100-SL - Safety Auto-Reset Fall Alarm Monitor | PRDGa81500001102 | Deroyal Industries | 5 West - Cardiac Progressive Care Unit (PCU) | Akron | Akron City Campus | Akron City Hospital | 5th Floor | 2018-07-17 | Low
No | 054695 | Alarms, Occupancy, Chair/Wheelchair | M2100-SL - Safety Auto-Reset Fall Alarm Monitor | PRDGa81500004485 | Deroyal Industries | 5 West - Cardiac Progressive Care Unit (PCU) | Akron | Akron City Campus | Akron City Hospital | 5th Floor | 2018-07-17 | Low
No | 054696 | Alarms, Occupancy, Chair/Wheelchair | M2100-SL - Safety Auto-Reset Fall Alarm Monitor | PRDGa81500001143 | Deroyal Industries | 5 West - Cardiac Progressive Care Unit (PCU) | Akron | Akron City Campus | Akron City Hospital | 5th Floor | 2018-07-17 | Low
No | 054705 | Alarms, Occupancy, Chair/Wheelchair | M2100-SL - Safety Auto-Reset Fall Alarm Monitor | PRDGa75100001205 | Deroyal Industries | 5 West - Cardiac Progressive Care Unit (PCU) | Akron | Akron City Campus | Akron City Hospital | 5th Floor | 2018-07-17 | Low
No | 054706 | Alarms, Occupancy, Chair/Wheelchair | M2100-SL - Safety Auto-Reset Fall Alarm Monitor | PRDGa75100001222 | Deroyal Industries | 5 West - Cardiac Progressive Care Unit (PCU) | Akron | Akron City Campus | Akron City Hospital | 5th Floor | 2018-07-17 | Low
No | 054707 | Alarms, Occupancy, Chair/Wheelchair | M2100-SL - Safety Auto-Reset Fall Alarm Monitor | PRDGa75100001230 | Deroyal Industries | 5 West - Cardiac Progressive Care Unit (PCU) | Akron | Akron City Campus | Akron City Hospital | 5th Floor | 2018-07-17 | Low
No | 054708 | Alarms, Occupancy, Chair/Wheelchair | M2100-SL - Safety Auto-Reset Fall Alarm Monitor | PRDGa75100001236 | Deroyal Industries | 5 East - Observation Unit | Akron | Akron City Campus | Akron City Hospital | 5th Floor | 2018-07-17 | Low
No | 054709 | Alarms, Occupancy, Chair/Wheelchair | M2100-SL - Safety Auto-Reset Fall Alarm Monitor | PRDGa75100001248 | Deroyal Industries | 5 East - Observation Unit | Akron | Akron City Campus | Akron City Hospital | 5th Floor | 2018-07-17 | Low
No | 054710 | Alarms, Occupancy, Chair/Wheelchair | M2100-SL - Safety Auto-Reset Fall Alarm Monitor | PRDGa75100001207 | Deroyal Industries | 5 East - Observation Unit | Akron | Akron City Campus | Akron City Hospital | 5th Floor | 2018-07-17 | Low
No | 054711 | Alarms, Occupancy, Chair/Wheelchair | M2100-SL - Safety Auto-Reset Fall Alarm Monitor | PRDGa75100001235 | Deroyal Industries | 5 East - Observation Unit | Akron | Akron City Campus | Akron City Hospital | 5th Floor | 2018-07-17 | Low
No | 054714 | Alarms, Occupancy, Chair/Wheelchair | M2100-SL - Safety Auto-Reset Fall Alarm Monitor | PRDGa75100001233 | Deroyal Industries | 5 East - Observation Unit | Akron | Akron City Campus | Akron City Hospital | 5th Floor | 2018-07-17 | Low
No | 054715 | Alarms, Occupancy, Chair/Wheelchair | M2100-SL - Safety Auto-Reset Fall Alarm Monitor | PRDGa75100001224 | Deroyal Industries | 5 East - Observation Unit | Akron | Akron City Campus | Akron City Hospital | 5th Floor | 2018-07-17 | Low
No | 054716 | Alarms, Occupancy, Chair/Wheelchair | M2100-SL - Safety Auto-Reset Fall Alarm Monitor | PRDGa75100001247 | Deroyal Industries | 5 East - Observation Unit | Akron | Akron City Campus | Akron City Hospital | 5th Floor | 2018-07-17 | Low
No | 054717 | Alarms, Occupancy, Chair/Wheelchair | M2100-SL - Safety Auto-Reset Fall Alarm Monitor | PRDGa75100001227 | Deroyal Industries | 5 East - Observation Unit | Akron | Akron City Campus | Akron City Hospital | 5th Floor | 2018-07-17 | Low
No | 054718 | Alarms, Occupancy, Chair/Wheelchair | M2100-SL - Safety Auto-Reset Fall Alarm Monitor | PRDGa75100001208 | Deroyal Industries | 5 East - Observation Unit | Akron | Akron City Campus | Akron City Hospital | 5th Floor | 2018-07-17 | Low
No | 054719 | Alarms, Occupancy, Chair/Wheelchair | M2100-SL - Safety Auto-Reset Fall Alarm Monitor | PRDGa75100001249 | Deroyal Industries | 5 East - Observation Unit | Akron | Akron City Campus | Akron City Hospital | 5th Floor | 2018-07-17 | Low
No | 054720 | Alarms, Occupancy, Chair/Wheelchair | M2100-SL - Safety Auto-Reset Fall Alarm Monitor | PRDGa75100001246 | Deroyal Industries | 5 East - Observation Unit | Akron | Akron City Campus | Akron City Hospital | 5th Floor | 2018-07-17 | Low
No | 054745 | Alarms, Occupancy, Chair/Wheelchair | M2100-SL - Safety Auto-Reset Fall Alarm Monitor | PRDGa75100001850 | Deroyal Industries | 5 North - Acuity Adaptable Unit (AAU) | Akron | Akron City Campus | Akron City Hospital | 4th Floor | 2018-07-18 | Low
No | 054746 | Alarms, Occupancy, Chair/Wheelchair | M2100-SL - Safety Auto-Reset Fall Alarm Monitor | PRDGa75100001231 | Deroyal Industries | 5 North - Acuity Adaptable Unit (AAU) | Akron | Akron City Campus | Akron City Hospital | 4th Floor | 2018-07-18 | Low
No | 054748 | Alarms, Occupancy, Chair/Wheelchair | M2100-SL - Safety Auto-Reset Fall Alarm Monitor | PRDGa75100001238 | Deroyal Industries | 5 North - Acuity Adaptable Unit (AAU) | Akron | Akron City Campus | Akron City Hospital | 4th Floor | 2018-07-18 | Low
No | 054749 | Alarms, Occupancy, Chair/Wheelchair | M2100-SL - Safety Auto-Reset Fall Alarm Monitor | PRDGa75100001228 | Deroyal Industries | 5 North - Acuity Adaptable Unit (AAU) | Akron | Akron City Campus | Akron City Hospital | 4th Floor | 2018-07-18 | Low
No | 054752 | Alarms, Occupancy, Chair/Wheelchair | M2100-SL - Safety Auto-Reset Fall Alarm Monitor | PRDGa75100001560 | Deroyal Industries | Health Tech Mgmt | Akron | Akron City Campus | ACH Admin Building | Ground Floor | 2018-07-18 | Low
No | 054753 | Alarms, Occupancy, Chair/Wheelchair | M2100-SL - Safety Auto-Reset Fall Alarm Monitor | PRDGa75100001596 | Deroyal Industries | 6 West - Acute Care of the Elderly (ACE) Unit | Akron | Akron City Campus | Akron City Hospital | 6th Floor | 2018-07-18 | Low
No | 054754 | Alarms, Occupancy, Chair/Wheelchair | M2100-SL - Safety Auto-Reset Fall Alarm Monitor | PRDGa81500003414 | Deroyal Industries | 6 West - Acute Care of the Elderly (ACE) Unit | Akron | Akron City Campus | Akron City Hospital | 6th Floor | 2018-07-18 | Low
No | 054755 | Alarms, Occupancy, Chair/Wheelchair | M2100-SL - Safety Auto-Reset Fall Alarm Monitor | PRDGa81500003416 | Deroyal Industries | 6 West - Acute Care of the Elderly (ACE) Unit | Akron | Akron City Campus | Akron City Hospital | 6th Floor | 2018-07-18 | Low
No | 054756 | Alarms, Occupancy, Chair/Wheelchair | M2100-SL - Safety Auto-Reset Fall Alarm Monitor | PRDGa75100001599 | Deroyal Industries | 6 West - Acute Care of the Elderly (ACE) Unit | Akron | Akron City Campus | Akron City Hospital | 6th Floor | 2018-07-18 | Low
No | 054757 | Alarms, Occupancy, Chair/Wheelchair | M2100-SL - Safety Auto-Reset Fall Alarm Monitor | PRDGa75100001567 | Deroyal Industries | 6 West - Acute Care of the Elderly (ACE) Unit | Akron | Akron City Campus | Akron City Hospital | 6th Floor | 2018-07-18 | Low
No | 054758 | Alarms, Occupancy, Chair/Wheelchair | M2100-SL - Safety Auto-Reset Fall Alarm Monitor | PRDGa75100001564 | Deroyal Industries | Health Tech Mgmt | Akron | Akron City Campus | ACH Admin Building | Ground Floor | 2018-07-18 | Low
No | 054759 | Alarms, Occupancy, Chair/Wheelchair | M2100-SL - Safety Auto-Reset Fall Alarm Monitor | PRDGa75100001569 | Deroyal Industries | 6 West - Acute Care of the Elderly (ACE) Unit | Akron | Akron City Campus | Akron City Hospital | 6th Floor | 2018-07-18 | Low
No | 054760 | Alarms, Occupancy, Chair/Wheelchair | M2100-SL - Safety Auto-Reset Fall Alarm Monitor | PRDGa75100001583 | Deroyal Industries | 6 West - Acute Care of the Elderly (ACE) Unit | Akron | Akron City Campus | Akron City Hospital | 6th Floor | 2018-07-18 | Low
No | 054761 | Alarms, Occupancy, Chair/Wheelchair | M2100-SL - Safety Auto-Reset Fall Alarm Monitor | PRDGa75100002539 | Deroyal Industries | 6 West - Acute Care of the Elderly (ACE) Unit | Akron | Akron City Campus | Akron City Hospital | 6th Floor | 2018-07-18 | Low
No | 054762 | Alarms, Occupancy, Chair/Wheelchair | M2100-SL - Safety Auto-Reset Fall Alarm Monitor | PRDGa81500003405 | Deroyal Industries | 6 West - Acute Care of the Elderly (ACE) Unit | Akron | Akron City Campus | Akron City Hospital | 6th Floor | 2018-07-18 | Low
No | 054763 | Alarms, Occupancy, Chair/Wheelchair | M2100-SL - Safety Auto-Reset Fall Alarm Monitor | PRDGa81500003429 | Deroyal Industries | 6 West - Acute Care of the Elderly (ACE) Unit | Akron | Akron City Campus | Akron City Hospital | 6th Floor | 2018-07-18 | Low
No | 054764 | Alarms, Occupancy, Chair/Wheelchair | M2100-SL - Safety Auto-Reset Fall Alarm Monitor | PRDGa75100001556 | Deroyal Industries | 6 West - Acute Care of the Elderly (ACE) Unit | Akron | Akron City Campus | Akron City Hospital | 6th Floor | 2018-07-18 | Low
No | 054765 | Alarms, Occupancy, Chair/Wheelchair | M2100-SL - Safety Auto-Reset Fall Alarm Monitor | PRDGa75100001553 | Deroyal Industries | 6 West - Acute Care of the Elderly (ACE) Unit | Akron | Akron City Campus | Akron City Hospital | 6th Floor | 2018-07-18 | Low
No | 054766 | Alarms, Occupancy, Chair/Wheelchair | M2100-SL - Safety Auto-Reset Fall Alarm Monitor | PRDGa75100002508 | Deroyal Industries | 6 West - Acute Care of the Elderly (ACE) Unit | Akron | Akron City Campus | Akron City Hospital | 6th Floor | 2018-07-18 | Low
No | 054767 | Alarms, Occupancy, Chair/Wheelchair | M2100-SL - Safety Auto-Reset Fall Alarm Monitor | PRDGa75100001562 | Deroyal Industries | 6 West - Acute Care of the Elderly (ACE) Unit | Akron | Akron City Campus | Akron City Hospital | 6th Floor | 2018-07-18 | Low
No | 054768 | Alarms, Occupancy, Chair/Wheelchair | M2100-SL - Safety Auto-Reset Fall Alarm Monitor | PRDGa81500003418 | Deroyal Industries | T2 - STN Intensive Care Unit (STN-ICU) | Akron | Akron City Campus | Critical Care Tower | 2nd Floor | 2018-07-18 | Low
No | 054769 | Alarms, Occupancy, Chair/Wheelchair | M2100-SL - Safety Auto-Reset Fall Alarm Monitor | PRDGa75100001581 | Deroyal Industries | 6 West - Acute Care of the Elderly (ACE) Unit | Akron | Akron City Campus | Akron City Hospital | 6th Floor | 2018-07-18 | Low
No | 054770 | Alarms, Occupancy, Chair/Wheelchair | M2100-SL - Safety Auto-Reset Fall Alarm Monitor | PRDGa75100001573 | Deroyal Industries | 6 West - Acute Care of the Elderly (ACE) Unit | Akron | Akron City Campus | Akron City Hospital | 6th Floor | 2018-07-18 | Low
No | 054771 | Alarms, Occupancy, Chair/Wheelchair | M2100-SL - Safety Auto-Reset Fall Alarm Monitor | PRDGa75100001600 | Deroyal Industries | 6 West - Acute Care of the Elderly (ACE) Unit | Akron | Akron City Campus | Akron City Hospital | 6th Floor | 2018-07-18 | Low
No | 054772 | Alarms, Occupancy, Chair/Wheelchair | M2100-SL - Safety Auto-Reset Fall Alarm Monitor | PRDGa75100001592 | Deroyal Industries | 6 West - Acute Care of the Elderly (ACE) Unit | Akron | Akron City Campus | Akron City Hospital | 6th Floor | 2018-07-18 | Low
No | 054773 | Alarms, Occupancy, Chair/Wheelchair | M2100-SL - Safety Auto-Reset Fall Alarm Monitor | PRDGa75100001587 | Deroyal Industries | Health Tech Mgmt | Akron | Akron City Campus | ACH Admin Building | Ground Floor | 2018-07-18 | Low
No | 054774 | Alarms, Occupancy, Chair/Wheelchair | M2100-SL - Safety Auto-Reset Fall Alarm Monitor | PRDGa81500003445 | Deroyal Industries | 6 West - Acute Care of the Elderly (ACE) Unit | Akron | Akron City Campus | Akron City Hospital | 6th Floor | 2018-07-18 | Low
No | 054775 | Alarms, Occupancy, Chair/Wheelchair | M2100-SL - Safety Auto-Reset Fall Alarm Monitor | PRDGa75100001588 | Deroyal Industries | 6 West - Acute Care of the Elderly (ACE) Unit | Akron | Akron City Campus | Akron City Hospital | 6th Floor | 2018-07-18 | Low
No | 054776 | Alarms, Occupancy, Chair/Wheelchair | M2100-SL - Safety Auto-Reset Fall Alarm Monitor | PRDGa75100001570 | Deroyal Industries | 6 West - Acute Care of the Elderly (ACE) Unit | Akron | Akron City Campus | Akron City Hospital | 6th Floor | 2018-07-18 | Low
No | 054777 | Alarms, Occupancy, Chair/Wheelchair | M2100-SL - Safety Auto-Reset Fall Alarm Monitor | PRDGa81500003432 | Deroyal Industries | 6 West - Acute Care of the Elderly (ACE) Unit | Akron | Akron City Campus | Akron City Hospital | 6th Floor | 2018-07-18 | Low
No | 054778 | Alarms, Occupancy, Chair/Wheelchair | M2100-SL - Safety Auto-Reset Fall Alarm Monitor | PRDGa75100002501 | Deroyal Industries | 6 West - Acute Care of the Elderly (ACE) Unit | Akron | Akron City Campus | Akron City Hospital | 6th Floor | 2018-07-18 | Low
No | 054779 | Alarms, Occupancy, Chair/Wheelchair | M2100-SL - Safety Auto-Reset Fall Alarm Monitor | PRDGa75100001576 | Deroyal Industries | 6 West - Acute Care of the Elderly (ACE) Unit | Akron | Akron City Campus | Akron City Hospital | 6th Floor | 2018-07-18 | Low
No | 054780 | Alarms, Occupancy, Chair/Wheelchair | M2100-SL - Safety Auto-Reset Fall Alarm Monitor | PRDGa75100001598 | Deroyal Industries | 6 West - Acute Care of the Elderly (ACE) Unit | Akron | Akron City Campus | Akron City Hospital | 6th Floor | 2018-07-18 | Low
No | 054781 | Alarms, Occupancy, Chair/Wheelchair | M2100-SL - Safety Auto-Reset Fall Alarm Monitor | PRDGa75100001563 | Deroyal Industries | 6 West - Acute Care of the Elderly (ACE) Unit | Akron | Akron City Campus | Akron City Hospital | 6th Floor | 2018-07-18 | Low
No | 054782 | Alarms, Occupancy, Chair/Wheelchair | M2100-SL - Safety Auto-Reset Fall Alarm Monitor | PRDGa75100001574 | Deroyal Industries | 6 West - Acute Care of the Elderly (ACE) Unit | Akron | Akron City Campus | Akron City Hospital | 6th Floor | 2018-07-18 | Low
No | 054783 | Alarms, Occupancy, Chair/Wheelchair | M2100-SL - Safety Auto-Reset Fall Alarm Monitor | PRDGa75100001575 | Deroyal Industries | 6 West - Acute Care of the Elderly (ACE) Unit | Akron | Akron City Campus | Akron City Hospital | 6th Floor | 2018-07-18 | Low
No | 054785 | Alarms, Occupancy, Chair/Wheelchair | M2100-SL - Safety Auto-Reset Fall Alarm Monitor | PRDGa75100001244 | Deroyal Industries | 6 West - Acute Care of the Elderly (ACE) Unit | Akron | Akron City Campus | Akron City Hospital | 6th Floor | 2018-07-18 | Low
No | 054813 | Alarms, Occupancy, Chair/Wheelchair | M2100-SL - Safety Auto-Reset Fall Alarm Monitor | PRDGa75100001225 | Deroyal Industries | 1 Central - CV Progressive Care Unit (PCU) | Akron | Akron City Campus | Akron City Hospital | 1st Floor | 2018-07-18 | Low
No | 054817 | Alarms, Occupancy, Chair/Wheelchair | M2100-SL - Safety Auto-Reset Fall Alarm Monitor | PRDGa75100001243 | Deroyal Industries | 1 Central - CV Progressive Care Unit (PCU) | Akron | Akron City Campus | Akron City Hospital | 1st Floor | 2018-07-18 | Low
No | 054818 | Alarms, Occupancy, Chair/Wheelchair | M2100-SL - Safety Auto-Reset Fall Alarm Monitor | PRDGa75100001232 | Deroyal Industries | 1 Central - CV Progressive Care Unit (PCU) | Akron | Akron City Campus | Akron City Hospital | 1st Floor | 2018-07-18 | Low
No | 054819 | Alarms, Occupancy, Chair/Wheelchair | M2100-SL - Safety Auto-Reset Fall Alarm Monitor | PRDGa75100001204 | Deroyal Industries | 1 Central - CV Progressive Care Unit (PCU) | Akron | Akron City Campus | Akron City Hospital | 1st Floor | 2018-07-18 | Low
No | 054820 | Alarms, Occupancy, Chair/Wheelchair | M2100-SL - Safety Auto-Reset Fall Alarm Monitor | PRDGa75100001241 | Deroyal Industries | 1 Central - CV Progressive Care Unit (PCU) | Akron | Akron City Campus | Akron City Hospital | 1st Floor | 2018-07-18 | Low
No | 054821 | Alarms, Occupancy, Chair/Wheelchair | M2100-SL - Safety Auto-Reset Fall Alarm Monitor | PRDGa75100001210 | Deroyal Industries | 1 Central - CV Progressive Care Unit (PCU) | Akron | Akron City Campus | Akron City Hospital | 1st Floor | 2018-07-18 | Low
No | 054822 | Alarms, Occupancy, Chair/Wheelchair | M2100-SL - Safety Auto-Reset Fall Alarm Monitor | PRDGa75100001211 | Deroyal Industries | 1 Central - CV Progressive Care Unit (PCU) | Akron | Akron City Campus | Akron City Hospital | 1st Floor | 2018-07-18 | Low
No | 054823 | Alarms, Occupancy, Chair/Wheelchair | M2100-SL - Safety Auto-Reset Fall Alarm Monitor | PRDGa75100001242 | Deroyal Industries | 1 Central - CV Progressive Care Unit (PCU) | Akron | Akron City Campus | Akron City Hospital | 1st Floor | 2018-07-18 | Low
No | 054824 | Alarms, Occupancy, Chair/Wheelchair | M2100-SL - Safety Auto-Reset Fall Alarm Monitor | PRDGa75100001245 | Deroyal Industries | 1 Central - CV Progressive Care Unit (PCU) | Akron | Akron City Campus | Akron City Hospital | 1st Floor | 2018-07-18 | Low
No | 054825 | Alarms, Occupancy, Chair/Wheelchair | M2100-SL - Safety Auto-Reset Fall Alarm Monitor | PRDGa75100001202 | Deroyal Industries | 1 Central - CV Progressive Care Unit (PCU) | Akron | Akron City Campus | Akron City Hospital | 1st Floor | 2018-07-18 | Low
No | 054826 | Alarms, Occupancy, Chair/Wheelchair | M2100-SL - Safety Auto-Reset Fall Alarm Monitor | PRDGa75100001209 | Deroyal Industries | 1 Central - CV Progressive Care Unit (PCU) | Akron | Akron City Campus | Akron City Hospital | 1st Floor | 2018-07-18 | Low
No | 054827 | Alarms, Occupancy, Chair/Wheelchair | M2100-SL - Safety Auto-Reset Fall Alarm Monitor | PRDGa75100001223 | Deroyal Industries | 1 Central - CV Progressive Care Unit (PCU) | Akron | Akron City Campus | Akron City Hospital | 1st Floor | 2018-07-18 | Low
No | 054879 | Alarms, Occupancy, Chair/Wheelchair | M2100-SL - Safety Auto-Reset Fall Alarm Monitor | PRDGa81500003408 | Deroyal Industries | Health Tech Mgmt - SB | Barberton | Barberton Campus | Summa Barberton Hospital | 5th Floor | 2018-07-17 | Low
No | 054880 | Alarms, Occupancy, Chair/Wheelchair | M2100-SL - Safety Auto-Reset Fall Alarm Monitor | PRDGa74900001508 | Deroyal Industries | Health Tech Mgmt | Akron | Akron City Campus | ACH Admin Building | Ground Floor | 2018-07-17 | Low
No | 054882 | Alarms, Occupancy, Chair/Wheelchair | M2100-SL - Safety Auto-Reset Fall Alarm Monitor | PRDGa74900000141 | Deroyal Industries | 5 West - Cardiac Progressive Care Unit (PCU) | Akron | Akron City Campus | Akron City Hospital | 5th Floor | 2018-07-17 | Low
No | 054883 | Alarms, Occupancy, Chair/Wheelchair | M2100-SL - Safety Auto-Reset Fall Alarm Monitor | PRDGa75100001554 | Deroyal Industries | Health Tech Mgmt | Akron | Akron City Campus | ACH Admin Building | Ground Floor | 2018-07-17 | Low
No | 054884 | Alarms, Occupancy, Chair/Wheelchair | M2100-SL - Safety Auto-Reset Fall Alarm Monitor | PRDGa74900000142 | Deroyal Industries | Health Tech Mgmt | Akron | Akron City Campus | ACH Admin Building | Ground Floor | 2018-07-17 | Low
No | 054885 | Alarms, Occupancy, Chair/Wheelchair | M2100-SL - Safety Auto-Reset Fall Alarm Monitor | PRDGa74900000791 | Deroyal Industries | Emergency Department (ED) - ACH | Akron | Akron City Campus | Akron City Hospital | Ground Floor | 2018-07-17 | Low
No | 054886 | Alarms, Occupancy, Chair/Wheelchair | M2100-SL - Safety Auto-Reset Fall Alarm Monitor | PRDGa74900000753 | Deroyal Industries | 3 West - Trauma/Neuro Progressive Care Unit (PCU) | Akron | Akron City Campus | Akron City Hospital | 3rd Floor | 2018-07-17 | Low
No | 054887 | Alarms, Occupancy, Chair/Wheelchair | M2100-SL - Safety Auto-Reset Fall Alarm Monitor | PRDGa74900000034 | Deroyal Industries | Health Tech Mgmt | Akron | Akron City Campus | ACH Admin Building | Ground Floor | 2018-07-17 | Low
No | 054888 | Alarms, Occupancy, Chair/Wheelchair | M2100-SL - Safety Auto-Reset Fall Alarm Monitor | PRDGa74900000138 | Deroyal Industries | Emergency Department (ED) - ACH | Akron | Akron City Campus | Akron City Hospital | Ground Floor | 2018-07-17 | Low
No | 054889 | Alarms, Occupancy, Chair/Wheelchair | M2100-SL - Safety Auto-Reset Fall Alarm Monitor | PRDGa81500001114 | Deroyal Industries | Health Tech Mgmt | Akron | Akron City Campus | ACH Admin Building | Ground Floor | 2018-07-17 | Low
No | 054890 | Alarms, Occupancy, Chair/Wheelchair | M2100-SL - Safety Auto-Reset Fall Alarm Monitor | PRDGa74900000049 | Deroyal Industries | Health Tech Mgmt | Akron | Akron City Campus | ACH Admin Building | Ground Floor | 2018-07-17 | Low
No | 054891 | Alarms, Occupancy, Chair/Wheelchair | M2100-SL - Safety Auto-Reset Fall Alarm Monitor | PRDGa74900000113 | Deroyal Industries | Health Tech Mgmt | Akron | Akron City Campus | ACH Admin Building | Ground Floor | 2018-07-17 | Low
No | 054956 | Alarms, Occupancy, Chair/Wheelchair | M2100-SL - Safety Auto-Reset Fall Alarm Monitor | PRDGa74900000101 | Deroyal Industries | 4 West - CPI Progressive Care Unit (CPI-PCU) | Akron | Akron City Campus | Akron City Hospital | 4th Floor | 2019-02-08 | Low
No | 056026 | Alarms, Occupancy, Chair/Wheelchair | M2100-SL - Safety Auto-Reset Fall Alarm Monitor | PRDGa83200001862 | Deroyal Industries | Emergency Department (ED) - ACH | Akron | Akron City Campus | Akron City Hospital | Ground Floor | 2019-03-28 | Low
No | 056027 | Alarms, Occupancy, Chair/Wheelchair | M2100-SL - Safety Auto-Reset Fall Alarm Monitor | PRDGa83200002086 | Deroyal Industries | H6 - Surgical Progressive Care Unit (PCU) | Akron | Akron City Campus | H Tower | 6th Floor | 2019-03-28 | Low
No | 056028 | Alarms, Occupancy, Chair/Wheelchair | M2100-SL - Safety Auto-Reset Fall Alarm Monitor | PRDGa83200001410 | Deroyal Industries | H6 - Surgical Progressive Care Unit (PCU) | Akron | Akron City Campus | H Tower | 6th Floor | 2019-03-28 | Low
No | 056029 | Alarms, Occupancy, Chair/Wheelchair | M2100-SL - Safety Auto-Reset Fall Alarm Monitor | PRDGa83200001409 | Deroyal Industries | H6 - Surgical Progressive Care Unit (PCU) | Akron | Akron City Campus | H Tower | 6th Floor | 2019-03-28 | Low
No | 056030 | Alarms, Occupancy, Chair/Wheelchair | M2100-SL - Safety Auto-Reset Fall Alarm Monitor | PRDGa83200002052 | Deroyal Industries | H6 - Surgical Progressive Care Unit (PCU) | Akron | Akron City Campus | H Tower | 6th Floor | 2019-03-28 | Low
No | 056031 | Alarms, Occupancy, Chair/Wheelchair | M2100-SL - Safety Auto-Reset Fall Alarm Monitor | PRDGa83200001436 | Deroyal Industries | H6 - Surgical Progressive Care Unit (PCU) | Akron | Akron City Campus | H Tower | 6th Floor | 2019-03-28 | Low
No | 056032 | Alarms, Occupancy, Chair/Wheelchair | M2100-SL - Safety Auto-Reset Fall Alarm Monitor | PRDGa83200001431 | Deroyal Industries | H6 - Surgical Progressive Care Unit (PCU) | Akron | Akron City Campus | H Tower | 6th Floor | 2019-03-28 | Low
No | 056033 | Alarms, Occupancy, Chair/Wheelchair | M2100-SL - Safety Auto-Reset Fall Alarm Monitor | PRDGa83200001403 | Deroyal Industries | H6 - Surgical Progressive Care Unit (PCU) | Akron | Akron City Campus | H Tower | 6th Floor | 2019-03-28 | Low
No | 056034 | Alarms, Occupancy, Chair/Wheelchair | M2100-SL - Safety Auto-Reset Fall Alarm Monitor | PRDGa83200002061 | Deroyal Industries | H6 - Surgical Progressive Care Unit (PCU) | Akron | Akron City Campus | H Tower | 6th Floor | 2019-03-28 | Low
No | 056035 | Alarms, Occupancy, Chair/Wheelchair | M2100-SL - Safety Auto-Reset Fall Alarm Monitor | PRDGa82700000969 | Deroyal Industries | H6 - Surgical Progressive Care Unit (PCU) | Akron | Akron City Campus | H Tower | 6th Floor | 2019-03-28 | Low
No | 056036 | Alarms, Occupancy, Chair/Wheelchair | M2100-SL - Safety Auto-Reset Fall Alarm Monitor | PRDGa83200001424 | Deroyal Industries | H6 - Surgical Progressive Care Unit (PCU) | Akron | Akron City Campus | H Tower | 6th Floor | 2019-03-28 | Low
No | 056037 | Alarms, Occupancy, Chair/Wheelchair | M2100-SL - Safety Auto-Reset Fall Alarm Monitor | PRDGa83200002073 | Deroyal Industries | H5 - Medical/Surgical Unit (MSU) | Akron | Akron City Campus | H Tower | 5th Floor | 2019-03-28 | Low
No | 056038 | Alarms, Occupancy, Chair/Wheelchair | M2100-SL - Safety Auto-Reset Fall Alarm Monitor | PRDGa83200002075 | Deroyal Industries | H5 - Medical/Surgical Unit (MSU) | Akron | Akron City Campus | H Tower | 5th Floor | 2019-03-28 | Low
No | 056039 | Alarms, Occupancy, Chair/Wheelchair | M2100-SL - Safety Auto-Reset Fall Alarm Monitor | PRDGa82700000958 | Deroyal Industries | H5 - Medical/Surgical Unit (MSU) | Akron | Akron City Campus | H Tower | 5th Floor | 2019-03-28 | Low
No | 056040 | Alarms, Occupancy, Chair/Wheelchair | M2100-SL - Safety Auto-Reset Fall Alarm Monitor | PRDGa83200001413 | Deroyal Industries | H5 - Medical/Surgical Unit (MSU) | Akron | Akron City Campus | H Tower | 5th Floor | 2019-03-28 | Low
No | 056041 | Alarms, Occupancy, Chair/Wheelchair | M2100-SL - Safety Auto-Reset Fall Alarm Monitor | PRDGa82700000961 | Deroyal Industries | H5 - Medical/Surgical Unit (MSU) | Akron | Akron City Campus | H Tower | 5th Floor | 2019-03-28 | Low
No | 056042 | Alarms, Occupancy, Chair/Wheelchair | M2100-SL - Safety Auto-Reset Fall Alarm Monitor | PRDGa83200001887 | Deroyal Industries | H5 - Medical/Surgical Unit (MSU) | Akron | Akron City Campus | H Tower | 5th Floor | 2019-03-28 | Low
No | 056043 | Alarms, Occupancy, Chair/Wheelchair | M2100-SL - Safety Auto-Reset Fall Alarm Monitor | PRDGa83200001878 | Deroyal Industries | H5 - Medical/Surgical Unit (MSU) | Akron | Akron City Campus | H Tower | 5th Floor | 2019-03-28 | Low
No | 056044 | Alarms, Occupancy, Chair/Wheelchair | M2100-SL - Safety Auto-Reset Fall Alarm Monitor | PRDGa83200001891 | Deroyal Industries | H5 - Medical/Surgical Unit (MSU) | Akron | Akron City Campus | H Tower | 5th Floor | 2019-03-28 | Low
No | 056045 | Alarms, Occupancy, Chair/Wheelchair | M2100-SL - Safety Auto-Reset Fall Alarm Monitor | PRDGa83200001859 | Deroyal Industries | H5 - Medical/Surgical Unit (MSU) | Akron | Akron City Campus | H Tower | 5th Floor | 2019-03-28 | Low
No | 056046 | Alarms, Occupancy, Chair/Wheelchair | M2100-SL - Safety Auto-Reset Fall Alarm Monitor | PRDGa83200002067 | Deroyal Industries | H5 - Medical/Surgical Unit (MSU) | Akron | Akron City Campus | H Tower | 5th Floor | 2019-03-28 | Low
No | 056047 | Alarms, Occupancy, Chair/Wheelchair | M2100-SL - Safety Auto-Reset Fall Alarm Monitor | PRDGa83200001855 | Deroyal Industries | H5 - Medical/Surgical Unit (MSU) | Akron | Akron City Campus | H Tower | 5th Floor | 2019-03-28 | Low
No | 056048 | Alarms, Occupancy, Chair/Wheelchair | M2100-SL - Safety Auto-Reset Fall Alarm Monitor | PRDGa83200001872 | Deroyal Industries | H5 - Medical/Surgical Unit (MSU) | Akron | Akron City Campus | H Tower | 5th Floor | 2019-03-28 | Low
No | 056049 | Alarms, Occupancy, Chair/Wheelchair | M2100-SL - Safety Auto-Reset Fall Alarm Monitor | PRDGa82700000985 | Deroyal Industries | H5 - Medical/Surgical Unit (MSU) | Akron | Akron City Campus | H Tower | 5th Floor | 2019-03-28 | Low
No | 056050 | Alarms, Occupancy, Chair/Wheelchair | M2100-SL - Safety Auto-Reset Fall Alarm Monitor | PRDGa83200001883 | Deroyal Industries | H5 - Medical/Surgical Unit (MSU) | Akron | Akron City Campus | H Tower | 5th Floor | 2019-03-28 | Low
No | 056051 | Alarms, Occupancy, Chair/Wheelchair | M2100-SL - Safety Auto-Reset Fall Alarm Monitor | PRDGa83200001885 | Deroyal Industries | H5 - Medical/Surgical Unit (MSU) | Akron | Akron City Campus | H Tower | 5th Floor | 2019-03-28 | Low
No | 056052 | Alarms, Occupancy, Chair/Wheelchair | M2100-SL - Safety Auto-Reset Fall Alarm Monitor | PRDGa83200001857 | Deroyal Industries | H5 - Medical/Surgical Unit (MSU) | Akron | Akron City Campus | H Tower | 5th Floor | 2019-03-28 | Low
No | 056053 | Alarms, Occupancy, Chair/Wheelchair | M2100-SL - Safety Auto-Reset Fall Alarm Monitor | PRDGa83200001869 | Deroyal Industries | H5 - Medical/Surgical Unit (MSU) | Akron | Akron City Campus | H Tower | 5th Floor | 2019-03-28 | Low
No | 056054 | Alarms, Occupancy, Chair/Wheelchair | M2100-SL - Safety Auto-Reset Fall Alarm Monitor | PRDGa83200001877 | Deroyal Industries | H5 - Medical/Surgical Unit (MSU) | Akron | Akron City Campus | H Tower | 5th Floor | 2019-03-28 | Low
No | 056055 | Alarms, Occupancy, Chair/Wheelchair | M2100-SL - Safety Auto-Reset Fall Alarm Monitor | PRDGa83200001856 | Deroyal Industries | H5 - Medical/Surgical Unit (MSU) | Akron | Akron City Campus | H Tower | 5th Floor | 2019-03-28 | Low
No | 056056 | Alarms, Occupancy, Chair/Wheelchair | M2100-SL - Safety Auto-Reset Fall Alarm Monitor | PRDGa83200001868 | Deroyal Industries | H6 - Surgical Progressive Care Unit (PCU) | Akron | Akron City Campus | H Tower | 6th Floor | 2019-03-28 | Low
No | 056057 | Alarms, Occupancy, Chair/Wheelchair | M2100-SL - Safety Auto-Reset Fall Alarm Monitor | PRDGa83200001897 | Deroyal Industries | H5 - Medical/Surgical Unit (MSU) | Akron | Akron City Campus | H Tower | 5th Floor | 2019-03-28 | Low
No | 056058 | Alarms, Occupancy, Chair/Wheelchair | M2100-SL - Safety Auto-Reset Fall Alarm Monitor | PRDGa83200001870 | Deroyal Industries | H5 - Medical/Surgical Unit (MSU) | Akron | Akron City Campus | H Tower | 5th Floor | 2019-03-28 | Low
No | 056059 | Alarms, Occupancy, Chair/Wheelchair | M2100-SL - Safety Auto-Reset Fall Alarm Monitor | PRDGa83200001899 | Deroyal Industries | H5 - Medical/Surgical Unit (MSU) | Akron | Akron City Campus | H Tower | 5th Floor | 2019-03-28 | Low
No | 056060 | Alarms, Occupancy, Chair/Wheelchair | M2100-SL - Safety Auto-Reset Fall Alarm Monitor | PRDGa83200001879 | Deroyal Industries | H5 - Medical/Surgical Unit (MSU) | Akron | Akron City Campus | H Tower | 5th Floor | 2019-03-28 | Low
No | 056061 | Alarms, Occupancy, Chair/Wheelchair | M2100-SL - Safety Auto-Reset Fall Alarm Monitor | PRDGa83200001861 | Deroyal Industries | H6 - Surgical Progressive Care Unit (PCU) | Akron | Akron City Campus | H Tower | 6th Floor | 2019-03-28 | Low
No | 056062 | Alarms, Occupancy, Chair/Wheelchair | M2100-SL - Safety Auto-Reset Fall Alarm Monitor | PRDGa83200001864 | Deroyal Industries | H5 - Medical/Surgical Unit (MSU) | Akron | Akron City Campus | H Tower | 5th Floor | 2019-03-28 | Low
No | 056063 | Alarms, Occupancy, Chair/Wheelchair | M2100-SL - Safety Auto-Reset Fall Alarm Monitor | PRDGa83200001852 | Deroyal Industries | H5 - Medical/Surgical Unit (MSU) | Akron | Akron City Campus | H Tower | 5th Floor | 2019-03-28 | Low
No | 056064 | Alarms, Occupancy, Chair/Wheelchair | M2100-SL - Safety Auto-Reset Fall Alarm Monitor | PRDGa83200001866 | Deroyal Industries | H5 - Medical/Surgical Unit (MSU) | Akron | Akron City Campus | H Tower | 5th Floor | 2019-03-28 | Low
No | 056065 | Alarms, Occupancy, Chair/Wheelchair | M2100-SL - Safety Auto-Reset Fall Alarm Monitor | PRDGa83200001890 | Deroyal Industries | H5 - Medical/Surgical Unit (MSU) | Akron | Akron City Campus | H Tower | 5th Floor | 2019-03-28 | Low
No | 056066 | Alarms, Occupancy, Chair/Wheelchair | M2100-SL - Safety Auto-Reset Fall Alarm Monitor | PRDGa83200001880 | Deroyal Industries | H5 - Medical/Surgical Unit (MSU) | Akron | Akron City Campus | H Tower | 5th Floor | 2019-03-28 | Low
No | 056067 | Alarms, Occupancy, Chair/Wheelchair | M2100-SL - Safety Auto-Reset Fall Alarm Monitor | PRDGa83200001892 | Deroyal Industries | H6 - Surgical Progressive Care Unit (PCU) | Akron | Akron City Campus | H Tower | 6th Floor | 2019-03-28 | Low
No | 056068 | Alarms, Occupancy, Chair/Wheelchair | M2100-SL - Safety Auto-Reset Fall Alarm Monitor | PRDGa83200001896 | Deroyal Industries | H6 - Surgical Progressive Care Unit (PCU) | Akron | Akron City Campus | H Tower | 6th Floor | 2019-03-28 | Low
No | 056069 | Alarms, Occupancy, Chair/Wheelchair | M2100-SL - Safety Auto-Reset Fall Alarm Monitor | PRDGa83200001894 | Deroyal Industries | H6 - Surgical Progressive Care Unit (PCU) | Akron | Akron City Campus | H Tower | 6th Floor | 2019-03-28 | Low
No | 056070 | Alarms, Occupancy, Chair/Wheelchair | M2100-SL - Safety Auto-Reset Fall Alarm Monitor | PRDGa83200001884 | Deroyal Industries | H5 - Medical/Surgical Unit (MSU) | Akron | Akron City Campus | H Tower | 5th Floor | 2019-03-28 | Low
No | 056071 | Alarms, Occupancy, Chair/Wheelchair | M2100-SL - Safety Auto-Reset Fall Alarm Monitor | PRDGa83200001865 | Deroyal Industries | H5 - Medical/Surgical Unit (MSU) | Akron | Akron City Campus | H Tower | 5th Floor | 2019-03-28 | Low
No | 056072 | Alarms, Occupancy, Chair/Wheelchair | M2100-SL - Safety Auto-Reset Fall Alarm Monitor | PRDGa83200001860 | Deroyal Industries | H5 - Medical/Surgical Unit (MSU) | Akron | Akron City Campus | H Tower | 5th Floor | 2019-03-28 | Low
No | 056073 | Alarms, Occupancy, Chair/Wheelchair | M2100-SL - Safety Auto-Reset Fall Alarm Monitor | PRDGa83200001863 | Deroyal Industries | H6 - Surgical Progressive Care Unit (PCU) | Akron | Akron City Campus | H Tower | 6th Floor | 2019-03-28 | Low
No | 056074 | Alarms, Occupancy, Chair/Wheelchair | M2100-SL - Safety Auto-Reset Fall Alarm Monitor | PRDGa83200001882 | Deroyal Industries | H5 - Medical/Surgical Unit (MSU) | Akron | Akron City Campus | H Tower | 5th Floor | 2019-03-28 | Low
No | 056075 | Alarms, Occupancy, Chair/Wheelchair | M2100-SL - Safety Auto-Reset Fall Alarm Monitor | PRDGa83200001867 | Deroyal Industries | H5 - Medical/Surgical Unit (MSU) | Akron | Akron City Campus | H Tower | 5th Floor | 2019-03-28 | Low
No | 056076 | Alarms, Occupancy, Chair/Wheelchair | M2100-SL - Safety Auto-Reset Fall Alarm Monitor | PRDGa83200001889 | Deroyal Industries | H6 - Surgical Progressive Care Unit (PCU) | Akron | Akron City Campus | H Tower | 6th Floor | 2019-03-28 | Low
No | 056077 | Alarms, Occupancy, Chair/Wheelchair | M2100-SL - Safety Auto-Reset Fall Alarm Monitor | PRDGa83200001888 | Deroyal Industries | H6 - Surgical Progressive Care Unit (PCU) | Akron | Akron City Campus | H Tower | 6th Floor | 2019-03-28 | Low
No | 056078 | Alarms, Occupancy, Chair/Wheelchair | M2100-SL - Safety Auto-Reset Fall Alarm Monitor | PRDGa83200001886 | Deroyal Industries | H5 - Medical/Surgical Unit (MSU) | Akron | Akron City Campus | H Tower | 5th Floor | 2019-03-28 | Low
No | 056079 | Alarms, Occupancy, Chair/Wheelchair | M2100-SL - Safety Auto-Reset Fall Alarm Monitor | PRDGa83200001898 | Deroyal Industries | H6 - Surgical Progressive Care Unit (PCU) | Akron | Akron City Campus | H Tower | 6th Floor | 2019-03-28 | Low
No | 056080 | Alarms, Occupancy, Chair/Wheelchair | M2100-SL - Safety Auto-Reset Fall Alarm Monitor | PRDGa83200001900 | Deroyal Industries | H6 - Surgical Progressive Care Unit (PCU) | Akron | Akron City Campus | H Tower | 6th Floor | 2019-03-28 | Low
No | 056101 | Alarms, Occupancy, Chair/Wheelchair | M2100-SL - Safety Auto-Reset Fall Alarm Monitor | PRDGa83200001874 | Deroyal Industries | 4 North - Medical Unit | Akron | Akron City Campus | Akron City Hospital | 4th Floor | 2019-03-28 | Low
No | 056102 | Alarms, Occupancy, Chair/Wheelchair | M2100-SL - Safety Auto-Reset Fall Alarm Monitor | PRDGa83200001858 | Deroyal Industries | Health Tech Mgmt | Akron | Akron City Campus | ACH Admin Building | Ground Floor | 2019-03-28 | Low
No | 056103 | Alarms, Occupancy, Chair/Wheelchair | M2100-SL - Safety Auto-Reset Fall Alarm Monitor | PRDGa83200001873 | Deroyal Industries | H6 - Surgical Progressive Care Unit (PCU) | Akron | Akron City Campus | H Tower | 6th Floor | 2019-03-28 | Low
No | 056104 | Alarms, Occupancy, Chair/Wheelchair | M2100-SL - Safety Auto-Reset Fall Alarm Monitor | PRDGa82700000997 | Deroyal Industries | H6 - Surgical Progressive Care Unit (PCU) | Akron | Akron City Campus | H Tower | 6th Floor | 2019-03-28 | Low
No | 056105 | Alarms, Occupancy, Chair/Wheelchair | M2100-SL - Safety Auto-Reset Fall Alarm Monitor | PRDGa83200002079 | Deroyal Industries | H6 - Surgical Progressive Care Unit (PCU) | Akron | Akron City Campus | H Tower | 6th Floor | 2019-03-28 | Low
No | 056106 | Alarms, Occupancy, Chair/Wheelchair | M2100-SL - Safety Auto-Reset Fall Alarm Monitor | PRDGa83200001419 | Deroyal Industries | H6 - Surgical Progressive Care Unit (PCU) | Akron | Akron City Campus | H Tower | 6th Floor | 2019-03-28 | Low
No | 056107 | Alarms, Occupancy, Chair/Wheelchair | M2100-SL - Safety Auto-Reset Fall Alarm Monitor | PRDGa83200002077 | Deroyal Industries | H6 - Surgical Progressive Care Unit (PCU) | Akron | Akron City Campus | H Tower | 6th Floor | 2019-03-28 | Low
No | 056109 | Alarms, Occupancy, Chair/Wheelchair | M2100-SL - Safety Auto-Reset Fall Alarm Monitor | PRDGa83200001430 | Deroyal Industries | 4 North - Medical Unit | Akron | Akron City Campus | Akron City Hospital | 4th Floor | 2019-03-28 | Low
No | 056110 | Alarms, Occupancy, Chair/Wheelchair | M2100-SL - Safety Auto-Reset Fall Alarm Monitor | PRDGa83200002081 | Deroyal Industries | Emergency Department (ED) - ACH | Akron | Akron City Campus | Akron City Hospital | Ground Floor | 2019-03-28 | Low
No | 056112 | Alarms, Occupancy, Chair/Wheelchair | M2100-SL - Safety Auto-Reset Fall Alarm Monitor | PRDGa83200001851 | Deroyal Industries | 5 West - Cardiac Progressive Care Unit (PCU) | Akron | Akron City Campus | Akron City Hospital | 5th Floor | 2019-03-28 | Low
No | 056113 | Alarms, Occupancy, Chair/Wheelchair | M2100-SL - Safety Auto-Reset Fall Alarm Monitor | PRDGa83200001854 | Deroyal Industries | H6 - Surgical Progressive Care Unit (PCU) | Akron | Akron City Campus | H Tower | 6th Floor | 2019-03-28 | Low
No | 056114 | Alarms, Occupancy, Chair/Wheelchair | M2100-SL - Safety Auto-Reset Fall Alarm Monitor | PRDGa82700000968 | Deroyal Industries | H6 - Surgical Progressive Care Unit (PCU) | Akron | Akron City Campus | H Tower | 6th Floor | 2019-03-28 | Low
No | 056115 | Alarms, Occupancy, Chair/Wheelchair | M2100-SL - Safety Auto-Reset Fall Alarm Monitor | PRDGa83200001853 | Deroyal Industries | H6 - Surgical Progressive Care Unit (PCU) | Akron | Akron City Campus | H Tower | 6th Floor | 2019-03-28 | Low
No | 056116 | Alarms, Occupancy, Chair/Wheelchair | M2100-SL - Safety Auto-Reset Fall Alarm Monitor | PRDGa83200001871 | Deroyal Industries | H6 - Surgical Progressive Care Unit (PCU) | Akron | Akron City Campus | H Tower | 6th Floor | 2019-03-28 | Low
No | 056117 | Alarms, Occupancy, Chair/Wheelchair | M2100-SL - Safety Auto-Reset Fall Alarm Monitor | PRDGa83200001875 | Deroyal Industries | H6 - Surgical Progressive Care Unit (PCU) | Akron | Akron City Campus | H Tower | 6th Floor | 2019-03-28 | Low
No | 056118 | Alarms, Occupancy, Chair/Wheelchair | M2100-SL - Safety Auto-Reset Fall Alarm Monitor | PRDGa83200001893 | Deroyal Industries | H6 - Surgical Progressive Care Unit (PCU) | Akron | Akron City Campus | H Tower | 6th Floor | 2019-03-28 | Low
No | 056119 | Alarms, Occupancy, Chair/Wheelchair | M2100-SL - Safety Auto-Reset Fall Alarm Monitor | PRDGa82700000959 | Deroyal Industries | H6 - Surgical Progressive Care Unit (PCU) | Akron | Akron City Campus | H Tower | 6th Floor | 2019-03-28 | Low
No | 056120 | Alarms, Occupancy, Chair/Wheelchair | M2100-SL - Safety Auto-Reset Fall Alarm Monitor | PRDGa83200001450 | Deroyal Industries | H6 - Surgical Progressive Care Unit (PCU) | Akron | Akron City Campus | H Tower | 6th Floor | 2019-03-28 | Low
No | 056121 | Alarms, Occupancy, Chair/Wheelchair | M2100-SL - Safety Auto-Reset Fall Alarm Monitor | PRDGa83200001876 | Deroyal Industries | 1 Central - CV Progressive Care Unit (PCU) | Akron | Akron City Campus | Akron City Hospital | 1st Floor | 2019-03-28 | Low
No | 056122 | Alarms, Occupancy, Chair/Wheelchair | M2100-SL - Safety Auto-Reset Fall Alarm Monitor | PRDGa83200002089 | Deroyal Industries | H6 - Surgical Progressive Care Unit (PCU) | Akron | Akron City Campus | H Tower | 6th Floor | 2019-03-28 | Low
No | 056123 | Alarms, Occupancy, Chair/Wheelchair | M2100-SL - Safety Auto-Reset Fall Alarm Monitor | PRDGa83200001425 | Deroyal Industries | H6 - Surgical Progressive Care Unit (PCU) | Akron | Akron City Campus | H Tower | 6th Floor | 2019-03-28 | Low
No | 056125 | Alarms, Occupancy, Chair/Wheelchair | M2100-SL - Safety Auto-Reset Fall Alarm Monitor | PRDGa83200002083 | Deroyal Industries | H6 - Surgical Progressive Care Unit (PCU) | Akron | Akron City Campus | H Tower | 6th Floor | 2019-03-28 | Low
No | 057367 | Alarms, Occupancy, Chair/Wheelchair | M2100-SL - Safety Auto-Reset Fall Alarm Monitor | PRDGa74900000798 | Deroyal Industries | 6 West - Acute Care of the Elderly (ACE) Unit | Akron | Akron City Campus | Akron City Hospital | 6th Floor | 2018-08-13 | Low
No | 057374 | Alarms, Occupancy, Chair/Wheelchair | M2100-SL - Safety Auto-Reset Fall Alarm Monitor | PRDGa749000001501 | Deroyal Industries | H5 - Medical/Surgical Unit (MSU) | Akron | Akron City Campus | H Tower | 5th Floor | 2019-05-22 | Low
No | 057375 | Alarms, Occupancy, Chair/Wheelchair | M2100-SL - Safety Auto-Reset Fall Alarm Monitor | PRDGa74900001505 | Deroyal Industries | H5 - Medical/Surgical Unit (MSU) | Akron | Akron City Campus | H Tower | 5th Floor | 2019-05-22 | Low
No | 058642 | Alarms, Occupancy, Chair/Wheelchair | M2100-SL - Safety Auto-Reset Fall Alarm Monitor | 74900001535 | Deroyal Industries | Health Tech Mgmt | Akron | Akron City Campus | ACH Admin Building | Ground Floor | 2018-07-17 | Low
No | 059551 | Alarms, Occupancy, Chair/Wheelchair | M2100-SL - Safety Auto-Reset Fall Alarm Monitor | PRDGA84000000400 | Deroyal Industries | 6 West - Acute Care of the Elderly (ACE) Unit | Akron | Akron City Campus | Akron City Hospital | 6th Floor | 2020-11-06 | Low
No | 059552 | Alarms, Occupancy, Chair/Wheelchair | M2100-SL - Safety Auto-Reset Fall Alarm Monitor | PRDGA84000000388 | Deroyal Industries | 6 West - Acute Care of the Elderly (ACE) Unit | Akron | Akron City Campus | Akron City Hospital | 6th Floor | 2020-11-06 | Low
No | 059553 | Alarms, Occupancy, Chair/Wheelchair | M2100-SL - Safety Auto-Reset Fall Alarm Monitor | PRDGA84000001700 | Deroyal Industries | 6 West - Acute Care of the Elderly (ACE) Unit | Akron | Akron City Campus | Akron City Hospital | 6th Floor | 2020-11-06 | Low
No | 059554 | Alarms, Occupancy, Chair/Wheelchair | M2100-SL - Safety Auto-Reset Fall Alarm Monitor | PRDGA84000001695 | Deroyal Industries | 6 West - Acute Care of the Elderly (ACE) Unit | Akron | Akron City Campus | Akron City Hospital | 6th Floor | 2020-11-06 | Low
No | 059555 | Alarms, Occupancy, Chair/Wheelchair | M2100-SL - Safety Auto-Reset Fall Alarm Monitor | PRDGA84000001882 | Deroyal Industries | 6 West - Acute Care of the Elderly (ACE) Unit | Akron | Akron City Campus | Akron City Hospital | 6th Floor | 2020-11-06 | Low
No | 059556 | Alarms, Occupancy, Chair/Wheelchair | M2100-SL - Safety Auto-Reset Fall Alarm Monitor | PRDGA84000001683 | Deroyal Industries | 6 West - Acute Care of the Elderly (ACE) Unit | Akron | Akron City Campus | Akron City Hospital | 6th Floor | 2020-11-06 | Low
No | 059557 | Alarms, Occupancy, Chair/Wheelchair | M2100-SL - Safety Auto-Reset Fall Alarm Monitor | PRDGA84000001662 | Deroyal Industries | 6 West - Acute Care of the Elderly (ACE) Unit | Akron | Akron City Campus | Akron City Hospital | 6th Floor | 2020-11-06 | Low
No | 059558 | Alarms, Occupancy, Chair/Wheelchair | M2100-SL - Safety Auto-Reset Fall Alarm Monitor | PRDGA84000001659 | Deroyal Industries | 6 West - Acute Care of the Elderly (ACE) Unit | Akron | Akron City Campus | Akron City Hospital | 6th Floor | 2020-11-06 | Low
No | 059559 | Alarms, Occupancy, Chair/Wheelchair | M2100-SL - Safety Auto-Reset Fall Alarm Monitor | PRDGA84000001666 | Deroyal Industries | 6 West - Acute Care of the Elderly (ACE) Unit | Akron | Akron City Campus | Akron City Hospital | 6th Floor | 2020-11-06 | Low
No | 059560 | Alarms, Occupancy, Chair/Wheelchair | M2100-SL - Safety Auto-Reset Fall Alarm Monitor | PRDGA84000001688 | Deroyal Industries | 6 West - Acute Care of the Elderly (ACE) Unit | Akron | Akron City Campus | Akron City Hospital | 6th Floor | 2020-11-06 | Low
No | 059561 | Alarms, Occupancy, Chair/Wheelchair | M2100-SL - Safety Auto-Reset Fall Alarm Monitor | PRDGA84000000396 | Deroyal Industries | 6 West - Acute Care of the Elderly (ACE) Unit | Akron | Akron City Campus | Akron City Hospital | 6th Floor | 2020-11-06 | Low
No | 059562 | Alarms, Occupancy, Chair/Wheelchair | M2100-SL - Safety Auto-Reset Fall Alarm Monitor | PRDGA84000001667 | Deroyal Industries | 6 West - Acute Care of the Elderly (ACE) Unit | Akron | Akron City Campus | Akron City Hospital | 6th Floor | 2020-11-06 | Low
No | 059563 | Alarms, Occupancy, Chair/Wheelchair | M2100-SL - Safety Auto-Reset Fall Alarm Monitor | PRDGA84000001679 | Deroyal Industries | 6 West - Acute Care of the Elderly (ACE) Unit | Akron | Akron City Campus | Akron City Hospital | 6th Floor | 2020-11-06 | Low
No | 059564 | Alarms, Occupancy, Chair/Wheelchair | M2100-SL - Safety Auto-Reset Fall Alarm Monitor | PRDGA84000001684 | Deroyal Industries | 6 West - Acute Care of the Elderly (ACE) Unit | Akron | Akron City Campus | Akron City Hospital | 6th Floor | 2020-11-06 | Low
No | 059565 | Alarms, Occupancy, Chair/Wheelchair | M2100-SL - Safety Auto-Reset Fall Alarm Monitor | PRDGA84000001669 | Deroyal Industries | 6 West - Acute Care of the Elderly (ACE) Unit | Akron | Akron City Campus | Akron City Hospital | 6th Floor | 2020-11-06 | Low
No | 059566 | Alarms, Occupancy, Chair/Wheelchair | M2100-SL - Safety Auto-Reset Fall Alarm Monitor | PRDGA84000001692 | Deroyal Industries | 6 West - Acute Care of the Elderly (ACE) Unit | Akron | Akron City Campus | Akron City Hospital | 6th Floor | 2020-11-06 | Low
No | 059567 | Alarms, Occupancy, Chair/Wheelchair | M2100-SL - Safety Auto-Reset Fall Alarm Monitor | PRDGA84000001690 | Deroyal Industries | 6 West - Acute Care of the Elderly (ACE) Unit | Akron | Akron City Campus | Akron City Hospital | 6th Floor | 2020-11-06 | Low
No | 059568 | Alarms, Occupancy, Chair/Wheelchair | M2100-SL - Safety Auto-Reset Fall Alarm Monitor | PRDGA84000001672 | Deroyal Industries | 6 West - Acute Care of the Elderly (ACE) Unit | Akron | Akron City Campus | Akron City Hospital | 6th Floor | 2020-11-06 | Low
No | 059569 | Alarms, Occupancy, Chair/Wheelchair | M2100-SL - Safety Auto-Reset Fall Alarm Monitor | PRDGA84000001658 | Deroyal Industries | 6 West - Acute Care of the Elderly (ACE) Unit | Akron | Akron City Campus | Akron City Hospital | 6th Floor | 2020-11-06 | Low
No | 059570 | Alarms, Occupancy, Chair/Wheelchair | M2100-SL - Safety Auto-Reset Fall Alarm Monitor | PRDGA84000001693 | Deroyal Industries | 6 West - Acute Care of the Elderly (ACE) Unit | Akron | Akron City Campus | Akron City Hospital | 6th Floor | 2020-11-06 | Low
No | 059571 | Alarms, Occupancy, Chair/Wheelchair | M2100-SL - Safety Auto-Reset Fall Alarm Monitor | PRDGA84000001678 | Deroyal Industries | 6 West - Acute Care of the Elderly (ACE) Unit | Akron | Akron City Campus | Akron City Hospital | 6th Floor | 2020-11-06 | Low
No | 059572 | Alarms, Occupancy, Chair/Wheelchair | M2100-SL - Safety Auto-Reset Fall Alarm Monitor | PRDGA84000001663 | Deroyal Industries | 6 West - Acute Care of the Elderly (ACE) Unit | Akron | Akron City Campus | Akron City Hospital | 6th Floor | 2020-11-06 | Low
No | 059573 | Alarms, Occupancy, Chair/Wheelchair | M2100-SL - Safety Auto-Reset Fall Alarm Monitor | PRDGA8400000387 | Deroyal Industries | 6 West - Acute Care of the Elderly (ACE) Unit | Akron | Akron City Campus | Akron City Hospital | 6th Floor | 2020-11-06 | Low
No | 059574 | Alarms, Occupancy, Chair/Wheelchair | M2100-SL - Safety Auto-Reset Fall Alarm Monitor | PRDGA84000001671 | Deroyal Industries | 6 West - Acute Care of the Elderly (ACE) Unit | Akron | Akron City Campus | Akron City Hospital | 6th Floor | 2020-11-06 | Low
No | 059575 | Alarms, Occupancy, Chair/Wheelchair | M2100-SL - Safety Auto-Reset Fall Alarm Monitor | PRDGA84000000360 | Deroyal Industries | 6 West - Acute Care of the Elderly (ACE) Unit | Akron | Akron City Campus | Akron City Hospital | 6th Floor | 2020-11-06 | Low
No | 059576 | Alarms, Occupancy, Chair/Wheelchair | M2100-SL - Safety Auto-Reset Fall Alarm Monitor | PRDGA84000000398 | Deroyal Industries | 6 West - Acute Care of the Elderly (ACE) Unit | Akron | Akron City Campus | Akron City Hospital | 6th Floor | 2020-11-06 | Low
No | 059577 | Alarms, Occupancy, Chair/Wheelchair | M2100-SL - Safety Auto-Reset Fall Alarm Monitor | PRDGA84000001673 | Deroyal Industries | 6 West - Acute Care of the Elderly (ACE) Unit | Akron | Akron City Campus | Akron City Hospital | 6th Floor | 2020-11-06 | Low
No | 059578 | Alarms, Occupancy, Chair/Wheelchair | M2100-SL - Safety Auto-Reset Fall Alarm Monitor | PRDGA84000001564 | Deroyal Industries | 6 West - Acute Care of the Elderly (ACE) Unit | Akron | Akron City Campus | Akron City Hospital | 6th Floor | 2020-11-06 | Low
No | 059579 | Alarms, Occupancy, Chair/Wheelchair | M2100-SL - Safety Auto-Reset Fall Alarm Monitor | PRDGA84000001680 | Deroyal Industries | 6 West - Acute Care of the Elderly (ACE) Unit | Akron | Akron City Campus | Akron City Hospital | 6th Floor | 2020-11-06 | Low
No | 059580 | Alarms, Occupancy, Chair/Wheelchair | M2100-SL - Safety Auto-Reset Fall Alarm Monitor | PRDGA84000001691 | Deroyal Industries | 6 West - Acute Care of the Elderly (ACE) Unit | Akron | Akron City Campus | Akron City Hospital | 6th Floor | 2020-11-06 | Low
No | 059581 | Alarms, Occupancy, Chair/Wheelchair | M2100-SL - Safety Auto-Reset Fall Alarm Monitor | PRDGA84000000380 | Deroyal Industries | 6 West - Acute Care of the Elderly (ACE) Unit | Akron | Akron City Campus | Akron City Hospital | 6th Floor | 2020-11-06 | Low
No | 059582 | Alarms, Occupancy, Chair/Wheelchair | M2100-SL - Safety Auto-Reset Fall Alarm Monitor | PRDGA84000001661 | Deroyal Industries | 6 West - Acute Care of the Elderly (ACE) Unit | Akron | Akron City Campus | Akron City Hospital | 6th Floor | 2020-11-06 | Low
No | 060130 | Alarms, Occupancy, Chair/Wheelchair | M2100-SL - Safety Auto-Reset Fall Alarm Monitor | PRDGa84900002744 | Deroyal Industries | 3 West - Trauma/Neuro Progressive Care Unit (PCU) | Akron | Akron City Campus | Akron City Hospital | 3rd Floor | 2021-02-01 | Low
No | 060131 | Alarms, Occupancy, Chair/Wheelchair | M2100-SL - Safety Auto-Reset Fall Alarm Monitor | PRDGa84900002721 | Deroyal Industries | 3 West - Trauma/Neuro Progressive Care Unit (PCU) | Akron | Akron City Campus | Akron City Hospital | 3rd Floor | 2021-02-01 | Low
No | 060132 | Alarms, Occupancy, Chair/Wheelchair | M2100-SL - Safety Auto-Reset Fall Alarm Monitor | PRDGa84900002722 | Deroyal Industries | 3 West - Trauma/Neuro Progressive Care Unit (PCU) | Akron | Akron City Campus | Akron City Hospital | 3rd Floor | 2021-02-01 | Low
No | 060133 | Alarms, Occupancy, Chair/Wheelchair | M2100-SL - Safety Auto-Reset Fall Alarm Monitor | PRDGa84900002736 | Deroyal Industries | 3 West - Trauma/Neuro Progressive Care Unit (PCU) | Akron | Akron City Campus | Akron City Hospital | 3rd Floor | 2021-02-01 | Low
No | 060134 | Alarms, Occupancy, Chair/Wheelchair | M2100-SL - Safety Auto-Reset Fall Alarm Monitor | PRDGa84900002730 | Deroyal Industries | 3 West - Trauma/Neuro Progressive Care Unit (PCU) | Akron | Akron City Campus | Akron City Hospital | 3rd Floor | 2021-02-01 | Low
No | 060135 | Alarms, Occupancy, Chair/Wheelchair | M2100-SL - Safety Auto-Reset Fall Alarm Monitor | PRDGa84900002725 | Deroyal Industries | 3 West - Trauma/Neuro Progressive Care Unit (PCU) | Akron | Akron City Campus | Akron City Hospital | 3rd Floor | 2021-02-01 | Low
No | 060136 | Alarms, Occupancy, Chair/Wheelchair | M2100-SL - Safety Auto-Reset Fall Alarm Monitor | PRDGa84900002740 | Deroyal Industries | 3 West - Trauma/Neuro Progressive Care Unit (PCU) | Akron | Akron City Campus | Akron City Hospital | 3rd Floor | 2021-02-01 | Low
No | 060137 | Alarms, Occupancy, Chair/Wheelchair | M2100-SL - Safety Auto-Reset Fall Alarm Monitor | PRDGa84900002743 | Deroyal Industries | 3 West - Trauma/Neuro Progressive Care Unit (PCU) | Akron | Akron City Campus | Akron City Hospital | 3rd Floor | 2021-02-01 | Low
No | 060138 | Alarms, Occupancy, Chair/Wheelchair | M2100-SL - Safety Auto-Reset Fall Alarm Monitor | PRDGa84900002750 | Deroyal Industries | 3 West - Trauma/Neuro Progressive Care Unit (PCU) | Akron | Akron City Campus | Akron City Hospital | 3rd Floor | 2021-02-01 | Low
No | 060139 | Alarms, Occupancy, Chair/Wheelchair | M2100-SL - Safety Auto-Reset Fall Alarm Monitor | PRDGa84900002711 | Deroyal Industries | 3 West - Trauma/Neuro Progressive Care Unit (PCU) | Akron | Akron City Campus | Akron City Hospital | 3rd Floor | 2021-02-01 | Low
No | 060140 | Alarms, Occupancy, Chair/Wheelchair | M2100-SL - Safety Auto-Reset Fall Alarm Monitor | PRDGa84900002727 | Deroyal Industries | 3 West - Trauma/Neuro Progressive Care Unit (PCU) | Akron | Akron City Campus | Akron City Hospital | 3rd Floor | 2021-02-01 | Low
No | 060141 | Alarms, Occupancy, Chair/Wheelchair | M2100-SL - Safety Auto-Reset Fall Alarm Monitor | PRDGa84900002710 | Deroyal Industries | 3 West - Trauma/Neuro Progressive Care Unit (PCU) | Akron | Akron City Campus | Akron City Hospital | 3rd Floor | 2021-02-01 | Low
No | 061584 | Alarms, Occupancy, Chair/Wheelchair | M2100-SL - Safety Auto-Reset Fall Alarm Monitor | PRDGa81500001120 | Deroyal Industries | 4 West - CPI Progressive Care Unit (CPI-PCU) | Akron | Akron City Campus | Akron City Hospital | 4th Floor | 2018-07-17 | Low
No | 062693 | Alarms, Occupancy, Chair/Wheelchair | M2100-SL - Safety Auto-Reset Fall Alarm Monitor | PRDGaB1800006107 | Deroyal Industries | Health Tech Mgmt | Akron | Akron City Campus | H Tower | Basement | 2022-12-29 08:31 | Low
No | 062694 | Alarms, Occupancy, Chair/Wheelchair | M2100-SL - Safety Auto-Reset Fall Alarm Monitor | PRDGaB1800006127 | Deroyal Industries | Health Tech Mgmt | Akron | Akron City Campus | H Tower | Basement | 2022-12-29 08:34 | Low
No | 062695 | Alarms, Occupancy, Chair/Wheelchair | M2100-SL - Safety Auto-Reset Fall Alarm Monitor | PRDGaB1800006133 | Deroyal Industries | Health Tech Mgmt | Akron | Akron City Campus | H Tower | Basement | 2022-12-29 08:35 | Low
No | 062696 | Alarms, Occupancy, Chair/Wheelchair | M2100-SL - Safety Auto-Reset Fall Alarm Monitor | PRDGaB1800006115 | Deroyal Industries | Emergency Department (ED) - ACH | Akron | Akron City Campus | Akron City Hospital |  | 2022-12-29 08:36 | Low
No | 062697 | Alarms, Occupancy, Chair/Wheelchair | M2100-SL - Safety Auto-Reset Fall Alarm Monitor | PRDGaB1800006145 | Deroyal Industries | Health Tech Mgmt | Akron | Akron City Campus | H Tower | Basement | 2022-12-29 08:36 | Low
No | 062698 | Alarms, Occupancy, Chair/Wheelchair | M2100-SL - Safety Auto-Reset Fall Alarm Monitor | PRDGaB1800006136 | Deroyal Industries | Health Tech Mgmt | Akron | Akron City Campus | H Tower | Basement | 2022-12-29 08:36 | Low
No | 062699 | Alarms, Occupancy, Chair/Wheelchair | M2100-SL - Safety Auto-Reset Fall Alarm Monitor | PRDGaB1800006121 | Deroyal Industries | Health Tech Mgmt | Akron | Akron City Campus | H Tower | Basement | 2022-12-29 08:37 | Low
No | 062700 | Alarms, Occupancy, Chair/Wheelchair | M2100-SL - Safety Auto-Reset Fall Alarm Monitor | PRDGaB1800006102 | Deroyal Industries | Health Tech Mgmt | Akron | Akron City Campus | H Tower | Basement | 2022-12-29 08:56 | Low
No | 062752 | Alarms, Occupancy, Chair/Wheelchair | M2100-SL - Safety Auto-Reset Fall Alarm Monitor | PRDGaB1800006149 | Deroyal Industries | Health Tech Mgmt | Akron | Akron City Campus | H Tower | Basement | 2022-12-29 08:57 | Low
No | 062753 | Alarms, Occupancy, Chair/Wheelchair | M2100-SL - Safety Auto-Reset Fall Alarm Monitor | PRDGaB1800006142 | Deroyal Industries | Health Tech Mgmt | Akron | Akron City Campus | H Tower | Basement | 2022-12-29 08:57 | Low
No | 062754 | Alarms, Occupancy, Chair/Wheelchair | M2100-SL - Safety Auto-Reset Fall Alarm Monitor | PRDGaB1800006119 | Deroyal Industries | Health Tech Mgmt | Akron | Akron City Campus | H Tower | Basement | 2022-12-29 08:58 | Low
No | 062755 | Alarms, Occupancy, Chair/Wheelchair | M2100-SL - Safety Auto-Reset Fall Alarm Monitor | PRDGaB1800006144 | Deroyal Industries | Health Tech Mgmt | Akron | Akron City Campus | H Tower | Basement | 2022-12-29 08:58 | Low
No | 062756 | Alarms, Occupancy, Chair/Wheelchair | M2100-SL - Safety Auto-Reset Fall Alarm Monitor | PRDGaB1800006120 | Deroyal Industries | Health Tech Mgmt | Akron | Akron City Campus | H Tower | Basement | 2022-12-29 08:59 | Low
No | 062757 | Alarms, Occupancy, Chair/Wheelchair | M2100-SL - Safety Auto-Reset Fall Alarm Monitor | PRDGaB1800000688 | Deroyal Industries | Health Tech Mgmt | Akron | Akron City Campus | H Tower | Basement | 2022-12-29 08:59 | Low
No | 062758 | Alarms, Occupancy, Chair/Wheelchair | M2100-SL - Safety Auto-Reset Fall Alarm Monitor | PRDGaB1800000688 | Deroyal Industries | Health Tech Mgmt | Akron | Akron City Campus | H Tower | Basement | 2022-12-29 08:59 | Low
No | 062759 | Alarms, Occupancy, Chair/Wheelchair | M2100-SL - Safety Auto-Reset Fall Alarm Monitor | PRDGaB1800006116 | Deroyal Industries | Health Tech Mgmt | Akron | Akron City Campus | H Tower | Basement | 2022-12-29 09:00 | Low
No | 062760 | Alarms, Occupancy, Chair/Wheelchair | M2100-SL - Safety Auto-Reset Fall Alarm Monitor | PRDGaB1800006109 | Deroyal Industries | Health Tech Mgmt | Akron | Akron City Campus | H Tower | Basement | 2022-12-29 09:00 | Low
No | 062761 | Alarms, Occupancy, Chair/Wheelchair | M2100-SL - Safety Auto-Reset Fall Alarm Monitor | PRDGaB1800006105 | Deroyal Industries | Emergency Department (ED) - ACH | Akron | Akron City Campus | Akron City Hospital |  | 2022-12-29 09:01 | Low
No | 062762 | Alarms, Occupancy, Chair/Wheelchair | M2100-SL - Safety Auto-Reset Fall Alarm Monitor | PRDGaB1800006139 | Deroyal Industries | Emergency Department (ED) - ACH | Akron | Akron City Campus | Akron City Hospital |  | 2022-12-29 09:01 | Low
No | 062763 | Alarms, Occupancy, Chair/Wheelchair | M2100-SL - Safety Auto-Reset Fall Alarm Monitor | PRDGaB1800003707 | Deroyal Industries | Emergency Department (ED) - ACH | Akron | Akron City Campus | Akron City Hospital |  | 2022-12-29 09:01 | Low
No | 062764 | Alarms, Occupancy, Chair/Wheelchair | M2100-SL - Safety Auto-Reset Fall Alarm Monitor | PRDGaB1800006146 | Deroyal Industries | Health Tech Mgmt | Akron | Akron City Campus | H Tower | Basement | 2022-12-29 09:02 | Low
No | 062765 | Alarms, Occupancy, Chair/Wheelchair | M2100-SL - Safety Auto-Reset Fall Alarm Monitor | PRDGaB1800006141 | Deroyal Industries | Health Tech Mgmt | Akron | Akron City Campus | H Tower | Basement | 2022-12-29 09:26 | Low
No | 062766 | Alarms, Occupancy, Chair/Wheelchair | M2100-SL - Safety Auto-Reset Fall Alarm Monitor | PRDGaB1800006131 | Deroyal Industries | Health Tech Mgmt | Akron | Akron City Campus | H Tower | Basement | 2022-12-29 09:26 | Low
No | 062767 | Alarms, Occupancy, Chair/Wheelchair | M2100-SL - Safety Auto-Reset Fall Alarm Monitor | PRDGaB1800006126 | Deroyal Industries | Health Tech Mgmt | Akron | Akron City Campus | H Tower | Basement | 2022-12-29 09:27 | Low
No | 062768 | Alarms, Occupancy, Chair/Wheelchair | M2100-SL - Safety Auto-Reset Fall Alarm Monitor | PRDGaB1800003704 | Deroyal Industries | Health Tech Mgmt | Akron | Akron City Campus | H Tower | Basement | 2022-12-29 09:27 | Low
No | 062769 | Alarms, Occupancy, Chair/Wheelchair | M2100-SL - Safety Auto-Reset Fall Alarm Monitor | PRDGaB1800006150 | Deroyal Industries | Health Tech Mgmt | Akron | Akron City Campus | H Tower | Basement | 2022-12-29 09:28 | Low
No | 062770 | Alarms, Occupancy, Chair/Wheelchair | M2100-SL - Safety Auto-Reset Fall Alarm Monitor | PRDGaB1800006113 | Deroyal Industries | Health Tech Mgmt | Akron | Akron City Campus | H Tower | Basement | 2022-12-29 09:28 | Low
No | 062771 | Alarms, Occupancy, Chair/Wheelchair | M2100-SL - Safety Auto-Reset Fall Alarm Monitor | PRDGaB1800006123 | Deroyal Industries | Health Tech Mgmt | Akron | Akron City Campus | H Tower | Basement | 2022-12-29 09:28 | Low
No | 062772 | Alarms, Occupancy, Chair/Wheelchair | M2100-SL - Safety Auto-Reset Fall Alarm Monitor | PRDGaB1800006128 | Deroyal Industries | Health Tech Mgmt | Akron | Akron City Campus | H Tower | Basement | 2022-12-29 09:29 | Low
No | 062773 | Alarms, Occupancy, Chair/Wheelchair | M2100-SL - Safety Auto-Reset Fall Alarm Monitor | PRDGaB1800006114 | Deroyal Industries | Health Tech Mgmt | Akron | Akron City Campus | H Tower | Basement | 2022-12-29 09:29 | Low
No | 062774 | Alarms, Occupancy, Chair/Wheelchair | M2100-SL - Safety Auto-Reset Fall Alarm Monitor | PRDGaB1800006143 | Deroyal Industries | Health Tech Mgmt | Akron | Akron City Campus | H Tower | Basement | 2022-12-29 09:30 | Low
No | 062775 | Alarms, Occupancy, Chair/Wheelchair | M2100-SL - Safety Auto-Reset Fall Alarm Monitor | PRDGaB1800003711 | Deroyal Industries | Health Tech Mgmt | Akron | Akron City Campus | H Tower | Basement | 2022-12-29 09:30 | Low
No | 062776 | Alarms, Occupancy, Chair/Wheelchair | M2100-SL - Safety Auto-Reset Fall Alarm Monitor | PRDGaB1800003708 | Deroyal Industries | Health Tech Mgmt | Akron | Akron City Campus | H Tower | Basement | 2022-12-29 09:31 | Low
No | 062777 | Alarms, Occupancy, Chair/Wheelchair | M2100-SL - Safety Auto-Reset Fall Alarm Monitor | PRDGaB1800006137 | Deroyal Industries | Health Tech Mgmt | Akron | Akron City Campus | H Tower | Basement | 2022-12-29 09:31 | Low
No | 062778 | Alarms, Occupancy, Chair/Wheelchair | M2100-SL - Safety Auto-Reset Fall Alarm Monitor | PRDGaB1800003712 | Deroyal Industries | Health Tech Mgmt | Akron | Akron City Campus | H Tower | Basement | 2022-12-29 09:31 | Low
No | 062779 | Alarms, Occupancy, Chair/Wheelchair | M2100-SL - Safety Auto-Reset Fall Alarm Monitor | PRDGaB1800006101 | Deroyal Industries | Health Tech Mgmt | Akron | Akron City Campus | H Tower | Basement | 2022-12-29 09:32 | Low
No | 062780 | Alarms, Occupancy, Chair/Wheelchair | M2100-SL - Safety Auto-Reset Fall Alarm Monitor | PRDGaB1800006140 | Deroyal Industries | Health Tech Mgmt | Akron | Akron City Campus | H Tower | Basement | 2022-12-29 09:32 | Low
No | 062781 | Alarms, Occupancy, Chair/Wheelchair | M2100-SL - Safety Auto-Reset Fall Alarm Monitor | PRDGaB1800006117 | Deroyal Industries | Health Tech Mgmt | Akron | Akron City Campus | H Tower | Basement | 2022-12-29 09:33 | Low
No | 062782 | Alarms, Occupancy, Chair/Wheelchair | M2100-SL - Safety Auto-Reset Fall Alarm Monitor | PRDGaB1800006104 | Deroyal Industries | Health Tech Mgmt | Akron | Akron City Campus | H Tower | Basement | 2022-12-29 09:33 | Low
No | 062783 | Alarms, Occupancy, Chair/Wheelchair | M2100-SL - Safety Auto-Reset Fall Alarm Monitor | PRDGaB1800006134 | Deroyal Industries | Health Tech Mgmt | Akron | Akron City Campus | H Tower | Basement | 2022-12-29 09:33 | Low
No | 062784 | Alarms, Occupancy, Chair/Wheelchair | M2100-SL - Safety Auto-Reset Fall Alarm Monitor | PRDGaB1800006103 | Deroyal Industries | Health Tech Mgmt | Akron | Akron City Campus | H Tower | Basement | 2022-12-29 09:34 | Low
No | 062785 | Alarms, Occupancy, Chair/Wheelchair | M2100-SL - Safety Auto-Reset Fall Alarm Monitor | PRDGaB1800006124 | Deroyal Industries | Health Tech Mgmt | Akron | Akron City Campus | H Tower | Basement | 2022-12-29 09:35 | Low
No | 062786 | Alarms, Occupancy, Chair/Wheelchair | M2100-SL - Safety Auto-Reset Fall Alarm Monitor | PRDGaB1800006125 | Deroyal Industries | Health Tech Mgmt | Akron | Akron City Campus | H Tower | Basement | 2022-12-29 09:35 | Low
No | 062787 | Alarms, Occupancy, Chair/Wheelchair | M2100-SL - Safety Auto-Reset Fall Alarm Monitor | PRDGaB1800006135 | Deroyal Industries | Health Tech Mgmt | Akron | Akron City Campus | H Tower | Basement | 2022-12-29 09:35 | Low
No | 062788 | Alarms, Occupancy, Chair/Wheelchair | M2100-SL - Safety Auto-Reset Fall Alarm Monitor | PRDGaB1800003720 | Deroyal Industries | Health Tech Mgmt | Akron | Akron City Campus | H Tower | Basement | 2022-12-29 09:36 | Low
No | 062789 | Alarms, Occupancy, Chair/Wheelchair | M2100-SL - Safety Auto-Reset Fall Alarm Monitor | PRDGaB1800006138 | Deroyal Industries | Health Tech Mgmt | Akron | Akron City Campus | H Tower | Basement | 2022-12-29 09:36 | Low
No | 062790 | Alarms, Occupancy, Chair/Wheelchair | M2100-SL - Safety Auto-Reset Fall Alarm Monitor | PRDGaB1800003744 | Deroyal Industries | Health Tech Mgmt | Akron | Akron City Campus | H Tower | Basement | 2022-12-29 09:37 | Low
No | 062791 | Alarms, Occupancy, Chair/Wheelchair | M2100-SL - Safety Auto-Reset Fall Alarm Monitor | PRDGaB1800006148 | Deroyal Industries | Health Tech Mgmt | Akron | Akron City Campus | H Tower | Basement | 2022-12-29 09:37 | Low
No | 062792 | Alarms, Occupancy, Chair/Wheelchair | M2100-SL - Safety Auto-Reset Fall Alarm Monitor | PRDGaB1800000670 | Deroyal Industries | Health Tech Mgmt | Akron | Akron City Campus | H Tower | Basement | 2022-12-29 09:37 | Low
No | 062793 | Alarms, Occupancy, Chair/Wheelchair | M2100-SL - Safety Auto-Reset Fall Alarm Monitor | PRDGaB1800006129 | Deroyal Industries | Health Tech Mgmt | Akron | Akron City Campus | H Tower | Basement | 2022-12-29 09:38 | Low
No | CE8446 | Alarms, Occupancy, Chair/Wheelchair | M2100-SL - Safety Auto-Reset Fall Alarm Monitor | PRDGa53300009170 | Deroyal Industries | Health Tech Mgmt - SB | Barberton | Barberton Campus | Summa Barberton Hospital | 5th Floor | 2018-07-17 | Low
No | CE8447 | Alarms, Occupancy, Chair/Wheelchair | M2100-SL - Safety Auto-Reset Fall Alarm Monitor | PRDGa53300009158 | Deroyal Industries | Health Tech Mgmt - SB | Barberton | Barberton Campus | Summa Barberton Hospital | 5th Floor | 2018-07-17 | Low
No | CE8448 | Alarms, Occupancy, Chair/Wheelchair | M2100-SL - Safety Auto-Reset Fall Alarm Monitor | PRDGa81500002732 | Deroyal Industries | Health Tech Mgmt - SB | Barberton | Barberton Campus | Summa Barberton Hospital | 5th Floor | 2018-07-17 | Low
No | CE8449 | Alarms, Occupancy, Chair/Wheelchair | M2100-SL - Safety Auto-Reset Fall Alarm Monitor | PRDGa81500002708 | Deroyal Industries | Health Tech Mgmt - SB | Barberton | Barberton Campus | Summa Barberton Hospital | 5th Floor | 2018-07-17 | Low
No | CE8450 | Alarms, Occupancy, Chair/Wheelchair | M2100-SL - Safety Auto-Reset Fall Alarm Monitor | PRDGa81500002713 | Deroyal Industries | Health Tech Mgmt - SB | Barberton | Barberton Campus | Summa Barberton Hospital | 5th Floor | 2018-07-17 | Low
No | CE8451 | Alarms, Occupancy, Chair/Wheelchair | M2100-SL - Safety Auto-Reset Fall Alarm Monitor | PRDGa81500002734 | Deroyal Industries | Health Tech Mgmt - SB | Barberton | Barberton Campus | Summa Barberton Hospital | 5th Floor | 2018-07-17 | Low
No | CE8452 | Alarms, Occupancy, Chair/Wheelchair | M2100-SL - Safety Auto-Reset Fall Alarm Monitor | PRDGa53300009200 | Deroyal Industries | Health Tech Mgmt - SB | Barberton | Barberton Campus | Summa Barberton Hospital | 5th Floor | 2018-07-17 | Low
No | CE8453 | Alarms, Occupancy, Chair/Wheelchair | M2100-SL - Safety Auto-Reset Fall Alarm Monitor | PRDGa53300007372 | Deroyal Industries | Health Tech Mgmt - SB | Barberton | Barberton Campus | Summa Barberton Hospital | 5th Floor | 2018-07-17 | Low
No | CE8454 | Alarms, Occupancy, Chair/Wheelchair | M2100-SL - Safety Auto-Reset Fall Alarm Monitor | PRDGa53300009175 | Deroyal Industries | Health Tech Mgmt - SB | Barberton | Barberton Campus | Summa Barberton Hospital | 5th Floor | 2018-07-17 | Low
No | CE8456 | Alarms, Occupancy, Chair/Wheelchair | M2100-SL - Safety Auto-Reset Fall Alarm Monitor | PRDGa53300005544 | Deroyal Industries | Health Tech Mgmt - SB | Barberton | Barberton Campus | Summa Barberton Hospital | 5th Floor | 2018-07-17 | Low
No | CE8457 | Alarms, Occupancy, Chair/Wheelchair | M2100-SL - Safety Auto-Reset Fall Alarm Monitor | PRDGa81500002739 | Deroyal Industries | Health Tech Mgmt - SB | Barberton | Barberton Campus | Summa Barberton Hospital | 5th Floor | 2018-07-17 | Low
No | CE8458 | Alarms, Occupancy, Chair/Wheelchair | M2100-SL - Safety Auto-Reset Fall Alarm Monitor | PRDGa81500002724 | Deroyal Industries | Health Tech Mgmt - SB | Barberton | Barberton Campus | Summa Barberton Hospital | 5th Floor | 2018-07-17 | Low
No | CE8459 | Alarms, Occupancy, Chair/Wheelchair | M2100-SL - Safety Auto-Reset Fall Alarm Monitor | PRDGa53300009194 | Deroyal Industries | Health Tech Mgmt - SB | Barberton | Barberton Campus | Summa Barberton Hospital | 5th Floor | 2018-07-17 | Low
No | CE8460 | Alarms, Occupancy, Chair/Wheelchair | M2100-SL - Safety Auto-Reset Fall Alarm Monitor | PRDGa81500002721 | Deroyal Industries | Health Tech Mgmt - SB | Barberton | Barberton Campus | Summa Barberton Hospital | 5th Floor | 2018-07-17 | Low
No | CE8461 | Alarms, Occupancy, Chair/Wheelchair | M2100-SL - Safety Auto-Reset Fall Alarm Monitor | PRDGa81500002736 | Deroyal Industries | Health Tech Mgmt - SB | Barberton | Barberton Campus | Summa Barberton Hospital | 5th Floor | 2018-07-17 | Low
No | CE8462 | Alarms, Occupancy, Chair/Wheelchair | M2100-SL - Safety Auto-Reset Fall Alarm Monitor | PRDGa81500002749 | Deroyal Industries | Health Tech Mgmt - SB | Barberton | Barberton Campus | Summa Barberton Hospital | 5th Floor | 2018-07-17 | Low
No | CE8463 | Alarms, Occupancy, Chair/Wheelchair | M2100-SL - Safety Auto-Reset Fall Alarm Monitor | PRDGa81500002737 | Deroyal Industries | Health Tech Mgmt - SB | Barberton | Barberton Campus | Summa Barberton Hospital | 5th Floor | 2018-07-17 | Low
No | CE8464 | Alarms, Occupancy, Chair/Wheelchair | M2100-SL - Safety Auto-Reset Fall Alarm Monitor | PRDGa81500002706 | Deroyal Industries | Health Tech Mgmt - SB | Barberton | Barberton Campus | Summa Barberton Hospital | 5th Floor | 2018-07-17 | Low
No | CE8465 | Alarms, Occupancy, Chair/Wheelchair | M2100-SL - Safety Auto-Reset Fall Alarm Monitor | PRDGa53300005530 | Deroyal Industries | Health Tech Mgmt - SB | Barberton | Barberton Campus | Summa Barberton Hospital | 5th Floor | 2018-07-17 | Low
No | CE8467 | Alarms, Occupancy, Chair/Wheelchair | M2100-SL - Safety Auto-Reset Fall Alarm Monitor | PRDGa53300009172 | Deroyal Industries | Health Tech Mgmt - SB | Barberton | Barberton Campus | Summa Barberton Hospital | 5th Floor | 2018-07-17 | Low
No | CE8468 | Alarms, Occupancy, Chair/Wheelchair | M2100-SL - Safety Auto-Reset Fall Alarm Monitor | PRDGa53300007388 | Deroyal Industries | Health Tech Mgmt - SB | Barberton | Barberton Campus | Summa Barberton Hospital | 5th Floor | 2018-07-17 | Low
No | CE8469 | Alarms, Occupancy, Chair/Wheelchair | M2100-SL - Safety Auto-Reset Fall Alarm Monitor | PRDGa53300009151 | Deroyal Industries | Health Tech Mgmt - SB | Barberton | Barberton Campus | Summa Barberton Hospital | 5th Floor | 2018-07-17 | Low
No | CE8470 | Alarms, Occupancy, Chair/Wheelchair | M2100-SL - Safety Auto-Reset Fall Alarm Monitor | PRDGa53300009161 | Deroyal Industries | Health Tech Mgmt - SB | Barberton | Barberton Campus | Summa Barberton Hospital | 5th Floor | 2018-07-17 | Low
No | CE8471 | Alarms, Occupancy, Chair/Wheelchair | M2100-SL - Safety Auto-Reset Fall Alarm Monitor | PRDGa53300005547 | Deroyal Industries | Health Tech Mgmt - SB | Barberton | Barberton Campus | Summa Barberton Hospital | 5th Floor | 2018-07-17 | Low
No | CE8473 | Alarms, Occupancy, Chair/Wheelchair | M2100-SL - Safety Auto-Reset Fall Alarm Monitor | PRDGa81500002748 | Deroyal Industries | Health Tech Mgmt - SB | Barberton | Barberton Campus | Summa Barberton Hospital | 5th Floor | 2018-07-17 | Low
No | CE8474 | Alarms, Occupancy, Chair/Wheelchair | M2100-SL - Safety Auto-Reset Fall Alarm Monitor | PRDGa53300009167 | Deroyal Industries | Health Tech Mgmt - SB | Barberton | Barberton Campus | Summa Barberton Hospital | 5th Floor | 2018-07-17 | Low
No | CE8475 | Alarms, Occupancy, Chair/Wheelchair | M2100-SL - Safety Auto-Reset Fall Alarm Monitor | PRDGa53300009198 | Deroyal Industries | Health Tech Mgmt - SB | Barberton | Barberton Campus | Summa Barberton Hospital | 5th Floor | 2018-07-17 | Low
No | CE8476 | Alarms, Occupancy, Chair/Wheelchair | M2100-SL - Safety Auto-Reset Fall Alarm Monitor | PRDGa53300009185 | Deroyal Industries | Health Tech Mgmt - SB | Barberton | Barberton Campus | Summa Barberton Hospital | 5th Floor | 2018-07-17 | Low
No | CE8477 | Alarms, Occupancy, Chair/Wheelchair | M2100-SL - Safety Auto-Reset Fall Alarm Monitor | PRDGa81500002741 | Deroyal Industries | Health Tech Mgmt - SB | Barberton | Barberton Campus | Summa Barberton Hospital | 5th Floor | 2018-07-17 | Low
No | CE8478 | Alarms, Occupancy, Chair/Wheelchair | M2100-SL - Safety Auto-Reset Fall Alarm Monitor | PRDGa81500002701 | Deroyal Industries | Health Tech Mgmt - SB | Barberton | Barberton Campus | Summa Barberton Hospital | 5th Floor | 2018-07-17 | Low
No | CE8479 | Alarms, Occupancy, Chair/Wheelchair | M2100-SL - Safety Auto-Reset Fall Alarm Monitor | PRDGa53300009189 | Deroyal Industries | Health Tech Mgmt - SB | Barberton | Barberton Campus | Summa Barberton Hospital | 5th Floor | 2018-07-17 | Low
No | CE8480 | Alarms, Occupancy, Chair/Wheelchair | M2100-SL - Safety Auto-Reset Fall Alarm Monitor | PRDGa53300005527 | Deroyal Industries | 2 East - Cardiac Progressive Care Unit (PCU) - SB | Barberton | Barberton Campus | Summa Barberton Hospital | 2nd Floor | 2018-07-17 | Low
No | CE8481 | Alarms, Occupancy, Chair/Wheelchair | M2100-SL - Safety Auto-Reset Fall Alarm Monitor | PRDGa81500002715 | Deroyal Industries | Health Tech Mgmt - SB | Barberton | Barberton Campus | Summa Barberton Hospital | 5th Floor | 2018-07-17 | Low
No | CE8482 | Alarms, Occupancy, Chair/Wheelchair | M2100-SL - Safety Auto-Reset Fall Alarm Monitor | PRDGa53300005529 | Deroyal Industries | Health Tech Mgmt - SB | Barberton | Barberton Campus | Summa Barberton Hospital | 5th Floor | 2018-07-17 | Low
No | CE8484 | Alarms, Occupancy, Chair/Wheelchair | M2100-SL - Safety Auto-Reset Fall Alarm Monitor | PRDGa81500002719 | Deroyal Industries | Health Tech Mgmt - SB | Barberton | Barberton Campus | Summa Barberton Hospital | 5th Floor | 2018-07-17 | Low
No | CE8485 | Alarms, Occupancy, Chair/Wheelchair | M2100-SL - Safety Auto-Reset Fall Alarm Monitor | PRDGa81500002711 | Deroyal Industries | Health Tech Mgmt - SB | Barberton | Barberton Campus | Summa Barberton Hospital | 5th Floor | 2018-07-17 | Low
No | CE8486 | Alarms, Occupancy, Chair/Wheelchair | M2100-SL - Safety Auto-Reset Fall Alarm Monitor | PRDGa53300009168 | Deroyal Industries | Health Tech Mgmt - SB | Barberton | Barberton Campus | Summa Barberton Hospital | 5th Floor | 2018-07-17 | Low
No | CE8487 | Alarms, Occupancy, Chair/Wheelchair | M2100-SL - Safety Auto-Reset Fall Alarm Monitor | PRDGa81500002744 | Deroyal Industries | Health Tech Mgmt - SB | Barberton | Barberton Campus | Summa Barberton Hospital | 5th Floor | 2018-07-17 | Low
No | CE8488 | Alarms, Occupancy, Chair/Wheelchair | M2100-SL - Safety Auto-Reset Fall Alarm Monitor | PRDGa53300005533 | Deroyal Industries | Health Tech Mgmt - SB | Barberton | Barberton Campus | Summa Barberton Hospital | 5th Floor | 2018-07-17 | Low
No | CE8489 | Alarms, Occupancy, Chair/Wheelchair | M2100-SL - Safety Auto-Reset Fall Alarm Monitor | PRDGa53300005834 | Deroyal Industries | Health Tech Mgmt - SB | Barberton | Barberton Campus | Summa Barberton Hospital | 5th Floor | 2018-07-17 | Low
No | CE8490 | Alarms, Occupancy, Chair/Wheelchair | M2100-SL - Safety Auto-Reset Fall Alarm Monitor | PRDGa81500002710 | Deroyal Industries | Health Tech Mgmt - SB | Barberton | Barberton Campus | Summa Barberton Hospital | 5th Floor | 2018-07-17 | Low
No | CE8491 | Alarms, Occupancy, Chair/Wheelchair | M2100-SL - Safety Auto-Reset Fall Alarm Monitor | PRDGa881500002746 | Deroyal Industries | Health Tech Mgmt - SB | Barberton | Barberton Campus | Summa Barberton Hospital | 5th Floor | 2018-07-17 | Low
No | CE8492 | Alarms, Occupancy, Chair/Wheelchair | M2100-SL - Safety Auto-Reset Fall Alarm Monitor | PRDGa53300009188 | Deroyal Industries | Health Tech Mgmt - SB | Barberton | Barberton Campus | Summa Barberton Hospital | 5th Floor | 2018-07-17 | Low
No | CE8493 | Alarms, Occupancy, Chair/Wheelchair | M2100-SL - Safety Auto-Reset Fall Alarm Monitor | PRDGa81500002717 | Deroyal Industries | Health Tech Mgmt - SB | Barberton | Barberton Campus | Summa Barberton Hospital | 5th Floor | 2018-07-17 | Low
No | CE8494 | Alarms, Occupancy, Chair/Wheelchair | M2100-SL - Safety Auto-Reset Fall Alarm Monitor | PRDGa53300007371 | Deroyal Industries | Health Tech Mgmt - SB | Barberton | Barberton Campus | Summa Barberton Hospital | 5th Floor | 2018-07-17 | Low
No | CE8495 | Alarms, Occupancy, Chair/Wheelchair | M2100-SL - Safety Auto-Reset Fall Alarm Monitor | PRDGa81500002709 | Deroyal Industries | Health Tech Mgmt - SB | Barberton | Barberton Campus | Summa Barberton Hospital | 5th Floor | 2018-07-17 | Low
No | CE8496 | Alarms, Occupancy, Chair/Wheelchair | M2100-SL - Safety Auto-Reset Fall Alarm Monitor | PRDGa81500003417 | Deroyal Industries | Health Tech Mgmt - SB | Barberton | Barberton Campus | Summa Barberton Hospital | 5th Floor | 2018-07-17 | Low
No | CE8497 | Alarms, Occupancy, Chair/Wheelchair | M2100-SL - Safety Auto-Reset Fall Alarm Monitor | PRDGa81500003446 | Deroyal Industries | Health Tech Mgmt - SB | Barberton | Barberton Campus | Summa Barberton Hospital | 5th Floor | 2018-07-17 | Low
No | CE8498 | Alarms, Occupancy, Chair/Wheelchair | M2100-SL - Safety Auto-Reset Fall Alarm Monitor | PRDGa81500003412 | Deroyal Industries | Health Tech Mgmt - SB | Barberton | Barberton Campus | Summa Barberton Hospital | 5th Floor | 2018-07-17 | Low
No | CE8499 | Alarms, Occupancy, Chair/Wheelchair | M2100-SL - Safety Auto-Reset Fall Alarm Monitor | PRDGa81500003437 | Deroyal Industries | Health Tech Mgmt - SB | Barberton | Barberton Campus | Summa Barberton Hospital | 5th Floor | 2018-07-17 | Low
No | CE8500 | Alarms, Occupancy, Chair/Wheelchair | M2100-SL - Safety Auto-Reset Fall Alarm Monitor | PRDGa81500003423 | Deroyal Industries | Health Tech Mgmt - SB | Barberton | Barberton Campus | Summa Barberton Hospital | 5th Floor | 2018-07-17 | Low
No | CE8501 | Alarms, Occupancy, Chair/Wheelchair | M2100-SL - Safety Auto-Reset Fall Alarm Monitor | PRDGa81500003420 | Deroyal Industries | Health Tech Mgmt - SB | Barberton | Barberton Campus | Summa Barberton Hospital | 5th Floor | 2018-07-17 | Low
No | CE8503 | Alarms, Occupancy, Chair/Wheelchair | M2100-SL - Safety Auto-Reset Fall Alarm Monitor | PRDGa81500003450 | Deroyal Industries | Health Tech Mgmt - SB | Barberton | Barberton Campus | Summa Barberton Hospital | 5th Floor | 2018-07-17 | Low
No | CE8504 | Alarms, Occupancy, Chair/Wheelchair | M2100-SL - Safety Auto-Reset Fall Alarm Monitor | PRDGa81500003421 | Deroyal Industries | Health Tech Mgmt - SB | Barberton | Barberton Campus | Summa Barberton Hospital | 5th Floor | 2018-07-17 | Low
No | CE8505 | Alarms, Occupancy, Chair/Wheelchair | M2100-SL - Safety Auto-Reset Fall Alarm Monitor | PRDGa75100001595 | Deroyal Industries | Health Tech Mgmt - SB | Barberton | Barberton Campus | Summa Barberton Hospital | 5th Floor | 2018-07-17 | Low
No | CE8506 | Alarms, Occupancy, Chair/Wheelchair | M2100-SL - Safety Auto-Reset Fall Alarm Monitor | PRDGa75100001555 | Deroyal Industries | 4 South - Medical/Surgical Unit (MSU) - SB | Barberton | Barberton Campus | Summa Barberton Hospital | 4th Floor | 2018-07-17 | Low
No | CE8507 | Alarms, Occupancy, Chair/Wheelchair | M2100-SL - Safety Auto-Reset Fall Alarm Monitor | PRDGa81500003403 | Deroyal Industries | Health Tech Mgmt - SB | Barberton | Barberton Campus | Summa Barberton Hospital | 5th Floor | 2018-07-17 | Low
No | CE8508 | Alarms, Occupancy, Chair/Wheelchair | M2100-SL - Safety Auto-Reset Fall Alarm Monitor | PRDGa81500003636 | Deroyal Industries | Health Tech Mgmt - SB | Barberton | Barberton Campus | Summa Barberton Hospital | 5th Floor | 2018-07-17 | Low
No | CE8509 | Alarms, Occupancy, Chair/Wheelchair | M2100-SL - Safety Auto-Reset Fall Alarm Monitor | PRDGa81500003422 | Deroyal Industries | Health Tech Mgmt - SB | Barberton | Barberton Campus | Summa Barberton Hospital | 5th Floor | 2018-07-17 | Low
No | CE8510 | Alarms, Occupancy, Chair/Wheelchair | M2100-SL - Safety Auto-Reset Fall Alarm Monitor | PRDGa75100001580 | Deroyal Industries | Health Tech Mgmt - SB | Barberton | Barberton Campus | Summa Barberton Hospital | 5th Floor | 2018-07-17 | Low
No | CE8511 | Alarms, Occupancy, Chair/Wheelchair | M2100-SL - Safety Auto-Reset Fall Alarm Monitor | PRDGa81500003438 | Deroyal Industries | Health Tech Mgmt - SB | Barberton | Barberton Campus | Summa Barberton Hospital | 5th Floor | 2018-07-17 | Low
No | CE8512 | Alarms, Occupancy, Chair/Wheelchair | M2100-SL - Safety Auto-Reset Fall Alarm Monitor | PRDGa81500003430 | Deroyal Industries | Health Tech Mgmt - SB | Barberton | Barberton Campus | Summa Barberton Hospital | 5th Floor | 2018-07-17 | Low
No | CE8513 | Alarms, Occupancy, Chair/Wheelchair | M2100-SL - Safety Auto-Reset Fall Alarm Monitor | PRDGa75100001566 | Deroyal Industries | Health Tech Mgmt - SB | Barberton | Barberton Campus | Summa Barberton Hospital | 5th Floor | 2018-07-17 | Low
No | CE8514 | Alarms, Occupancy, Chair/Wheelchair | M2100-SL - Safety Auto-Reset Fall Alarm Monitor | PRDGa81500003435 | Deroyal Industries | Health Tech Mgmt - SB | Barberton | Barberton Campus | Summa Barberton Hospital | 5th Floor | 2018-07-17 | Low
No | CE8515 | Alarms, Occupancy, Chair/Wheelchair | M2100-SL - Safety Auto-Reset Fall Alarm Monitor | PRDGa81500003425 | Deroyal Industries | Health Tech Mgmt - SB | Barberton | Barberton Campus | Summa Barberton Hospital | 5th Floor | 2018-07-17 | Low
No | CE8516 | Alarms, Occupancy, Chair/Wheelchair | M2100-SL - Safety Auto-Reset Fall Alarm Monitor | PRDGa81500003410 | Deroyal Industries | Health Tech Mgmt - SB | Barberton | Barberton Campus | Summa Barberton Hospital | 5th Floor | 2018-07-17 | Low
No | CE8517 | Alarms, Occupancy, Chair/Wheelchair | M2100-SL - Safety Auto-Reset Fall Alarm Monitor | PRDGa81500003424 | Deroyal Industries | Health Tech Mgmt - SB | Barberton | Barberton Campus | Summa Barberton Hospital | 5th Floor | 2018-07-17 | Low
No | CE8518 | Alarms, Occupancy, Chair/Wheelchair | M2100-SL - Safety Auto-Reset Fall Alarm Monitor | PRDGa81500003402 | Deroyal Industries | Health Tech Mgmt - SB | Barberton | Barberton Campus | Summa Barberton Hospital | 5th Floor | 2018-07-17 | Low
No | CE8519 | Alarms, Occupancy, Chair/Wheelchair | M2100-SL - Safety Auto-Reset Fall Alarm Monitor | PRDGa81500003419 | Deroyal Industries | Health Tech Mgmt - SB | Barberton | Barberton Campus | Summa Barberton Hospital | 5th Floor | 2018-07-17 | Low
No | CE8520 | Alarms, Occupancy, Chair/Wheelchair | M2100-SL - Safety Auto-Reset Fall Alarm Monitor | PRDGa81500003431 | Deroyal Industries | Health Tech Mgmt - SB | Barberton | Barberton Campus | Summa Barberton Hospital | 5th Floor | 2018-07-17 | Low
No | CE8521 | Alarms, Occupancy, Chair/Wheelchair | M2100-SL - Safety Auto-Reset Fall Alarm Monitor | PRDGa81500003440 | Deroyal Industries | Health Tech Mgmt - SB | Barberton | Barberton Campus | Summa Barberton Hospital | 5th Floor | 2018-07-17 | Low
No | CE8522 | Alarms, Occupancy, Chair/Wheelchair | M2100-SL - Safety Auto-Reset Fall Alarm Monitor | PRDGa81500003443 | Deroyal Industries | Health Tech Mgmt - SB | Barberton | Barberton Campus | Summa Barberton Hospital | 5th Floor | 2018-07-17 | Low
No | CE8523 | Alarms, Occupancy, Chair/Wheelchair | M2100-SL - Safety Auto-Reset Fall Alarm Monitor | PRDGa81500003427 | Deroyal Industries | Health Tech Mgmt - SB | Barberton | Barberton Campus | Summa Barberton Hospital | 5th Floor | 2018-07-17 | Low
No | CE8524 | Alarms, Occupancy, Chair/Wheelchair | M2100-SL - Safety Auto-Reset Fall Alarm Monitor | PRDGa81500003441 | Deroyal Industries | Health Tech Mgmt - SB | Barberton | Barberton Campus | Summa Barberton Hospital | 5th Floor | 2018-07-17 | Low
No | CE8525 | Alarms, Occupancy, Chair/Wheelchair | M2100-SL - Safety Auto-Reset Fall Alarm Monitor | PRDGa81500003409 | Deroyal Industries | Health Tech Mgmt - SB | Barberton | Barberton Campus | Summa Barberton Hospital | 5th Floor | 2018-07-17 | Low
No | CE8526 | Alarms, Occupancy, Chair/Wheelchair | M2100-SL - Safety Auto-Reset Fall Alarm Monitor | PRDGa75100001561 | Deroyal Industries | Health Tech Mgmt - SB | Barberton | Barberton Campus | Summa Barberton Hospital | 5th Floor | 2018-07-17 | Low
No | CE8527 | Alarms, Occupancy, Chair/Wheelchair | M2100-SL - Safety Auto-Reset Fall Alarm Monitor | PRDGa75100001572 | Deroyal Industries | Health Tech Mgmt - SB | Barberton | Barberton Campus | Summa Barberton Hospital | 5th Floor | 2018-07-17 | Low
No | CE8529 | Alarms, Occupancy, Chair/Wheelchair | M2100-SL - Safety Auto-Reset Fall Alarm Monitor | PRDGa81500003404 | Deroyal Industries | Health Tech Mgmt - SB | Barberton | Barberton Campus | Summa Barberton Hospital | 5th Floor | 2018-07-17 | Low
No | CE8530 | Alarms, Occupancy, Chair/Wheelchair | M2100-SL - Safety Auto-Reset Fall Alarm Monitor | PRDGa81500003442 | Deroyal Industries | Health Tech Mgmt - SB | Barberton | Barberton Campus | Summa Barberton Hospital | 5th Floor | 2018-07-17 | Low
No | CE8531 | Alarms, Occupancy, Chair/Wheelchair | M2100-SL - Safety Auto-Reset Fall Alarm Monitor | PRDGa81500003426 | Deroyal Industries | Health Tech Mgmt - SB | Barberton | Barberton Campus | Summa Barberton Hospital | 5th Floor | 2018-07-17 | Low
No | CE8532 | Alarms, Occupancy, Chair/Wheelchair | M2100-SL - Safety Auto-Reset Fall Alarm Monitor | PRDGa81500003448 | Deroyal Industries | Health Tech Mgmt - SB | Barberton | Barberton Campus | Summa Barberton Hospital | 5th Floor | 2018-07-17 | Low
No | CE8533 | Alarms, Occupancy, Chair/Wheelchair | M2100-SL - Safety Auto-Reset Fall Alarm Monitor | PRDGa81500003413 | Deroyal Industries | Health Tech Mgmt - SB | Barberton | Barberton Campus | Summa Barberton Hospital | 5th Floor | 2018-07-17 | Low
No | CE8535 | Alarms, Occupancy, Chair/Wheelchair | M2100-SL - Safety Auto-Reset Fall Alarm Monitor | PRDGa81500003444 | Deroyal Industries | Health Tech Mgmt - SB | Barberton | Barberton Campus | Summa Barberton Hospital | 5th Floor | 2018-07-17 | Low
No | CE8536 | Alarms, Occupancy, Chair/Wheelchair | M2100-SL - Safety Auto-Reset Fall Alarm Monitor | PRDGa81500003415 | Deroyal Industries | Health Tech Mgmt - SB | Barberton | Barberton Campus | Summa Barberton Hospital | 5th Floor | 2018-07-17 | Low
No | CE8537 | Alarms, Occupancy, Chair/Wheelchair | M2100-SL - Safety Auto-Reset Fall Alarm Monitor | PRDGa81500003434 | Deroyal Industries | Health Tech Mgmt - SB | Barberton | Barberton Campus | Summa Barberton Hospital | 5th Floor | 2018-07-17 | Low
No | CE8538 | Alarms, Occupancy, Chair/Wheelchair | M2100-SL - Safety Auto-Reset Fall Alarm Monitor | PRDGa81500003447 | Deroyal Industries | Health Tech Mgmt - SB | Barberton | Barberton Campus | Summa Barberton Hospital | 5th Floor | 2018-07-17 | Low
No | CE8539 | Alarms, Occupancy, Chair/Wheelchair | M2100-SL - Safety Auto-Reset Fall Alarm Monitor | PRDGa81500003449 | Deroyal Industries | Health Tech Mgmt - SB | Barberton | Barberton Campus | Summa Barberton Hospital | 5th Floor | 2018-07-17 | Low
No | CE8540 | Alarms, Occupancy, Chair/Wheelchair | M2100-SL - Safety Auto-Reset Fall Alarm Monitor | PRDGa53300005528 | Deroyal Industries | Health Tech Mgmt - SB | Barberton | Barberton Campus | Summa Barberton Hospital | 5th Floor | 2018-07-17 | Low
No | CE8541 | Alarms, Occupancy, Chair/Wheelchair | M2100-SL - Safety Auto-Reset Fall Alarm Monitor | PRDGa81500003407 | Deroyal Industries | Health Tech Mgmt - SB | Barberton | Barberton Campus | Summa Barberton Hospital | 5th Floor | 2018-07-17 | Low
No | CE8542 | Alarms, Occupancy, Chair/Wheelchair | M2100-SL - Safety Auto-Reset Fall Alarm Monitor | PRDGa81500003401 | Deroyal Industries | Health Tech Mgmt - SB | Barberton | Barberton Campus | Summa Barberton Hospital | 5th Floor | 2018-07-17 | Low
No | CE8543 | Alarms, Occupancy, Chair/Wheelchair | M2100-SL - Safety Auto-Reset Fall Alarm Monitor | PRDGa81500003428 | Deroyal Industries | Health Tech Mgmt - SB | Barberton | Barberton Campus | Summa Barberton Hospital | 5th Floor | 2018-07-17 | Low
No | CE8544 | Alarms, Occupancy, Chair/Wheelchair | M2100-SL - Safety Auto-Reset Fall Alarm Monitor | PRDGa75100001558 | Deroyal Industries | Health Tech Mgmt - SB | Barberton | Barberton Campus | Summa Barberton Hospital | 5th Floor | 2018-07-17 | Low
No | CE8545 | Alarms, Occupancy, Chair/Wheelchair | M2100-SL - Safety Auto-Reset Fall Alarm Monitor | PRDGa81500003406 | Deroyal Industries | Health Tech Mgmt - SB | Barberton | Barberton Campus | Summa Barberton Hospital | 5th Floor | 2018-07-17 | Low
No | 101-18006 | Alarms, Refrigerator | 10362 - | UNK | True Manufacturing | LAB General - SW | Barberton | Wadsworth Campus | Wadsworth-Rittman Medical Center | 1st Floor | 2007-12-18 | Low
No | 101-18125 | Alarms, Refrigerator | 10362 - | UNK1 | True Manufacturing | LAB General - SW | Barberton | Wadsworth Campus | Wadsworth-Rittman Medical Center | 1st Floor | 2007-12-18 | Low
No | 101-18791 | Alarms, Refrigerator | 97-269-1 - | 402N0082 | Fisher & Paykel Healthcare | LAB General - SW | Barberton | Wadsworth Campus | Wadsworth-Rittman Medical Center | 1st Floor | 2005-06-01 | Low
No | 101-15414 | Alarms, Refrigerator | 97-296-1 - | 1200-043 | Fischer Imaging | LAB General - SW | Barberton | Wadsworth Campus | Wadsworth-Rittman Medical Center | 1st Floor | 2005-06-01 | Low
No | 101-14056 | Alarms, Refrigerator | MT49 - | HFC 134A | Beverage Air | LAB General - SW | Barberton | Wadsworth Campus | Wadsworth-Rittman Medical Center | 1st Floor | 2005-06-01 | Low
No | 101-20167 | Alarms, Refrigerator | T-49 - Manufactured By True | 4643181 | U-Line | LAB General - SW | Barberton | Wadsworth Campus | Wadsworth-Rittman Medical Center | 1st Floor | 2007-01-02 | Low
No | 024610 | Amalgamators | PROMIX 400 - Mixer, Amalgamator | 29752 | Dentsply | Center for Dental Health | Akron | Akron City Campus | 75 Arch | 3rd Floor | 2007-10-04 | Low
No | 024664 | Amalgamators | PROMIX 400 - Mixer, Amalgamator | 30254 | Dentsply | Center for Dental Health | Akron | Akron City Campus | 75 Arch | 3rd Floor | 2007-12-11 | Low
No | 024671 | Amalgamators | PROMIX 400 - Mixer, Amalgamator | 29859 | Dentsply | Center for Dental Health | Akron | Akron City Campus | 75 Arch | 3rd Floor | 2007-12-11 | Low
No | 024681 | Amalgamators | PROMIX 400 - Mixer, Amalgamator | 30256 | Dentsply | Center for Dental Health | Akron | Akron City Campus | 75 Arch | 3rd Floor | 2007-12-11 | Low
No | 024688 | Amalgamators | PROMIX 400 - Mixer, Amalgamator | 30093 | Dentsply | Center for Dental Health | Akron | Akron City Campus | 75 Arch | 3rd Floor | 2007-12-11 | Low
No | 032019 | Amalgamators | ULTRAMAT 2 - | 17652 | Sdi | Center for Dental Health | Akron | Akron City Campus | 75 Arch | 3rd Floor | 2013-06-28 | Low
No | 032021 | Amalgamators | ULTRAMAT 2 - | 17965 | Sdi | Center for Dental Health | Akron | Akron City Campus | 75 Arch | 3rd Floor | 2013-06-28 | Low
No | 032024 | Amalgamators | ULTRAMAT 2 - | 17963 | Sdi | Center for Dental Health | Akron | Akron City Campus | 75 Arch | 3rd Floor | 2013-06-28 | Low
No | 032027 | Amalgamators | ULTRAMAT 2 - | 17964 | Sdi | Center for Dental Health | Akron | Akron City Campus | 75 Arch | 3rd Floor | 2013-06-28 | Low
No | 032029 | Amalgamators | ULTRAMAT 2 - | 17966 | Sdi | Center for Dental Health | Akron | Akron City Campus | 75 Arch | 3rd Floor | 2013-06-28 | Low
No | 039305 | Analyzers, Environmental/Gas System | FI-21 - Riken Fi-21 Portable Gas Indicator | 4X9020008ES | Riken Keiki | Health Tech Mgmt - SB | Barberton | Barberton Campus | Summa Barberton Hospital | 5th Floor | 2015-08-19 | Low
No | 059135 | Analyzers, Environmental/Gas System | FI-21 - Riken Fi-21 Portable Gas Indicator | 782045002ET | Riken Keiki | Health Tech Mgmt | Akron | Akron City Campus | ACH Admin Building | Ground Floor | 2020-07-01 | Low
No | 061797 | Analyzers, Environmental/Gas System | FI-21 - Riken Fi-21 Portable Gas Indicator | 782045003ET | Riken Keiki | Health Tech Mgmt | Akron | Akron City Campus | ACH Admin Building | Ground Floor | 2020-07-01 | Low
No | 101-18567 | Analyzers, Lab, Blood Gas | 405 | 05682 | Bayer Healthcare | LAB General - SW | Barberton | Wadsworth Campus | Wadsworth-Rittman Medical Center | 1st Floor | 2005-06-01 | Medium
No | 101-18568 | Analyzers, Lab, Blood Gas | 405 | 05685 | Bayer Healthcare | LAB General - SW | Barberton | Wadsworth Campus | Wadsworth-Rittman Medical Center | 1st Floor | 2005-06-01 | Medium
Yes | 064104 | Analyzers, Lab, Clinical Chemistry | 03R67-01 - Alinity c | AC06548 | Abbott Laboratories | LAB Critical Care | Akron | Akron City Campus | Akron City Hospital | Ground Floor | 2024-06-26 07:38 | Medium
Yes | 064106 | Analyzers, Lab, Clinical Chemistry | 03R67-01 - Alinity c | AC06550 | Abbott Laboratories | LAB Critical Care | Akron | Akron City Campus | Akron City Hospital | Ground Floor | 2024-06-26 07:39 | Medium
Yes | 064107 | Analyzers, Lab, Clinical Chemistry | 03R67-01 - Alinity c | AC06554 | Abbott Laboratories | LAB Critical Care | Akron | Akron City Campus | Akron City Hospital | Ground Floor | 2024-06-26 07:42 | Medium
Yes | 070063 | Analyzers, Lab, Clinical Chemistry | 03R67-01 - Alinity c | AC06599 | Abbott Laboratories | LAB Critical Care - SB | Barberton | Barberton Campus | Summa Barberton Hospital | 6th Floor | 2024-04-15 10:30 | Medium
Yes | 070066 | Analyzers, Lab, Clinical Chemistry | 03R67-01 - Alinity c | AC06595 | Abbott Laboratories | LAB Critical Care - SB | Barberton | Barberton Campus | Summa Barberton Hospital | 6th Floor | 2024-04-15 10:30 | Medium
Yes | 070425 | Analyzers, Lab, Clinical Chemistry | 03R67-01 - Alinity c | AC06573 | Abbott Laboratories | LAB General - SW | Barberton | Wadsworth Campus | Wadsworth-Rittman Medical Center | 1st Floor | 2024-06-24 12:26 | Medium
Yes | 070553 | Analyzers, Lab, Clinical Chemistry | 03R67-01 - Alinity c | AC06566 | Abbott Laboratories | LAB Green | Barberton | Green Campus | Green Medical Center | Ground Floor | 2024-05-24 08:26 | Medium
No | CE4764 | Analyzers, Lab, Clinical Chemistry | 10400 A - Refractometer | 0002399373 | Leica Microsystems | LAB Critical Care - SB | Barberton | Barberton Campus | Summa Barberton Hospital | 6th Floor | 2009-04-01 | Medium
Yes | 053539 | Analyzers, Lab, Clinical Chemistry | 1265 - RAPIDLab 1200 Series | 18639 | Siemens Diagnostics | LAB Critical Care | Akron | Akron City Campus | Akron City Hospital | Ground Floor | 2018-01-30 | Medium
Yes | 053540 | Analyzers, Lab, Clinical Chemistry | 1265 - RAPIDLab 1200 Series | 18641 | Siemens Diagnostics | LAB Critical Care | Akron | Akron City Campus | Akron City Hospital | Ground Floor | 2018-01-30 | Medium
No | 004611 | Analyzers, Lab, Clinical Chemistry | 1900 - Analyzer, Sample | 1900 1091 | Diamedix | IMMUNOLOGY/SEROLOGY | Akron | Akron City Campus | Akron City Hospital | 2nd Floor | 1990-01-01 | Medium
No | 101-15076 | Analyzers, Lab, Clinical Chemistry | 1900 - Analyzer, Sample | 64000322428 | Diamedix | LAB General - SW | Barberton | Wadsworth Campus | Wadsworth-Rittman Medical Center | 1st Floor | 2005-06-01 | Medium
No | 8028A | Analyzers, Lab, Clinical Chemistry | 33010 DIGIFLEX - Analyzer, Auto Pipette | 5081 | Micromedical Technologies | IMMUNOLOGY/SEROLOGY | Akron | Akron City Campus | Akron City Hospital | 2nd Floor | 1978-01-01 | Medium
No | 023372 | Analyzers, Lab, Clinical Chemistry | 378600 - Prepplus 2 Prepsystem | 711003115 | Beckman Coulter | IMMUNOLOGY/SEROLOGY | Akron | Akron City Campus | Akron City Hospital | 2nd Floor | 2008-02-07 | Medium
Yes | 020705 | Analyzers, Lab, Clinical Chemistry | 386220 - Access 2 | 503252 | Beckman Coulter | LAB Critical Care | Akron | Akron City Campus | Akron City Hospital | Ground Floor | 2005-10-24 | Medium
No | 101-05980 | Analyzers, Lab, Clinical Chemistry | 4114UF - | 00394 | Med Amicus | Emergency Department (ED) - Wadsworth | Barberton | Wadsworth Campus | Wadsworth Emergency Bldg | Ground Floor | 2005-06-01 | Medium
No | 031544 | Analyzers, Lab, Clinical Chemistry | 430-A - Sensititre AIM | 430/R03N006 | Trek Diagnostic Systems | LAB Microbiology | Akron | Akron City Campus | ACH Admin Building | 2nd Floor | 2012-12-07 | Medium
No | 031545 | Analyzers, Lab, Clinical Chemistry | 437 - Nephelometer | 437R05N038 | Trek Diagnostic Systems | LAB Microbiology | Akron | Akron City Campus | ACH Admin Building | 2nd Floor | 2012-12-07 | Medium
Yes | 023371 | Analyzers, Lab, Clinical Chemistry | 6605429 - TQ Prep Workstation | AL47143 | Beckman Coulter | IMMUNOLOGY/SEROLOGY | Akron | Akron City Campus | Akron City Hospital | 2nd Floor | 2008-02-07 | Medium
Yes | 065008 | Analyzers, Lab, Clinical Chemistry | 6605429 - TQ Prep Workstation | BA01002 | Beckman Coulter | LAB Infectious Disease | Akron | Akron City Campus | Akron City Hospital | 3rd Floor | 2025-02-17 08:10 | Medium
No | 014093 | Analyzers, Lab, Clinical Chemistry | 741-0014 ELECSYS2010 - Analyzer, Chemical | 1314-12 | FUJIFILM Healthcare Americas | LAB Special Proced Tox | Akron | Akron City Campus | ACH Admin Building | 2nd Floor | 2002-03-13 | Medium
No | 004636 | Analyzers, Lab, Clinical Chemistry | 8000 - Analyzer, Coagulation | E0410 | IEC | LAB Special Proced Tox | Akron | Akron City Campus | ACH Admin Building | 2nd Floor | 1991-01-01 | Medium
No | 007644 | Analyzers, Lab, Clinical Chemistry | 8389-01 - Imx Immunoassy System | 9159 | Abbott Laboratories | IMMUNOLOGY/SEROLOGY | Akron | Akron City Campus | Akron City Hospital | 2nd Floor | 1990-01-01 | Medium
No | 031648 | Analyzers, Lab, Clinical Chemistry | Ac diff 2 - | AM32887 | Beckman Coulter | IMMUNOLOGY/SEROLOGY | Akron | Akron City Campus | Akron City Hospital | 2nd Floor | 2020-06-10 | Medium
No | CE4405 | Analyzers, Lab, Clinical Chemistry | ACCESS - | P10659 | Beckman Coulter | Operating Room - SB | Barberton | Barberton Campus | Summa Barberton Hospital | 2nd Floor | 2009-04-01 | Medium
No | CE4443 | Analyzers, Lab, Clinical Chemistry | ACS 180 SE | 1164 | Bayer Healthcare | LAB Critical Care - SB | Barberton | Barberton Campus | Summa Barberton Hospital | 6th Floor | 2009-04-01 | Medium
Yes | CE4778 | Analyzers, Lab, Clinical Chemistry | AU600 - | 1080726 | Olympus America | LAB Critical Care - SB | Barberton | Barberton Campus | Summa Barberton Hospital | 6th Floor | 2009-04-01 | Medium
Yes | CE4779 | Analyzers, Lab, Clinical Chemistry | AU600 - | 1080727 | Olympus America | LAB Critical Care - SB | Barberton | Barberton Campus | Summa Barberton Hospital | 6th Floor | 2009-04-01 | Medium
Yes | 028256 | Analyzers, Lab, Clinical Chemistry | AU640 | 7043143 | Olympus America | LAB Special Proced Tox | Akron | Akron City Campus | ACH Admin Building | 2nd Floor | 2012-05-09 | Medium
Yes | 060956 | Analyzers, Lab, Clinical Chemistry | AU640 | 1120830 | Olympus America | LAB Special Proced Tox | Akron | Akron City Campus | ACH Admin Building | 2nd Floor | 2021-11-02 | Medium
No | 101-13253 | Analyzers, Lab, Clinical Chemistry | AUTOSCAN 4 - | 7180 | Baxter Healthcare | LAB General - SW | Barberton | Wadsworth Campus | Wadsworth-Rittman Medical Center | 1st Floor | 2005-06-01 | Medium
Yes | 026645 | Analyzers, Lab, Clinical Chemistry | AXSYM SYSTEM - Immunoassay Testing | 5199 | Abbott Laboratories | LAB Special Proced Tox | Akron | Akron City Campus | ACH Admin Building | 2nd Floor | 2008-10-14 | Medium
No | 033915 | Analyzers, Lab, Clinical Chemistry | B Hemoglobin - | 1610118053 | Hemocue | Embassy Parkway Family Med | Akron | Fairlawn Campus | Embassy Parkway | Ground Floor | 2020-12-17 | Medium
No | CE3103 | Analyzers, Lab, Clinical Chemistry | B Hemoglobin - | 9836002213 | Hemocue | Anesthesia - SB | Barberton | Barberton Campus | Summa Barberton Hospital | 2nd Floor | 2009-04-01 | Medium
No | CE4542 | Analyzers, Lab, Clinical Chemistry | B Hemoglobin - | 9921003071 | Hemocue | Anesthesia - SB | Barberton | Barberton Campus | Summa Barberton Hospital | 2nd Floor | 2009-04-01 | Medium
No | 014109 | Analyzers, Lab, Clinical Chemistry | BCS - Behring Coag System | 411076 | Siemens Medical Solutions | LAB Critical Care | Akron | Akron City Campus | Akron City Hospital | Ground Floor | 2002-03-28 | Medium
No | 031707 | Analyzers, Lab, Clinical Chemistry | BCSXP - Behring Coag System | 141894 | Siemens Medical Solutions | LAB Critical Care | Akron | Akron City Campus | Akron City Hospital | Ground Floor | 2014-03-07 | Medium
No | 031708 | Analyzers, Lab, Clinical Chemistry | BCSXP - Behring Coag System | 431891 | Siemens Medical Solutions | LAB Critical Care | Akron | Akron City Campus | Akron City Hospital | Ground Floor | 2014-03-07 | Medium
No | CE4922 | Analyzers, Lab, Clinical Chemistry | BCSXP - Behring Coag System | 470527W | Siemens Medical Solutions | LAB Critical Care - SB | Barberton | Barberton Campus | Summa Barberton Hospital | 6th Floor | 2009-04-01 | Medium
No | CE4923 | Analyzers, Lab, Clinical Chemistry | BCSXP - Behring Coag System | 331317 | Siemens Medical Solutions | LAB Critical Care - SB | Barberton | Barberton Campus | Summa Barberton Hospital | 6th Floor | 2009-04-01 | Medium
No | CE6183 | Analyzers, Lab, Clinical Chemistry | BCSXP - Behring Coag System | 391061 | Siemens Medical Solutions | Laboratory Management - SB | Barberton | Barberton Campus | Summa Barberton Hospital | 6th Floor | 2010-10-08 | Medium
Yes | 101-20330 | Analyzers, Lab, Clinical Chemistry | CA-1500 | A4327 | Sysmex America | LAB General - SW | Barberton | Wadsworth Campus | Wadsworth-Rittman Medical Center | 1st Floor | 2007-12-18 | Medium
Yes | 027792 | Analyzers, Lab, Clinical Chemistry | CA-560 | A4928 | Sysmex America | LAB Medina | Barberton | Medina Campus | Medina Medical Center | 1st Floor | 2011-11-30 | Medium
No | CE5175 | Analyzers, Lab, Clinical Chemistry | CARDIO REP - | 48042740 | Helena Laboratories Corp | LAB Critical Care - SB | Barberton | Barberton Campus | Summa Barberton Hospital | 6th Floor | 2009-04-01 | Medium
No | CE4661 | Analyzers, Lab, Clinical Chemistry | Compact - | 007907 | Clindata | LAB Critical Care - SB | Barberton | Barberton Campus | Summa Barberton Hospital | 6th Floor | 2009-04-01 | Medium
No | 101-20333 | Analyzers, Lab, Clinical Chemistry | DIMENSION - | 2004080554 | Dade Behring | LAB General - SW | Barberton | Wadsworth Campus | Wadsworth-Rittman Medical Center | 1st Floor | 2007-12-18 | Medium
No | 101-20334 | Analyzers, Lab, Clinical Chemistry | DIMENSION - | 2004080556 | Dade Behring | LAB General - SW | Barberton | Wadsworth Campus | Wadsworth-Rittman Medical Center | 1st Floor | 2007-12-18 | Medium
No | 014101 | Analyzers, Lab, Clinical Chemistry | DML 2000 - Hybrid Capture System | 1148 | Digene Corp. | IMMUNOLOGY/SEROLOGY | Akron | Akron City Campus | Akron City Hospital | 2nd Floor | 2001-06-01 | Low
No | 026329 | Analyzers, Lab, Clinical Chemistry | dtx 90428 - Orthro Provue | 0570003604 | Micro Typing Systems | LAB Blood Bank | Akron | Akron City Campus | H Tower | Ground Floor | 2010-04-08 | Medium
No | 002029 | Analyzers, Lab, Clinical Chemistry | E1600C - Analyzer, Coagulation | 296 | Medasonics | LAB Critical Care | Akron | Akron City Campus | Akron City Hospital | Ground Floor | 1992-12-01 | Medium
No | CE4996 | Analyzers, Lab, Clinical Chemistry | HLC SERIES - | 10752907 | Tosohmed | LAB Critical Care - SB | Barberton | Barberton Campus | Summa Barberton Hospital | 6th Floor | 2009-04-01 | Medium
No | CE4678 | Analyzers, Lab, Clinical Chemistry | IMX - | 15375-96 | Abbott Laboratories | LAB Critical Care - SB | Barberton | Barberton Campus | Summa Barberton Hospital | 6th Floor | 2009-04-01 | Medium
Yes | 020721 | Analyzers, Lab, Clinical Chemistry | LH 750 - Hematology System | 487769 | Beckman Coulter | LAB Critical Care | Akron | Akron City Campus | Akron City Hospital | Ground Floor | 2005-12-27 | Medium
Yes | CE4858 | Analyzers, Lab, Clinical Chemistry | LH 750 - Hematology System | 0AG02017 | Beckman Coulter | LAB Critical Care - SB | Barberton | Barberton Campus | Summa Barberton Hospital | 6th Floor | 2009-04-01 | Medium
Yes | CE4859 | Analyzers, Lab, Clinical Chemistry | LH 750 - Hematology System | OAG02028 | Beckman Coulter | LAB Critical Care - SB | Barberton | Barberton Campus | Summa Barberton Hospital | 6th Floor | 2009-04-01 | Medium
Yes | 020720 | Analyzers, Lab, Clinical Chemistry | LH 755 - Hematology System | 482450 | Beckman Coulter | LAB Critical Care | Akron | Akron City Campus | Akron City Hospital | Ground Floor | 2005-12-27 | Medium
No | 002011 | Analyzers, Lab, Clinical Chemistry | NE-8000 - Analyzer, Hematology | A2194 | Baxter Healthcare | LAB Critical Care | Akron | Akron City Campus | Akron City Hospital | Ground Floor | 1992-12-01 | Medium
Yes | 035393 | Analyzers, Lab, Clinical Chemistry | Ortho Vision | 50002146 | Ortho Clinical Diagnostics | LAB Blood Bank | Akron | Akron City Campus | H Tower | Ground Floor | 2016-03-29 | Medium
Yes | 038631 | Analyzers, Lab, Clinical Chemistry | Ortho Vision | 50002245 | Ortho Clinical Diagnostics | LAB Blood Bank - SB | Barberton | Barberton Campus | Summa Barberton Hospital | 6th Floor | 2016-08-10 | Medium
Yes | 050249 | Analyzers, Lab, Clinical Chemistry | Ortho Vision | 50003281 | Ortho Clinical Diagnostics | LAB Blood Bank | Akron | Akron City Campus | H Tower | Ground Floor | 2020-07-08 | Medium
No | CE3682 | Analyzers, Lab, Clinical Chemistry | OXICOM-2100 - Analyzer, Blood Gas | 83451.120 | Waters Instrument | SCI-Cardiac Cath Lab Svcs - SB | Barberton | Barberton Campus | Summa Barberton Hospital | 2nd Floor | 2009-04-01 | Medium
No | 002996 | Analyzers, Lab, Clinical Chemistry | R/S 2000 - Urinalysis Workstation | 0456 | Diasys Corp. | LAB Critical Care | Akron | Akron City Campus | Akron City Hospital | Ground Floor | 2000-02-01 | Medium
No | CE5174 | Analyzers, Lab, Clinical Chemistry | RAPID ELECTROPH - | 58042380 | Helena Laboratories Corp | LAB Critical Care - SB | Barberton | Barberton Campus | Summa Barberton Hospital | 6th Floor | 2009-04-01 | Medium
No | 025795 | Analyzers, Lab, Clinical Chemistry | SD - Sheath Fluid Delivery Sys | LXSD08092003 | Luminex | IMMUNOLOGY/SEROLOGY | Akron | Akron City Campus | Akron City Hospital | 2nd Floor | 2009-04-24 | Medium
No | 027797 | Analyzers, Lab, Clinical Chemistry | SEDIMAT 15 - Analyzer, Ery. Sedi. Rate | 4484 | Polymedco | LAB Medina | Barberton | Medina Campus | Medina Medical Center | 1st Floor | 2011-11-30 | Medium
No | 028262 | Analyzers, Lab, Clinical Chemistry | SEDIMAT 15 - Analyzer, Ery. Sedi. Rate | 3746 | Polymedco | LAB Critical Care | Akron | Akron City Campus | Akron City Hospital | Ground Floor | 2012-08-10 | Medium
No | 031556 | Analyzers, Lab, Clinical Chemistry | SEDIMAT 15 - Analyzer, Ery. Sedi. Rate | 3978 | Polymedco | LAB Critical Care | Akron | Akron City Campus | Akron City Hospital | Ground Floor | 2013-07-11 | Medium
No | 101-15545 | Analyzers, Lab, Clinical Chemistry | SF-3000 | A3440 | Sysmex America | LAB General - SW | Barberton | Wadsworth Campus | Wadsworth-Rittman Medical Center | 1st Floor | 2005-06-01 | Medium
No | CE5270 | Analyzers, Lab, Clinical Chemistry | STRATUS CS - Chemical Analyzer | 98051671W | Dade Behring | LAB Critical Care - SB | Barberton | Barberton Campus | Summa Barberton Hospital | 6th Floor | 2009-04-01 | Medium
No | 020703 | Analyzers, Lab, Clinical Chemistry | SYNCHRON LX20 PRO - Blood Gas | 3387 | Beckman Coulter | LAB Critical Care | Akron | Akron City Campus | Akron City Hospital | Ground Floor | 2005-10-06 | Medium
No | 020704 | Analyzers, Lab, Clinical Chemistry | SYNCHRON LX20 PRO - Blood Gas | 3384 | Beckman Coulter | LAB Critical Care | Akron | Akron City Campus | Akron City Hospital | Ground Floor | 2005-10-06 | Medium
No | 002403 | Analyzers, Lab, Clinical Chemistry | TDX FLX - Immunoassay Analyzer | 31432 | Abbott Laboratories | LAB Special Proced Tox | Akron | Akron City Campus | ACH Admin Building | 2nd Floor | 1996-12-01 | Medium
No | 002404 | Analyzers, Lab, Clinical Chemistry | TDX FLX - Immunoassay Analyzer | 30894 | Abbott Laboratories | LAB Special Proced Tox | Akron | Akron City Campus | ACH Admin Building | 2nd Floor | 1996-12-01 | Medium
No | 036769 | Analyzers, Lab, Clinical Chemistry | TLI - Fibronectin Protien Detec | 61992B19D0 | Cytyc LP | Laboratory Management - SB | Barberton | Barberton Campus | Summa Barberton Hospital | 6th Floor | 2019-04-24 | Medium
No | 014399 | Analyzers, Lab, Clinical Chemistry | TRIAGE - Analyzer, Fluorescence | 00026627 | Biosite Diagnostics | LAB Critical Care | Akron | Akron City Campus | Akron City Hospital | Ground Floor | 2004-01-05 | Medium
No | 015215 | Analyzers, Lab, Clinical Chemistry | TRIAGE - Analyzer, Fluorescence | 00026075 | Biosite Diagnostics | LAB Critical Care | Akron | Akron City Campus | Akron City Hospital | Ground Floor | 2004-02-02 | Medium
No | 101-18509 | Analyzers, Lab, Clinical Chemistry | TRMGE - | 25762 | Biosite Diagnostics | LAB General - SW | Barberton | Wadsworth Campus | Wadsworth-Rittman Medical Center | 1st Floor | 2005-06-01 | Medium
No | CE4133 | Analyzers, Lab, Clinical Chemistry | VES MATIC 20 - | 96290111 | Diesse | LAB Critical Care - SB | Barberton | Barberton Campus | Summa Barberton Hospital | 6th Floor | 2009-04-01 | Medium
Yes | 058327 | Analyzers, Lab, Clinical Chemistry | Vitek Virtuo | VRTA-00756 | Biomerieux | LAB Microbiology | Akron | Akron City Campus | ACH Admin Building | 2nd Floor | 2018-11-29 | Medium
Yes | 058328 | Analyzers, Lab, Clinical Chemistry | Vitek Virtuo | VRTB-00238 | Biomerieux | LAB Microbiology | Akron | Akron City Campus | ACH Admin Building | 2nd Floor | 2018-11-29 | Medium
Yes | 058329 | Analyzers, Lab, Clinical Chemistry | Vitek Virtuo | VRTB-00239 | Biomerieux | LAB Microbiology | Akron | Akron City Campus | ACH Admin Building | 2nd Floor | 2018-11-29 | Medium
Yes | 070055 | Analyzers, Lab, Clinical Chemistry | Vitros 4600 | J46000988 | Ortho Clinical Diagnostics | LAB Critical Care - SB | Barberton | Barberton Campus | Summa Barberton Hospital | 6th Floor | 2015-06-23 09:15 | Medium
Yes | 039897 | Analyzers, Lab, Clinical Chemistry | Vitros 5600 | J56003181 | Ortho Clinical Diagnostics | LAB Green | Barberton | Green Campus | Green Medical Center | Ground Floor | 2019-12-16 09:55 | Medium
Yes | 043260 | Analyzers, Lab, Clinical Chemistry | Vitros 5600 | J56002916 | Ortho Clinical Diagnostics | LAB Medina | Barberton | Medina Campus | Medina Medical Center | 1st Floor | 2022-07-05 09:21 | Medium
Yes | 053537 | Analyzers, Lab, Clinical Chemistry | Vitros 5600 | J56002925 | Ortho Clinical Diagnostics | LAB Critical Care | Akron | Akron City Campus | Akron City Hospital | Ground Floor | 2019-09-17 | Medium
Yes | 060966 | Analyzers, Lab, Clinical Chemistry | Vitros 5600 | J56002922 | Ortho Clinical Diagnostics | LAB Critical Care | Akron | Akron City Campus | Akron City Hospital | Ground Floor | 2019-09-17 | Medium
Yes | 070053 | Analyzers, Lab, Clinical Chemistry | Vitros 5600 | J56003042 | Ortho Clinical Diagnostics | LAB Critical Care - SB | Barberton | Barberton Campus | Summa Barberton Hospital | 6th Floor | 2019-12-16 09:55 | Medium
Yes | 070054 | Analyzers, Lab, Clinical Chemistry | Vitros 5600 | J56003045 | Ortho Clinical Diagnostics | LAB Critical Care - SB | Barberton | Barberton Campus | Summa Barberton Hospital | 6th Floor | 2019-12-16 09:55 | Medium
Yes | 070170 | Analyzers, Lab, Clinical Chemistry | Vitros 5600 | J56003161 | Ortho Clinical Diagnostics | LAB General - SW | Barberton | Wadsworth Campus | Wadsworth-Rittman Medical Center | 1st Floor | 2023-09-11 10:23 | Medium
No | 025794 | Analyzers, Lab, Clinical Chemistry | XYP - Xy Platform | LXY08099101 | Luminex | IMMUNOLOGY/SEROLOGY | Akron | Akron City Campus | Akron City Hospital | 2nd Floor | 2009-04-24 | Medium
No | 064051 | Analyzers, Lab, Hematology, Cell Counting | Invitrogen | 10094012 | Thermo Fisher Scientific | Translational Research | Akron | Akron City Campus | Akron City Hospital | 2nd Floor | 2024-05-24 13:20 | Medium
Yes | 053528 | Analyzers, Lab, Hematology, Cell Counting | UniCel DxH 800 Coulter Cellular Analysis System | BA13187 | Beckman Coulter | LAB Critical Care | Akron | Akron City Campus | Akron City Hospital | Ground Floor | 2018-01-30 | Medium
Yes | 053529 | Analyzers, Lab, Hematology, Cell Counting | UniCel DxH 800 Coulter Cellular Analysis System | BA13188 | Beckman Coulter | LAB Critical Care | Akron | Akron City Campus | Akron City Hospital | Ground Floor | 2018-01-30 | Medium
Yes | 053541 | Analyzers, Lab, Hematology, Cell Counting | UniCel DxH 800 Coulter Cellular Analysis System | BA13186 | Beckman Coulter | LAB Critical Care | Akron | Akron City Campus | Akron City Hospital | Ground Floor | 2018-01-30 | Medium
Yes | CE8569 | Analyzers, Lab, Hematology, Cell Counting | UniCel DxH 800 Coulter Cellular Analysis System | AV18367 | Beckman Coulter | LAB Critical Care - SB | Barberton | Barberton Campus | Summa Barberton Hospital | 6th Floor | 2013-12-03 | Medium
Yes | CE8570 | Analyzers, Lab, Hematology, Cell Counting | UniCel DxH 800 Coulter Cellular Analysis System | AW09121 | Beckman Coulter | LAB Critical Care - SB | Barberton | Barberton Campus | Summa Barberton Hospital | 6th Floor | 2013-12-03 | Medium
Yes | 039641 | Analyzers, Lab, Hematology, Cell Counting | XN-10 | A7637 | Sysmex America | LAB General - SW | Barberton | Wadsworth Campus | Wadsworth-Rittman Medical Center | 1st Floor | 2021-12-30 | Medium
Yes | 039898 | Analyzers, Lab, Hematology, Cell Counting | XN-10 | 81938 | Sysmex America | LAB Green | Barberton | Green Campus | Green Medical Center | Ground Floor | 2022-12-16 09:57 | Medium
Yes | 043253 | Analyzers, Lab, Hematology, Cell Counting | XN-10 | 81010 | Sysmex America | LAB Medina | Barberton | Medina Campus | Medina Medical Center | 1st Floor | 2023-05-17 09:16 | Medium
Yes | 064113 | Analyzers, Lab, Hematology, Cell Counting | XN-10 | 13146 | Sysmex America | LAB Critical Care | Akron | Akron City Campus | Akron City Hospital | Ground Floor | 2024-06-26 12:49 | Medium
Yes | 064117 | Analyzers, Lab, Hematology, Cell Counting | XN-10 | 13446 | Sysmex America | LAB Critical Care | Akron | Akron City Campus | Akron City Hospital | Ground Floor | 2024-06-26 12:49 | Medium
Yes | 064118 | Analyzers, Lab, Hematology, Cell Counting | XN-10 | 83174 | Sysmex America | LAB Critical Care | Akron | Akron City Campus | Akron City Hospital | Ground Floor | 2024-06-26 12:49 | Medium
Yes | 064119 | Analyzers, Lab, Hematology, Cell Counting | XN-10 | 83175 | Sysmex America | LAB Critical Care | Akron | Akron City Campus | Akron City Hospital | Ground Floor | 2024-06-26 12:49 | Medium
Yes | 064120 | Analyzers, Lab, Hematology, Cell Counting | XN-10 | 83184 | Sysmex America | LAB Critical Care | Akron | Akron City Campus | Akron City Hospital | Ground Floor | 2024-06-26 12:49 | Medium
Yes | 070157 | Analyzers, Lab, Hematology, Cell Counting | XN-10 | 83041 | Sysmex America | LAB Critical Care - SB | Barberton | Barberton Campus | Summa Barberton Hospital | 6th Floor | 2023-09-11 09:57 | Medium
Yes | 070158 | Analyzers, Lab, Hematology, Cell Counting | XN-10 | 83052 | Sysmex America | LAB Critical Care - SB | Barberton | Barberton Campus | Summa Barberton Hospital | 6th Floor | 2023-09-11 09:57 | Medium
Yes | 065009 | Analyzers, Lab, Hematology, Cell Counting | XN-450 | 12730 | Sysmex America | LAB Infectious Disease | Akron | Akron City Campus | Akron City Hospital | 3rd Floor | 2025-02-17 07:49 | Medium
Yes | 039899 | Analyzers, Lab, Hematology, Coagulation | CA-660 | 25409 | Sysmex America | LAB Green | Barberton | Green Campus | Green Medical Center | Ground Floor | 2021-04-26 13:11 | Medium
Yes | 043243 | Analyzers, Lab, Hematology, Coagulation | CA-660 | 25410 | Sysmex America | LAB Medina | Barberton | Medina Campus | Medina Medical Center | 1st Floor | 2021-04-19 09:11 | Medium
No | 023605 | Analyzers, Lab, Hematology, Coagulation | Coag-Sense - Coag-Sense Pt / Inr Monitoring System | D001254H0667 | Coagusense | Internal Medicine - White Pond | Barberton | White Pond Campus | White Pond Medical Center | 2nd Floor | 2021-01-19 | Medium
No | 033917 | Analyzers, Lab, Hematology, Coagulation | Coag-Sense - Coag-Sense Pt / Inr Monitoring System | 13402 | Coagusense | Internal Medicine - White Pond | Barberton | White Pond Campus | White Pond Medical Center | 2nd Floor | 2020-12-17 | Medium
No | 039514 | Analyzers, Lab, Hematology, Coagulation | Coag-Sense - Coag-Sense Pt / Inr Monitoring System | D001295J0465 | Coagusense | Internal Medicine - Barberton | Barberton | Barberton Campus | Summa Barberton Hospital | 1st Floor | 2021-08-16 | Medium
No | 058193 | Analyzers, Lab, Hematology, Coagulation | Coag-Sense - Coag-Sense Pt / Inr Monitoring System | 07233 | Coagusense | Tallmadge Family Medicine | Akron | Tallmadge Campus | Tallmadge Medical Center | 2nd Floor | 2019-09-25 | Medium
No | 060588 | Analyzers, Lab, Hematology, Coagulation | Coag-Sense - Coag-Sense Pt / Inr Monitoring System | D001295J0311 | Coagusense | Internal Medicine - Stow | Akron | Stow-Kent Campus | Stow-Kent Medical Center | 2nd Floor | 2021-08-02 | Medium
No | 070219 | Analyzers, Lab, Hematology, Coagulation | Coag-Sense - Coag-Sense Pt / Inr Monitoring System | D001110L0376 | Coagusense | Internal Medicine - White Pond | Barberton | White Pond Campus | White Pond Medical Center | 2nd Floor | 2024-02-21 09:10 | Medium
Yes | 043117 | Analyzers, Lab, Hematology, Coagulation | CS-2500 | 22906 | Sysmex America | LAB Critical Care - SB | Barberton | Barberton Campus | Summa Barberton Hospital | 6th Floor | 2020-07-26 09:01 | Medium
Yes | 043118 | Analyzers, Lab, Hematology, Coagulation | CS-2500 | 22907 | Sysmex America | LAB Critical Care - SB | Barberton | Barberton Campus | Summa Barberton Hospital | 6th Floor | 2020-07-26 09:01 | Medium
Yes | 062962 | Analyzers, Lab, Hematology, Coagulation | CS-2500 | 23059 | Sysmex America | LAB Critical Care | Akron | Akron City Campus | Akron City Hospital | Ground Floor | 2020-10-31 08:44 | Medium
Yes | 062963 | Analyzers, Lab, Hematology, Coagulation | CS-2500 | 23060 | Sysmex America | LAB Critical Care | Akron | Akron City Campus | Akron City Hospital | Ground Floor | 2020-10-31 08:44 | Medium
Yes | 064108 | Analyzers, Lab, Hematology, Coagulation | CS-2500 | 20552 | Sysmex America | LAB Critical Care | Akron | Akron City Campus | Akron City Hospital | Ground Floor | 2024-06-26 12:49 | Medium
Yes | 064111 | Analyzers, Lab, Hematology, Coagulation | CS-2500 | 13603 | Sysmex America | LAB Critical Care | Akron | Akron City Campus | Akron City Hospital | Ground Floor | 2024-06-26 12:49 | Medium
Yes | 064112 | Analyzers, Lab, Hematology, Coagulation | CS-2500 | 18751 | Sysmex America | LAB Critical Care | Akron | Akron City Campus | Akron City Hospital | Ground Floor | 2024-06-26 12:49 | Medium
Yes | 064114 | Analyzers, Lab, Hematology, Coagulation | CS-2500 | 13231 | Sysmex America | LAB Critical Care | Akron | Akron City Campus | Akron City Hospital | Ground Floor | 2024-06-26 12:49 | Medium
Yes | 064115 | Analyzers, Lab, Hematology, Coagulation | CS-2500 | 20553 | Sysmex America | LAB Critical Care | Akron | Akron City Campus | Akron City Hospital | Ground Floor | 2024-06-26 12:49 | Medium
Yes | 064116 | Analyzers, Lab, Hematology, Coagulation | CS-2500 | 12135 | Sysmex America | LAB Critical Care | Akron | Akron City Campus | Akron City Hospital | Ground Floor | 2024-06-26 12:49 | Medium
Yes | 070006 | Analyzers, Lab, Hematology, Coagulation | CS-2500 | 22900 | Sysmex America | LAB General - SW | Barberton | Wadsworth Campus | Wadsworth-Rittman Medical Center | 1st Floor | 2020-05-17 10:19 | Medium
Yes | 037525 | Analyzers, Lab, Hematology, ESR | 0112-00101 - ISED | 02480 | Alcor Scientific | LAB General - SW | Barberton | Wadsworth Campus | Wadsworth-Rittman Medical Center | 1st Floor | 2022-10-20 | Medium
Yes | 039900 | Analyzers, Lab, Hematology, ESR | 0112-00101 - ISED | 01279 | Alcor Scientific | LAB Green | Barberton | Green Campus | Green Medical Center | Ground Floor | 2022-12-26 09:01 | Medium
Yes | 039968 | Analyzers, Lab, Hematology, ESR | 0112-00101 - ISED | 00119 | Alcor Scientific | LAB Critical Care - SB | Barberton | Barberton Campus | Summa Barberton Hospital | 6th Floor | 2014-04-10 | Medium
Yes | 043244 | Analyzers, Lab, Hematology, ESR | 0112-00101 - ISED | 01280 | Alcor Scientific | LAB Medina | Barberton | Medina Campus | Medina Medical Center | 1st Floor | 2023-05-03 12:29 | Medium
Yes | 064231 | Analyzers, Lab, Hematology, ESR | 0112-00101 - ISED | 05683 | Alcor Scientific | LAB Critical Care | Akron | Akron City Campus | Akron City Hospital | Ground Floor | 2024-09-06 15:29 | Medium
Yes | 070971 | Analyzers, Lab, Hematology, ESR | 0112-00101 - ISED | 05622 | Alcor Scientific | LAB Green | Barberton | Green Campus | Green Medical Center | Ground Floor | 2025-04-16 13:31 | Medium
No | CE6182 | Analyzers, Lab, Hematology, Platelet Aggregation | PFA-100 - PFA-100 | 3560 | Siemens Medical Solutions | Laboratory Management - SB | Barberton | Barberton Campus | Summa Barberton Hospital | 6th Floor | 2010-10-14 | Medium
Yes | 060955 | Analyzers, Lab, Immunoassay, Chemiluminescent | 03R65-01 - Alinity i | AI04033 | Abbott Laboratories | LAB Special Proced Tox | Akron | Akron City Campus | ACH Admin Building | 2nd Floor | 2020-09-25 | Medium
Yes | 060957 | Analyzers, Lab, Immunoassay, Chemiluminescent | 03R65-01 - Alinity i | AI04031 | Abbott Laboratories | LAB Special Proced Tox | Akron | Akron City Campus | ACH Admin Building | 2nd Floor | 2020-09-25 | Medium
Yes | 064103 | Analyzers, Lab, Immunoassay, Chemiluminescent | 03R65-01 - Alinity i | AI26892 | Abbott Laboratories | LAB Critical Care | Akron | Akron City Campus | Akron City Hospital | Ground Floor | 2024-06-26 07:38 | Medium
Yes | 064105 | Analyzers, Lab, Immunoassay, Chemiluminescent | 03R65-01 - Alinity i | AI26874 | Abbott Laboratories | LAB Critical Care | Akron | Akron City Campus | Akron City Hospital | Ground Floor | 2024-06-26 07:38 | Medium
Yes | 070064 | Analyzers, Lab, Immunoassay, Chemiluminescent | 03R65-01 - Alinity i | AI26974 | Abbott Laboratories | LAB Critical Care - SB | Barberton | Barberton Campus | Summa Barberton Hospital | 6th Floor | 2024-04-15 13:20 | Medium
Yes | 070067 | Analyzers, Lab, Immunoassay, Chemiluminescent | 03R65-01 - Alinity i | AI26970 | Abbott Laboratories | LAB Critical Care - SB | Barberton | Barberton Campus | Summa Barberton Hospital | 6th Floor | 2024-04-15 13:20 | Medium
Yes | 070349 | Analyzers, Lab, Immunoassay, Chemiluminescent | 03R65-01 - Alinity i | AI26932 | Abbott Laboratories | LAB General - SW | Barberton | Wadsworth Campus | Wadsworth-Rittman Medical Center | 1st Floor | 2024-06-24 12:30 | Medium
Yes | 070552 | Analyzers, Lab, Immunoassay, Chemiluminescent | 03R65-01 - Alinity i | AI26947 | Abbott Laboratories | LAB Green | Barberton | Green Campus | Green Medical Center | Ground Floor | 2024-06-24 12:30 | Medium
Yes | CE4793 | Analyzers, Lab, Immunoassay, Chemiluminescent | 078-A011-03 - Advia Centaur Xp | 3066 | Siemens Medical Solutions | LAB Critical Care - SB | Barberton | Barberton Campus | Summa Barberton Hospital | 6th Floor | 2009-04-01 | Medium
Yes | 060960 | Analyzers, Lab, Immunoassay, Chemiluminescent | I0050 - Liaison XL | 2210005620 | Diasorin Inc | IMMUNOLOGY/SEROLOGY | Akron | Akron City Campus | Akron City Hospital | 2nd Floor | 2021-11-02 | Medium
No | 020706 | Analyzers, Lab, Immunoassay, Chemiluminescent | UniCel DxI 800 Access Immunoassay System | 600691 | Beckman Coulter | LAB Critical Care | Akron | Akron City Campus | Akron City Hospital | Ground Floor | 2005-10-24 | Medium
No | 060959 | Analyzers, Lab, Immunoassay, Microplate Reading | 660-0000 - Bioplex 2200 | 2200-0874 | Bio-Rad Laboratories | IMMUNOLOGY/SEROLOGY | Akron | Akron City Campus | Akron City Hospital | 2nd Floor | 2021-11-02 | Medium
No | 023313 | Analyzers, Lab, Immunoassay, Microplate Reading | 89601 - Evolis | 9163700369 | Bio-Rad Laboratories | IMMUNOLOGY/SEROLOGY | Akron | Akron City Campus | Akron City Hospital | 2nd Floor | 2005-07-25 | Medium
No | 028215 | Analyzers, Lab, Immunoassay, Microplate Reading | Infinite F200 - Infinite F200 | 1009003271 | Tecan Us Inc | IMMUNOLOGY/SEROLOGY | Akron | Akron City Campus | Akron City Hospital | 2nd Floor | 2011-01-24 | Medium
Yes | 060958 | Analyzers, Lab, Immunoassay, Photometric, ELISA | 20110003 - Helios Automated Ifa System | 201120101 | Aesku Systems | IMMUNOLOGY/SEROLOGY | Akron | Akron City Campus | Akron City Hospital | 2nd Floor | 2021-11-02 | Medium
Yes | 065015 | Analyzers, Lab, Immunoassay, Photometric, ELISA | IOS-1000 - Helios HTC | 201761901 | Aesku Systems | LAB Infectious Disease | Akron | Akron City Campus | Akron City Hospital | 3rd Floor | 2025-02-17 07:51 | Medium
Yes | 002227 | Analyzers, Lab, Mass Spectrometry | 3392A - Integrator | 2602A09735 | Hewlett Packard | LAB Special Proced Tox | Akron | Akron City Campus | ACH Admin Building | 2nd Floor | 1982-08-01 | Medium
Yes | 016294 | Analyzers, Lab, Mass Spectrometry | 3395B - Generalpurpose Integrator | CN00005546 | Hewlett Packard | LAB Special Proced Tox | Akron | Akron City Campus | ACH Admin Building | 2nd Floor | 1995-01-01 | Medium
Yes | 016295 | Analyzers, Lab, Mass Spectrometry | 3395B - Generalpurpose Integrator | CN00004919 | Hewlett Packard | LAB Special Proced Tox | Akron | Akron City Campus | ACH Admin Building | 2nd Floor | 1995-01-01 | Medium
Yes | 002224 | Analyzers, Lab, Mass Spectrometry | 3396B - Series Ii Integrator | 3222P37173 | Hewlett Packard | LAB Special Proced Tox | Akron | Akron City Campus | ACH Admin Building | 2nd Floor | 1992-08-01 | Medium
Yes | 002229 | Analyzers, Lab, Mass Spectrometry | 3396C - Series Iii Integrator | CN00004303 | Hewlett Packard | LAB Special Proced Tox | Akron | Akron City Campus | ACH Admin Building | 2nd Floor | 1995-01-01 | Medium
Yes | 016289 | Analyzers, Lab, Mass Spectrometry | 3396C - Series Iii Integrator | CN00004304 | Hewlett Packard | LAB Special Proced Tox | Akron | Akron City Campus | ACH Admin Building | 2nd Floor | 1995-01-01 | Medium
Yes | 023329 | Analyzers, Lab, Mass Spectrometry | 3396C - Series Iii Integrator | CN00010932 | Hewlett Packard | LAB Special Proced Tox | Akron | Akron City Campus | ACH Admin Building | 2nd Floor | 2007-09-19 | Medium
Yes | 023330 | Analyzers, Lab, Mass Spectrometry | 3396C - Series Iii Integrator | CN00010786 | Hewlett Packard | LAB Special Proced Tox | Akron | Akron City Campus | ACH Admin Building | 2nd Floor | 2007-09-19 | Medium
Yes | 058904 | Analyzers, Lab, Mass Spectrometry | 3396C - Series Iii Integrator | CN0009543 | Hewlett Packard | LAB Special Proced Tox | Akron | Akron City Campus | ACH Admin Building | 2nd Floor | 2020-05-04 | Medium
Yes | 002216 | Analyzers, Lab, Mass Spectrometry | 5890A - Chromatographic Mainframe | 3140A38137 | Hewlett Packard | LAB Special Proced Tox | Akron | Akron City Campus | ACH Admin Building | 2nd Floor | 1982-08-01 | Medium
Yes | 002217 | Analyzers, Lab, Mass Spectrometry | 5890A - Chromatographic Mainframe | 2728A13337 | Hewlett Packard | LAB Special Proced Tox | Akron | Akron City Campus | ACH Admin Building | 2nd Floor | 1982-08-15 | Medium
Yes | 002222 | Analyzers, Lab, Mass Spectrometry | 5890A - Chromatographic Mainframe | 3336A51164 | Hewlett Packard | LAB Special Proced Tox | Akron | Akron City Campus | ACH Admin Building | 2nd Floor | 1992-08-01 | Medium
Yes | 002218 | Analyzers, Lab, Mass Spectrometry | 5970B - Gas Chromatograph | 2716A10449 | Hewlett Packard | LAB Special Proced Tox | Akron | Akron City Campus | ACH Admin Building | 2nd Floor | 1982-08-15 | Medium
Yes | 002221 | Analyzers, Lab, Mass Spectrometry | 5972A - Mass Spectrometer Mainframe | 3341A00924 | Hewlett Packard | LAB Special Proced Tox | Akron | Akron City Campus | ACH Admin Building | 2nd Floor | 1992-08-01 | Medium
Yes | 016285 | Analyzers, Lab, Mass Spectrometry | 59822B - Ion Gauge Controller | 7772 | Hewlett Packard | LAB Special Proced Tox | Akron | Akron City Campus | ACH Admin Building | 2nd Floor | 2000-07-21 | Medium
Yes | 016292 | Analyzers, Lab, Mass Spectrometry | 59864B - Ion Gauge Controller | US60101130 | Hewlett Packard | LAB Special Proced Tox | Akron | Akron City Campus | ACH Admin Building | 2nd Floor | 2000-07-21 | Medium
Yes | 016570 | Analyzers, Lab, Mass Spectrometry | 59864B - Ion Gauge Controller | US60105327 | Hewlett Packard | LAB Special Proced Tox | Akron | Akron City Campus | ACH Admin Building | 2nd Floor | 2001-01-22 | Medium
Yes | 016291 | Analyzers, Lab, Mass Spectrometry | G1099A - G1099A Mass Spectrometer Mainframe | US72821097 | Hewlett Packard | LAB Special Proced Tox | Akron | Akron City Campus | ACH Admin Building | 2nd Floor | 1992-08-01 | Medium
Yes | 016280 | Analyzers, Lab, Mass Spectrometry | G1512A - Gcauto Liquidsampler Cont | US74303600 | Hewlett Packard | LAB Special Proced Tox | Akron | Akron City Campus | ACH Admin Building | 2nd Floor | 2000-07-21 | Medium
Yes | 016282 | Analyzers, Lab, Mass Spectrometry | G1513A - Auto Injector Module Gc | US74303869 | Hewlett Packard | LAB Special Proced Tox | Akron | Akron City Campus | ACH Admin Building | 2nd Floor | 2000-07-21 | Medium
Yes | 002215 | Analyzers, Lab, Mass Spectrometry | G1530A - 6890 Gas Chromatograph | US00010807 | Hewlett Packard | LAB Special Proced Tox | Akron | Akron City Campus | ACH Admin Building | 2nd Floor | 1997-12-02 | Medium
Yes | 002228 | Analyzers, Lab, Mass Spectrometry | G1530A - 6890 Gas Chromatograph | US00001068 | Hewlett Packard | LAB Special Proced Tox | Akron | Akron City Campus | ACH Admin Building | 2nd Floor | 1995-01-01 | Medium
Yes | 016288 | Analyzers, Lab, Mass Spectrometry | G1530A - 6890 Gas Chromatograph | US00007100 | Hewlett Packard | LAB Special Proced Tox | Akron | Akron City Campus | ACH Admin Building | 2nd Floor | 1997-12-02 | Medium
Yes | 016573 | Analyzers, Lab, Mass Spectrometry | G1530A - 6890 Gas Chromatograph | US00035780 | Hewlett Packard | LAB Special Proced Tox | Akron | Akron City Campus | ACH Admin Building | 2nd Floor | 2001-01-22 | Medium
Yes | 023328 | Analyzers, Lab, Mass Spectrometry | G1530N - 6890N Gas Chromatograph | CN10711055 | Hewlett Packard | LAB Special Proced Tox | Akron | Akron City Campus | ACH Admin Building | 2nd Floor | 2007-09-19 | Medium
Yes | 023327 | Analyzers, Lab, Mass Spectrometry | G1539N - 6890N Gas Chromatograph | CN10711048 | Hewlett Packard | LAB Special Proced Tox | Akron | Akron City Campus | ACH Admin Building | 2nd Floor | 2007-09-19 | Medium
Yes | 020725 | Analyzers, Lab, Mass Spectrometry | G1540N - 6890N Gas Chromatograph | US10604041 | Hewlett Packard | LAB Special Proced Tox | Akron | Akron City Campus | ACH Admin Building | 2nd Floor | 2006-03-28 | Medium
Yes | 020726 | Analyzers, Lab, Mass Spectrometry | G1540N - 6890N Gas Chromatograph | US10604040 | Hewlett Packard | LAB Special Proced Tox | Akron | Akron City Campus | ACH Admin Building | 2nd Floor | 2006-03-28 | Medium
Yes | 016569 | Analyzers, Lab, Mass Spectrometry | G2579A - Mass Spec Mainframe | US03360357 | Hewlett Packard | LAB Special Proced Tox | Akron | Akron City Campus | ACH Admin Building | 2nd Floor | 2001-01-22 | Medium
Yes | 018629 | Analyzers, Lab, Mass Spectrometry | G2613A - Auto Injector | CN24928572 | Hewlett Packard | LAB Special Proced Tox | Akron | Akron City Campus | ACH Admin Building | 2nd Floor | 2003-01-15 | Medium
Yes | 026656 | Analyzers, Lab, Mass Spectrometry | G2913A - Auto Injector 7683B Serie | CN74544742 | Hewlett Packard | LAB Special Proced Tox | Akron | Akron City Campus | ACH Admin Building | 2nd Floor | 2008-03-03 | Medium
Yes | 028263 | Analyzers, Lab, Mass Spectrometry | G2913A - Auto Injector 7683B Serie | CN7456138 | Hewlett Packard | LAB Special Proced Tox | Akron | Akron City Campus | ACH Admin Building | 2nd Floor | 2012-08-13 | Medium
Yes | 028264 | Analyzers, Lab, Mass Spectrometry | G2913A - Auto Injector 7683B Serie | CN24828365 | Hewlett Packard | LAB Special Proced Tox | Akron | Akron City Campus | ACH Admin Building | 2nd Floor | 2012-08-13 | Medium
Yes | 028265 | Analyzers, Lab, Mass Spectrometry | G2913A - Auto Injector 7683B Serie | US11211114 | Hewlett Packard | LAB Special Proced Tox | Akron | Akron City Campus | ACH Admin Building | 2nd Floor | 2012-08-13 | Medium
Yes | 028266 | Analyzers, Lab, Mass Spectrometry | G2913A - Auto Injector 7683B Serie | CN30729410 | Hewlett Packard | LAB Special Proced Tox | Akron | Akron City Campus | ACH Admin Building | 2nd Floor | 2012-08-13 | Medium
Yes | 028267 | Analyzers, Lab, Mass Spectrometry | G2913A - Auto Injector 7683B Serie | US74402847 | Hewlett Packard | LAB Special Proced Tox | Akron | Akron City Campus | ACH Admin Building | 2nd Floor | 2012-08-13 | Medium
Yes | 026657 | Analyzers, Lab, Mass Spectrometry | G3242A - Mass Spec Mainframe Turbo | CN10747058 | Hewlett Packard | LAB Special Proced Tox | Akron | Akron City Campus | ACH Admin Building | 2nd Floor | 2008-03-03 | Medium
Yes | 026658 | Analyzers, Lab, Mass Spectrometry | G3440A - Mass Spec Mainframe 789A | CN10749015 | Hewlett Packard | LAB Special Proced Tox | Akron | Akron City Campus | ACH Admin Building | 2nd Floor | 2008-10-14 | Medium
Yes | 029735 | Analyzers, Lab, Microbiology, Blood Culture | BacT / Alert 3D | 5121L8899 | Biomerieux | LAB Microbiology | Akron | Akron City Campus | ACH Admin Building | 2nd Floor | 2016-05-25 | Medium
Yes | 035390 | Analyzers, Lab, Microbiology, Blood Culture | BacT / Alert 3D | 51121L8898 | Biomerieux | LAB Microbiology | Akron | Akron City Campus | ACH Admin Building | 2nd Floor | 2016-03-25 | Medium
Yes | 053302 | Analyzers, Lab, Microbiology, Blood Culture | BacT / Alert 3D | 511CM8630 | Biomerieux | LAB Microbiology | Akron | Akron City Campus | ACH Admin Building | 2nd Floor | 2021-10-08 | Medium
Yes | 058841 | Analyzers, Lab, Molecular Assay | ARIES-M6V1-IVD - Aries M1 System (Ivd) | M6V119142001 | Luminex | LAB Microbiology | Akron | Akron City Campus | ACH Admin Building | 2nd Floor | 2020-04-03 | Medium
No | 065014 | Analyzers, Lab, Molecular Assay | Cobas 5800 | 1833 | Roche Diagnostics | LAB Infectious Disease | Akron | Akron City Campus | Akron City Hospital | 3rd Floor | 2025-02-17 07:50 | Medium
No | 056142 | Analyzers, Lab, Molecular Assay | Cobas z 480 - Cobas 4800 System | x-70942-51815 | Roche Diagnostics | IMMUNOLOGY/SEROLOGY | Akron | Akron City Campus | Akron City Hospital | 2nd Floor | 2019-08-06 | Medium
No | 038128 | Analyzers, Lab, Molecular Assay | EQ002001 - Alere I | 0F91D119 | Alere | LAB Critical Care - SB | Barberton | Barberton Campus | Summa Barberton Hospital | 6th Floor | 2018-09-21 | Medium
No | 038129 | Analyzers, Lab, Molecular Assay | EQ002001 - Alere I | DE2ED31A | Alere | Tallmadge Urgent Care | Akron | Tallmadge Campus | Tallmadge Medical Center | 1st Floor | 2018-12-07 | Medium
No | 023606 | Analyzers, Lab, Molecular Assay | EQ002002A - ID Now | D3D3D21A | Abbott Laboratories | Internal Medicine - Stow | Akron | Stow-Kent Campus | Stow-Kent Medical Center | 2nd Floor | 2021-01-19 | Medium
No | 023664 | Analyzers, Lab, Molecular Assay | EQ002002A - ID Now | 5ED0DC1C | Abbott Laboratories | Family Practice - AES | Akron | Non-Campus Sites | AES Family Medicine | 2nd Floor | 2021-03-31 | Medium
No | 043601 | Analyzers, Lab, Molecular Assay | EQ002002A - ID Now | 3BC4DC1C | Abbott Laboratories | Internal Medicine - Stow | Akron | Stow-Kent Campus | Stow-Kent Medical Center | 2nd Floor | 2021-07-19 | Medium
No | 061619 | Analyzers, Lab, Molecular Assay | EQ002002A - ID Now | E45D8F1B | Abbott Laboratories | Rootstown Primary Care | Akron | Rootstown Campus | Rootstown Medical Center | Ground Floor | 2022-03-28 | Medium
No | 061621 | Analyzers, Lab, Molecular Assay | EQ002002A - ID Now | 5EAC0C1B | Abbott Laboratories | Rootstown Primary Care | Akron | Rootstown Campus | Rootstown Medical Center | Ground Floor | 2022-03-28 | Medium
No | 062242 | Analyzers, Lab, Molecular Assay | EQ002002A - ID Now | 1DD6D119 | Abbott Laboratories | Cuyahoga Falls Primary Care | Akron | Cuyahoga Falls Campus | Cuyahoga Falls Primary Care | Ground Floor | 2022-08-12 | Medium
No | 063757 | Analyzers, Lab, Molecular Assay | EQ002002A - ID Now | 91B0F41C | Abbott Laboratories | Cuyahoga Falls Primary Care | Akron | Cuyahoga Falls Campus | Cuyahoga Falls Primary Care | Ground Floor | 2024-01-02 13:02 | Medium
No | 063759 | Analyzers, Lab, Molecular Assay | EQ002002A - ID Now | 0B72691E | Abbott Laboratories | Cuyahoga Falls Primary Care | Akron | Cuyahoga Falls Campus | Cuyahoga Falls Primary Care | Ground Floor | 2024-01-02 13:02 | Medium
No | 064618 | Analyzers, Lab, Molecular Assay | EQ002002A - ID Now | DB41C91E | Abbott Laboratories | Internal Medicine Chapel Hill | Akron | Chapel Hill Campus | Summa Health Chapel Hill |  | 2024-10-15 07:45 | Medium
No | 064778 | Analyzers, Lab, Molecular Assay | EQ002002A - ID Now | A824411D | Abbott Laboratories | Pride Clinic | Akron | Chapel Hill Campus | Summa Health Chapel Hill | Ground Floor | 2024-10-21 06:32 | Medium
No | 070218 | Analyzers, Lab, Molecular Assay | EQ002002A - ID Now | 4931C91E | Abbott Laboratories | Internal Medicine - White Pond | Barberton | White Pond Campus | White Pond Medical Center | 2nd Floor | 2024-02-21 08:53 | Medium
No | 070292 | Analyzers, Lab, Molecular Assay | EQ002002A - ID Now | DD9E691E | Abbott Laboratories | Internal Medicine - Green | Barberton | Green Campus | Green Medical Center | Ground Floor | 2023-10-12 | Medium
No | 070343 | Analyzers, Lab, Molecular Assay | EQ002002A - ID Now | F3C1691E | Abbott Laboratories | Medina Primary Care | Barberton | Medina Campus | Medina Medical Center | 3rd Floor | 2023-11-29 14:06 | Medium
No | 070344 | Analyzers, Lab, Molecular Assay | EQ002002A - ID Now | 2529411D | Abbott Laboratories | Medina Primary Care | Barberton | Medina Campus | Medina Medical Center | 3rd Floor | 2023-11-29 14:51 | Medium
No | 070361 | Analyzers, Lab, Molecular Assay | EQ002002A - ID Now | 5D67411D | Abbott Laboratories | Internal Medicine - Barberton | Barberton | Barberton Campus | Summa Barberton Hospital | 1st Floor | 2024-01-05 07:44 | Medium
No | 070363 | Analyzers, Lab, Molecular Assay | EQ002002A - ID Now | 5B6D411D | Abbott Laboratories | Internal Medicine - Green | Barberton | Green Campus | Green Medical Center | Ground Floor | 2024-01-12 08:11 | Medium
No | 070422 | Analyzers, Lab, Molecular Assay | EQ002002A - ID Now | 0D8B411D | Abbott Laboratories | Green Urgent Care | Barberton | Green Campus | Green Medical Center | Ground Floor | 2024-05-29 | Medium
No | 070423 | Analyzers, Lab, Molecular Assay | EQ002002A - ID Now | D55F411D | Abbott Laboratories | Green Urgent Care | Barberton | Green Campus | Green Medical Center | Ground Floor | 2024-05-29 | Medium
No | 070424 | Analyzers, Lab, Molecular Assay | EQ002002A - ID Now | D24B411D | Abbott Laboratories | Green Urgent Care | Barberton | Green Campus | Green Medical Center | Ground Floor | 2024-05-29 | Medium
No | 070561 | Analyzers, Lab, Molecular Assay | EQ002002A - ID Now | B439051F | Abbott Laboratories | Internal Medicine - Green | Barberton | Green Campus | Green Medical Center | Ground Floor | 2024-09-24 09:54 | Medium
Yes | 031931 | Analyzers, Lab, Molecular Assay | FilmArray Torch - Filmarray Torch | FA4099 | Biofire Diagnostics | LAB Microbiology | Akron | Akron City Campus | ACH Admin Building | 2nd Floor | 2015-08-19 | Medium
Yes | 033352 | Analyzers, Lab, Molecular Assay | FilmArray Torch - Filmarray Torch | 2FA01670 | Biofire Diagnostics | LAB Microbiology | Akron | Akron City Campus | ACH Admin Building | 2nd Floor | 2015-08-19 | Medium
Yes | 053494 | Analyzers, Lab, Molecular Assay | FilmArray Torch - Filmarray Torch | TB471AD | Biofire Diagnostics | LAB Microbiology | Akron | Akron City Campus | ACH Admin Building | 2nd Floor | 2017-10-27 | Medium
Yes | 039697 | Analyzers, Lab, Molecular Assay | GX4XES1Y - GeneXpert Xpress | 821525 | Cepheid | LAB Critical Care - SB | Barberton | Barberton Campus | Summa Barberton Hospital | 6th Floor | 2021-09-16 11:23 | Medium
Yes | 039896 | Analyzers, Lab, Molecular Assay | GX4XES1Y - GeneXpert Xpress | 110004139 | Cepheid | LAB Green | Barberton | Green Campus | Green Medical Center | Ground Floor | 2021-09-16 11:23 | Medium
Yes | 070346 | Analyzers, Lab, Molecular Assay | GX4XES1Y - GeneXpert Xpress | 110006327 | Cepheid | LAB Critical Care - SB | Barberton | Barberton Campus | Summa Barberton Hospital | 6th Floor | 2021-09-16 11:23 | Medium
Yes | 070575 | Analyzers, Lab, Molecular Assay | GX4XES1Y - GeneXpert Xpress | 110005019 | Cepheid | LAB General - SW | Barberton | Wadsworth Campus | Wadsworth-Rittman Medical Center | 1st Floor | 2024-11-01 10:56 | Medium
Yes | 050404 | Analyzers, Lab, Molecular Assay | I8080A1Y - GeneXpert Infinity Systems | 812709 | Cepheid | LAB Microbiology | Akron | Akron City Campus | ACH Admin Building | 2nd Floor | 2021-09-16 11:23 | Medium
No | 039693 | Analyzers, Lab, Molecular Assay | Veritor Plus - Bd Veritor Plus Covid-19 Rapid Test Analyzer | 2103121M08E10 | Becton Dickinson (BD) | LAB Critical Care - SB | Barberton | Barberton Campus | Summa Barberton Hospital | 6th Floor | 2022-02-22 | Medium
No | 039694 | Analyzers, Lab, Molecular Assay | Veritor Plus - Bd Veritor Plus Covid-19 Rapid Test Analyzer | 2103111M08F90 | Becton Dickinson (BD) | LAB Critical Care - SB | Barberton | Barberton Campus | Summa Barberton Hospital | 6th Floor | 2022-02-22 | Medium
No | 039695 | Analyzers, Lab, Molecular Assay | Veritor Plus - Bd Veritor Plus Covid-19 Rapid Test Analyzer | 2103121M09D70 | Becton Dickinson (BD) | LAB Critical Care - SB | Barberton | Barberton Campus | Summa Barberton Hospital | 6th Floor | 2022-02-22 | Medium
No | 039696 | Analyzers, Lab, Molecular Assay | Veritor Plus - Bd Veritor Plus Covid-19 Rapid Test Analyzer | 21031121M09DA0 | Becton Dickinson (BD) | LAB Critical Care - SB | Barberton | Barberton Campus | Summa Barberton Hospital | 6th Floor | 2022-02-22 | Medium
Yes | 039805 | Analyzers, Lab, Urine | 102974 - Aution Eleven AE-4022 | 12207014 | Beckman Coulter | LAB Critical Care - SB | Barberton | Barberton Campus | Summa Barberton Hospital | 6th Floor | 2022-09-01 | Low
Yes | 043240 | Analyzers, Lab, Urine | 102974 - Aution Eleven AE-4022 | 11810035 | Beckman Coulter | LAB Medina | Barberton | Medina Campus | Medina Medical Center | 1st Floor | 2023-05-17 09:32 | Low
Yes | 043257 | Analyzers, Lab, Urine | 102974 - Aution Eleven AE-4022 | 12301001 | Beckman Coulter | LAB Medina | Barberton | Medina Campus | Medina Medical Center | 1st Floor | 2023-05-17 09:28 | Low
Yes | 070036 | Analyzers, Lab, Urine | 102974 - Aution Eleven AE-4022 | 11912006 | Beckman Coulter | LAB Green | Barberton | Green Campus | Green Medical Center | Ground Floor | 2023-05-12 16:05 | Low
No | 063883 | Analyzers, Lab, Urine | 10379675 - Clinitek Status + | 268240 | Siemens Diagnostics | Medina Primary Care | Barberton | Medina Campus | Medina Medical Center | 3rd Floor | 2024-05-31 11:38 | Low
No | 067779 | Analyzers, Lab, Urine | 10379675 - Clinitek Status + | 333597 | Siemens Diagnostics | Pride Clinic | Akron | Chapel Hill Campus | Summa Health Chapel Hill | Ground Floor | 2024-10-21 06:33 | Low
No | 070769 | Analyzers, Lab, Urine | 10379675 - Clinitek Status + | 311389 | Siemens Diagnostics | Medina Primary Care | Barberton | Medina Campus | Medina Medical Center | 3rd Floor | 2024-10-28 14:13 | Low
No | 023601 | Analyzers, Lab, Urine | 10379675 - Clinitek Status + | 311860 | Siemens Medical Solutions | Rootstown Primary Care | Akron | Rootstown Campus | Rootstown Medical Center | Ground Floor | 2021-01-19 | Low
No | 026960 | Analyzers, Lab, Urine | 10379675 - Clinitek Status + | 330674 | Siemens Medical Solutions | NEOCS Cardiology - Rootstown | Akron | Rootstown Campus | Rootstown Medical Center | Ground Floor | 2021-09-24 | Low
No | 039463 | Analyzers, Lab, Urine | 10379675 - Clinitek Status + | (21)330328 | Siemens Medical Solutions | Internal Medicine - Barberton | Barberton | Barberton Campus | Summa Barberton Hospital | 1st Floor | 2021-07-23 | Low
No | 039539 | Analyzers, Lab, Urine | 10379675 - Clinitek Status + | Unknown | Siemens Medical Solutions | Barberton OB/GYN | Barberton | Barberton Campus | Tuscora Park Pavilion | Ground Floor | 2021-10-14 | Low
No | 039578 | Analyzers, Lab, Urine | 10379675 - Clinitek Status + | 336088 | Siemens Medical Solutions | Internal Medicine - Green | Barberton | Green Campus | Green Medical Center | Ground Floor | 2021-10-15 | Low
No | 043247 | Analyzers, Lab, Urine | 10379675 - Clinitek Status + | 331928 | Siemens Medical Solutions | Medina OB/GYN | Barberton | Medina Campus | Medina Medical Center | 2nd Floor | 2023-08-25 12:45 | Low
No | 043641 | Analyzers, Lab, Urine | 10379675 - Clinitek Status + | 327077 | Siemens Medical Solutions | Internal Medicine - Stow | Akron | Stow-Kent Campus | Stow-Kent Medical Center | 2nd Floor | 2021-07-01 | Low
No | 043642 | Analyzers, Lab, Urine | 10379675 - Clinitek Status + | Unknown | Siemens Medical Solutions | SHMG OB/GYN - Stow | Akron | Stow-Kent Campus | Stow-Kent Medical Center | 2nd Floor | 2021-07-20 | Low
No | 043643 | Analyzers, Lab, Urine | 10379675 - Clinitek Status + | 327070 | Siemens Medical Solutions | Urology - Stow | Akron | Stow-Kent Campus | Stow-Kent Medical Center | 2nd Floor | 2021-07-01 | Low
No | 043644 | Analyzers, Lab, Urine | 10379675 - Clinitek Status + | 327080 | Siemens Medical Solutions | Stow/Kent Urgent Care | Akron | Stow-Kent Campus | Stow-Kent Medical Center | 1st Floor | 2021-07-01 | Low
No | 043798 | Analyzers, Lab, Urine | 10379675 - Clinitek Status + | 63834 | Siemens Medical Solutions | Medina Primary Care | Barberton | Medina Campus | Medina Medical Center | 3rd Floor | 2021-07-08 | Low
No | 056739 | Analyzers, Lab, Urine | 10379675 - Clinitek Status + | Unknown | Siemens Medical Solutions | Internal Medicine - ACH | Akron | Akron City Campus | 75 Arch | 4th Floor | 2019-04-04 | Low
No | 057962 | Analyzers, Lab, Urine | 10379675 - Clinitek Status + | (21)278119 | Siemens Medical Solutions | Urology - SBH | Barberton | Barberton Campus | Tuscora Park Pavilion | Ground Floor | 2019-08-15 | Low
No | 057965 | Analyzers, Lab, Urine | 10379675 - Clinitek Status + | 279100 | Siemens Medical Solutions | Urology - Green | Barberton | Green Campus | Green Physician Office Building | 1st Floor | 2021-04-01 | Low
No | 057998 | Analyzers, Lab, Urine | 10379675 - Clinitek Status + | (21)278855 | Siemens Medical Solutions | Urology - Wadsworth | Barberton | Wadsworth Campus | Founder's Hall | 3rd Floor | 2019-09-04 | Low
No | 058117 | Analyzers, Lab, Urine | 10379675 - Clinitek Status + | 307123 | Siemens Medical Solutions | Tallmadge Family Medicine | Akron | Tallmadge Campus | Tallmadge Medical Center | 2nd Floor | 2019-09-18 | Low
No | 058118 | Analyzers, Lab, Urine | 10379675 - Clinitek Status + | 032615 | Siemens Medical Solutions | Tallmadge Family Medicine | Akron | Tallmadge Campus | Tallmadge Medical Center | 2nd Floor | 2019-09-18 | Low
No | 059049 | Analyzers, Lab, Urine | 10379675 - Clinitek Status + | (21) 621963 | Siemens Medical Solutions | Urogynecology | Akron | Akron City Campus | 95 Arch | 2nd Floor | 2020-08-31 | Low
No | 059617 | Analyzers, Lab, Urine | 10379675 - Clinitek Status + | (21)301550 | Siemens Medical Solutions | Urology - ACH | Akron | Akron City Campus | 95 Arch | 1st Floor | 2020-11-14 | Low
No | 059632 | Analyzers, Lab, Urine | 10379675 - Clinitek Status + | (21)278037 | Siemens Medical Solutions | Urology - ACH | Akron | Akron City Campus | 95 Arch | 1st Floor | 2020-11-14 | Low
No | 059673 | Analyzers, Lab, Urine | 10379675 - Clinitek Status + | (21)278047 | Siemens Medical Solutions | Multi Spec Ctr - Lake Medina Ste 250 | Barberton | Medina Campus | Medina Medical Center | 2nd Floor | 2020-11-14 | Low
No | 059674 | Analyzers, Lab, Urine | 10379675 - Clinitek Status + | (21)277950 | Siemens Medical Solutions | Urology - ACH | Akron | Akron City Campus | 95 Arch | 1st Floor | 2020-11-14 | Low
No | 061261 | Analyzers, Lab, Urine | 10379675 - Clinitek Status + | 337847 | Siemens Medical Solutions | Urology - ACH | Akron | Akron City Campus | 95 Arch | 1st Floor | 2020-11-14 | Low
No | 061620 | Analyzers, Lab, Urine | 10379675 - Clinitek Status + | Unknown | Siemens Medical Solutions | Rootstown Primary Care | Akron | Rootstown Campus | Rootstown Medical Center | Ground Floor | 2022-03-28 | Low
No | 061761 | Analyzers, Lab, Urine | 10379675 - Clinitek Status + | Unknown | Siemens Medical Solutions | New Seasons | Barberton | Non-Campus Sites - SBH | Equity Center | Ground Floor | 2023-05-04 12:16 | Low
No | 062217 | Analyzers, Lab, Urine | 10379675 - Clinitek Status + | Unknown | Siemens Medical Solutions | Family Practice - AES | Akron | Non-Campus Sites | AES Family Medicine | 1st Floor | 2022-07-28 | Low
No | 062218 | Analyzers, Lab, Urine | 10379675 - Clinitek Status + | Unknown | Siemens Medical Solutions | Cuyahoga Falls Primary Care | Akron | Cuyahoga Falls Campus | Cuyahoga Falls Primary Care | Ground Floor | 2022-07-28 | Low
No | 063364 | Analyzers, Lab, Urine | 10379675 - Clinitek Status + | 33469B | Siemens Medical Solutions | Women's Health Center | Akron | Akron City Campus | 75 Arch | Basement | 2023-08-07 13:28 | Low
No | 063443 | Analyzers, Lab, Urine | 10379675 - Clinitek Status + | 362707 | Siemens Medical Solutions | Family Medicine Center | Akron | Akron City Campus | 55 Arch | 3rd Floor | 2023-10-27 10:02 | Low
No | 063522 | Analyzers, Lab, Urine | 10379675 - Clinitek Status + | 13B1X0041000022 | Siemens Medical Solutions | Health Tech Mgmt | Akron | Akron City Campus | H Tower | Basement | 2024-01-22 12:37 | Low
No | 063836 | Analyzers, Lab, Urine | 10379675 - Clinitek Status + | 362981 | Siemens Medical Solutions | Urgent Care - Fairlawn | Akron | Fairlawn Campus | Fairlawn Urgent Care |  | 2024-03-08 16:49 | Low
No | 070038 | Analyzers, Lab, Urine | 10379675 - Clinitek Status + | 302183 | Siemens Medical Solutions | Green Urgent Care | Barberton | Green Campus | Green Urgent Care | Ground Floor | 2023-05-31 11:13 | Low
No | 070176 | Analyzers, Lab, Urine | 10379675 - Clinitek Status + | 355564 | Siemens Medical Solutions | Family Practice Center - SB | Barberton | Barberton Campus | Summa Barberton Hospital | 1st Floor | 2023-08-21 | Low
No | 070217 | Analyzers, Lab, Urine | 10379675 - Clinitek Status + | 225079 | Siemens Medical Solutions | Internal Medicine - White Pond | Barberton | White Pond Campus | White Pond Medical Center | 2nd Floor | 2024-02-21 08:47 | Low
No | 033851 | Analyzers, Lab, Urine | 120 Mini Urine Analyzer | 897C000276A | Medline Industries | Wadsworth Family Practice | Barberton | Wadsworth Campus | Wadsworth-Rittman Medical Center | 1st Floor | 2020-12-04 | Low
No | 033931 | Analyzers, Lab, Urine | 120 Mini Urine Analyzer | 197J1000079 | Medline Industries | SHMG OB/GYN - Park West | Barberton | White Pond Campus | Akron OBGYN | 2nd Floor | 2021-03-25 | Low
No | 039874 | Analyzers, Lab, Urine | 120 Mini Urine Analyzer | 197J100007F | Medline Industries | Barberton OB/GYN | Barberton | Barberton Campus | Tuscora Park Pavilion | Ground Floor | 2022-09-22 | Low
No | 039888 | Analyzers, Lab, Urine | 120 Mini Urine Analyzer | 897C0002DAC | Medline Industries | Internal Medicine - Green | Barberton | Green Campus | Green Medical Center | Ground Floor | 2021-01-22 | Low
No | 059924 | Analyzers, Lab, Urine | 120 Mini Urine Analyzer | 197J1000055 | Medline Industries | SHMG OB/GYN - Green | Barberton | Green Campus | Green Physician Office Building | 2nd Floor | 2021-01-22 | Low
No | 060087 | Analyzers, Lab, Urine | 120 Mini Urine Analyzer | 197J100004F | Medline Industries | SHMG OB/GYN - Cuyahoga Falls | Akron | Cuyahoga Falls Campus | Cuyahoga Falls Medical Center | Ground Floor | 2022-12-09 | Low
No | 060192 | Analyzers, Lab, Urine | 120 Mini Urine Analyzer | Unknown | Medline Industries | SHMG OB/GYN - Park West | Barberton | White Pond Campus | Akron OBGYN | 2nd Floor | 2021-03-05 | Low
No | 060217 | Analyzers, Lab, Urine | 120 Mini Urine Analyzer | 197J1000048 | Medline Industries | SHMG OB/GYN - Springfield | Akron | Non-Campus Sites | Springfield OBGYN | Ground Floor | 2023-03-27 13:00 | Low
No | 063372 | Analyzers, Lab, Urine | 120 Mini Urine Analyzer | 897C0003130 | Medline Industries | Pelvic Health | Akron | Akron City Campus | 95 Arch | 2nd Floor | 2023-09-06 14:17 | Low
No | 063431 | Analyzers, Lab, Urine | 120 Mini Urine Analyzer | 897C00033C0 | Medline Industries | GYN Oncology | Akron | Akron City Campus | Cooper Cancer Center | 2nd Floor | 2023-09-27 13:21 | Low
No | 064619 | Analyzers, Lab, Urine | 120 Mini Urine Analyzer | 897C000281B | Medline Industries | Internal Medicine Chapel Hill | Akron | Chapel Hill Campus | Summa Health Chapel Hill |  | 2024-10-15 07:46 | Low
Yes | 036859 | Analyzers, Lab, Urine | 14505 - Aution Max AX-4030 | 11811055 | Beckman Coulter | LAB Critical Care - SB | Barberton | Barberton Campus | Summa Barberton Hospital | 6th Floor | 2019-07-01 | Low
Yes | 060962 | Analyzers, Lab, Urine | 14505 - Aution Max AX-4030 | 11810021 | Beckman Coulter | LAB Critical Care | Akron | Akron City Campus | Akron City Hospital | Ground Floor | 2021-11-12 | Low
Yes | 060964 | Analyzers, Lab, Urine | 14505 - Aution Max AX-4030 | 11810022 | Beckman Coulter | LAB Critical Care | Akron | Akron City Campus | Akron City Hospital | Ground Floor | 2021-11-12 | Low
Yes | 070035 | Analyzers, Lab, Urine | 14505 - Aution Max AX-4030 | 11812020 | Beckman Coulter | LAB Green | Barberton | Green Campus | Green Medical Center | Ground Floor | 2023-05-12 16:03 | Low
Yes | 070168 | Analyzers, Lab, Urine | 14505 - Aution Max AX-4030 | 11812006 | Beckman Coulter | LAB General - SW | Barberton | Wadsworth Campus | Wadsworth-Rittman Medical Center | 1st Floor | 2023-09-11 10:12 | Low
No | 002026 | Analyzers, Lab, Urine | 418021 - Chemstrip Urine Analyzer | 1003029 | Boehringer Mannheim | LAB Critical Care | Akron | Akron City Campus | Akron City Hospital | Ground Floor | 1992-12-01 | Low
Yes | 036858 | Analyzers, Lab, Urine | 800-3934 - Iq200 Elite | C9283 | Beckman Coulter | LAB Critical Care - SB | Barberton | Barberton Campus | Summa Barberton Hospital | 6th Floor | 2019-07-01 | Low
Yes | 060963 | Analyzers, Lab, Urine | 800-3934 - iQ200 Elite Analyzer | C9221 | Beckman Coulter | LAB Critical Care | Akron | Akron City Campus | Akron City Hospital | Ground Floor | 2021-11-12 | Low
Yes | 060965 | Analyzers, Lab, Urine | 800-3934 - iQ200 Elite Analyzer | C9222 | Beckman Coulter | LAB Critical Care | Akron | Akron City Campus | Akron City Hospital | Ground Floor | 2021-11-12 | Low
No | CE6190 | Analyzers, Lab, Urine | ATLAS - Clinitek Atlas | 5001E110884 | Siemens Medical Solutions | Laboratory Management - SB | Barberton | Barberton Campus | Summa Barberton Hospital | 6th Floor | 2010-10-15 | Low
Yes | 070169 | Analyzers, Lab, Urine | Aution Eleven AE-4022 | 11810021 | Arkray | LAB General - SW | Barberton | Wadsworth Campus | Wadsworth-Rittman Medical Center | 1st Floor | 2023-09-11 10:18 | Low
No | CE4679 | Analyzers, Lab, Urine | Clinitek 500 | 1004009 | Bayer Healthcare | LAB Critical Care - SB | Barberton | Barberton Campus | Summa Barberton Hospital | 6th Floor | 2009-04-01 | Low
No | CE5472 | Analyzers, Lab, Urine | UF-100 - | A2499 | Sysmex America | LAB Critical Care - SB | Barberton | Barberton Campus | Summa Barberton Hospital | 6th Floor | 2009-04-01 | Low
No | 053180 | Analyzers, Oxygen | OM25-ME - Maxo2 | CJ12199025 | Maxtec | Health Tech Mgmt | Akron | Akron City Campus | ACH Admin Building | Ground Floor | 2017-11-02 | Low
No | 020065 | Analyzers, Oxygen | R207P01 - O2 Analyzer | PC17689037 | Maxtec | Respiratory Care | Akron | Akron City Campus | Akron City Hospital | 6th Floor | 2004-07-28 | Low
No | 020068 | Analyzers, Oxygen | R207P01 - O2 Analyzer | PC17689038 | Maxtec | Respiratory Care | Akron | Akron City Campus | Akron City Hospital | 6th Floor | 2004-07-28 | Low
No | 020476 | Analyzers, Oxygen | R207P01 - O2 Analyzer | QK49699003 | Maxtec | Respiratory Care | Akron | Akron City Campus | Akron City Hospital | 6th Floor | 2005-12-27 | Low
No | 020477 | Analyzers, Oxygen | R207P01 - O2 Analyzer | QK49699001 | Maxtec | Respiratory Care | Akron | Akron City Campus | Akron City Hospital | 6th Floor | 2005-12-27 | Low
No | 022000 | Analyzers, Oxygen | R207P01 - O2 Analyzer | RA10599032 | Maxtec | Respiratory Care | Akron | Akron City Campus | Akron City Hospital | 6th Floor | 2004-07-20 | Low
No | 058853 | Analyzers, Oxygen | R218P12 - Handi+ Oxygen Analyzer | EM09399010 | Maxtec | Respiratory Care | Akron | Akron City Campus | Akron City Hospital | 6th Floor | 2020-03-23 | Low
No | 059395 | Analyzers, Oxygen | R218P12 - Handi+ Oxygen Analyzer | FJ89199006 | Maxtec | Respiratory Care | Akron | Akron City Campus | Akron City Hospital | 6th Floor | 2020-10-26 | Low
No | 060811 | Analyzers, Oxygen | R218P12 - Handi+ Oxygen Analyzer | GC62699035 | Maxtec | Respiratory Care | Akron | Akron City Campus | Akron City Hospital | 6th Floor | 2021-08-03 | Low
No | 071074 | Analyzers, Oxygen | R218P12 - Handi+ Oxygen Analyzer | KM58399073 | Maxtec | Respiratory Care - SB | Barberton | Barberton Campus | Summa Barberton Hospital | 1st Floor | 2025-04-07 | Low
No | 071075 | Analyzers, Oxygen | R218P12 - Handi+ Oxygen Analyzer | KM58399089 | Maxtec | Respiratory Care - SB | Barberton | Barberton Campus | Summa Barberton Hospital | 1st Floor | 2025-04-07 | Low
No | 030639 | Analyzers, Oxygen | R221P11 - UltraMax O2 | XD83711077 | Maxtec | Health Tech Mgmt | Akron | Akron City Campus | ACH Admin Building | Ground Floor | 2012-05-06 20:11 | Low
No | 061353 | Analyzers, Physio, Middle Ear | 8109371 - At235H Clinical Tympanometer | SN0999890 | Interacoustics A/S | Multi Spec Ctr - Lake Medina Ste 250 | Barberton | Medina Campus | Medina Medical Center | 2nd Floor | 2022-02-16 | Low
No | 020722 | Analyzers, Physio, Middle Ear | TympStar V1 - Tympstar V1 | AL061760 | Grason-Stadler | Communication Disorders | Akron | Akron City Campus | Akron City Hospital | Basement | 2006-01-26 | Low
No | 053313 | Analyzers, Physio, Peristaltic Motility, Esophagea | A120 - Manoscan HRM | MSMIL1818 | Given Imaging (Medtronic) | Endoscopy - Outpatient | Akron | Akron City Campus | 95 Arch | Ground Floor | 2016-10-19 | Medium
No | 053312 | Analyzers, Physio, Peristaltic Motility, Esophagea | A200 - Manometry Impedance Module | MSZIL2399 | Given Imaging (Medtronic) | Endoscopy - Outpatient | Akron | Akron City Campus | 95 Arch | Ground Floor | 2016-10-19 | Medium
No | 055765 | Analyzers, Physio, Respiratory Function Mechanics | 1504204 - Active Breathing Coordinator | 1000351 | Elekta | Radiation Therapy - Akron | Akron | Akron City Campus | Cooper Cancer Center |  | 2016-02-01 | Medium
No | 070441 | Analyzers, Physio, Respiratory Function Mechanics | 1504204 - Active Breathing Coordinator | 1000467 | Elekta | Radiation Therapy - SB | Barberton | Barberton Campus | Parkview Pavilion |  | 2017-04-07 | Medium
No | 037754 | Analyzers, Physio, Respiratory Function Mechanics | AZ-733VI - Respiratory Gating System | W1805384 | Anzai Medical Co, Ltd | Cat Scan - SB | Barberton | Barberton Campus | Summa Barberton Hospital | Ground Floor | 2018-11-30 | Medium
No | 055766 | Analyzers, Physio, Respiratory Function Mechanics | AZ-733VI - Respiratory Gating System | W1809414 | Anzai Medical Co, Ltd | Radiation Therapy - Akron | Akron | Akron City Campus | Cooper Cancer Center |  | 2019-02-01 | Medium
No | 035994 | Analyzers, Physio, Respiratory Function Mechanics | Koko PX3000 | PE18030003 | Nspire Health | Pulmonary Function Testing - Medina | Barberton | Medina Campus | Medina Medical Center |  | 2018-03-09 | Medium
No | 036784 | Analyzers, Physio, Respiratory Function Mechanics | Koko PX3000 | PE18030001 | Nspire Health | Pulmonary Function Testing - SB | Barberton | Barberton Campus | Summa Barberton Hospital | Ground Floor | 2018-03-06 | Medium
No | 056599 | Analyzers, Physio, Respiratory Function Mechanics | Koko PX3000 | PE18030002 | Nspire Health | Respiratory Care - SW | Barberton | Wadsworth Campus | Wadsworth-Rittman Medical Center | 1st Floor | 2019-10-16 | Medium
No | 063945 | Analyzers, Physio, Respiratory Function Mechanics | VIT-91510 - 9100 VitaloLAB | VC10210 | Morgan Scientific | Pulmonary Function Testing - Stow | Akron | Stow-Kent Campus | Stow-Kent Medical Center | 1st Floor | 2024-09-19 07:43 | Medium
No | 064282 | Analyzers, Physio, Respiratory Function Mechanics | VIT-91510 - 9100 VitaloLAB | VC10166 | Morgan Scientific | Pulmonary Function Testing | Akron | Akron City Campus | 95 Arch | 1st Floor | 2024-09-19 07:43 | Medium
No | 064283 | Analyzers, Physio, Respiratory Function Mechanics | VIT-91510 - 9100 VitaloLAB | VC10157 | Morgan Scientific | Pulmonary Function Testing | Akron | Akron City Campus | 95 Arch | 1st Floor | 2024-09-19 07:43 | Medium
No | 064284 | Analyzers, Physio, Respiratory Function Mechanics | VIT-91510 - 9100 VitaloLAB | VC10170 | Morgan Scientific | Pulmonary Function Testing | Akron | Akron City Campus | 95 Arch | 1st Floor | 2024-09-19 07:43 | Medium
No | 070703 | Analyzers, Physio, Respiratory Function Mechanics | VIT-91510 - 9100 VitaloLAB | VC10208 | Morgan Scientific | Pulmonary Function Testing - SB | Barberton | Barberton Campus | Summa Barberton Hospital | Ground Floor | 2024-11-04 07:43 | Medium
No | 070705 | Analyzers, Physio, Respiratory Function Mechanics | VIT-91510 - 9100 VitaloLAB | VC10205 | Morgan Scientific | Pulmonary Function Testing | Barberton | Wadsworth Campus | Wadsworth-Rittman Medical Center | 1st Floor | 2024-11-05 07:43 | Medium
No | 070773 | Analyzers, Physio, Respiratory Function Mechanics | VIT-91510 - 9100 VitaloLAB | VC10192 | Morgan Scientific | Pulmonary Function Testing - Medina | Barberton | Medina Campus | Medina Medical Center | 2nd Floor | 2024-11-06 13:16 | Medium
Yes | 039861 | Analyzers, Physio, Somnography | Embla NDx/SDx - Brain Monitor Base Unit | 016862176838 | Natus Medical | Sleep Lab - SB | Barberton | Barberton Campus | Summa Barberton Hospital | 4th Floor | 2022-09-15 | Low
Yes | 039863 | Analyzers, Physio, Somnography | Embla NDx/SDx - Brain Monitor Base Unit | 016862176712 | Natus Medical | Sleep Lab - SB | Barberton | Barberton Campus | Summa Barberton Hospital | 4th Floor | 2022-09-15 | Low
Yes | 039864 | Analyzers, Physio, Somnography | Embla NDx/SDx - Brain Monitor Base Unit | 016862176726 | Natus Medical | Sleep Lab - SB | Barberton | Barberton Campus | Summa Barberton Hospital | 4th Floor | 2022-09-15 | Low
Yes | 039870 | Analyzers, Physio, Somnography | Embla NDx/SDx - Brain Monitor Base Unit | 016862175792 | Natus Medical | Sleep Lab - Green | Barberton | Green Campus | Green Physician Office Building | 2nd Floor | 2022-09-15 | Low
Yes | 039871 | Analyzers, Physio, Somnography | Embla NDx/SDx - Brain Monitor Base Unit | 016862176718 | Natus Medical | Sleep Lab - Green | Barberton | Green Campus | Green Physician Office Building | 2nd Floor | 2022-09-15 | Low
Yes | 039873 | Analyzers, Physio, Somnography | Embla NDx/SDx - Brain Monitor Base Unit | 016862176809 | Natus Medical | Sleep Lab - Green | Barberton | Green Campus | Green Physician Office Building | 2nd Floor | 2022-09-15 | Low
Yes | 039901 | Analyzers, Physio, Somnography | Embla NDx/SDx - Brain Monitor Base Unit | 016862208306 | Natus Medical | Sleep Lab - SB | Barberton | Barberton Campus | Summa Barberton Hospital | 4th Floor | 2022-09-15 | Low
Yes | 062168 | Analyzers, Physio, Somnography | Embla NDx/SDx - Brain Monitor Base Unit | 016862176800 | Natus Medical | Sleep Lab - Medina | Barberton | Medina Campus | Medina Medical Center | 2nd Floor | 2022-09-13 | Low
Yes | 062169 | Analyzers, Physio, Somnography | Embla NDx/SDx - Brain Monitor Base Unit | 016862176897 | Natus Medical | Sleep Lab - Medina | Barberton | Medina Campus | Medina Medical Center | 2nd Floor | 2022-09-13 | Low
Yes | 070042 | Analyzers, Physio, Somnography | Embla NDx/SDx - Brain Monitor Base Unit | 016862176791 | Natus Medical | Sleep Lab - White Pond | Barberton | White Pond Campus | Summa Health Neuroscience Services | 2nd Floor | 2022-09-15 | Low
Yes | 070043 | Analyzers, Physio, Somnography | Embla NDx/SDx - Brain Monitor Base Unit | 0168862176778 | Natus Medical | Sleep Lab - White Pond | Barberton | White Pond Campus | Summa Health Neuroscience Services | 2nd Floor | 2022-09-15 | Low
Yes | 070044 | Analyzers, Physio, Somnography | Embla NDx/SDx - Brain Monitor Base Unit | 016862176773 | Natus Medical | Sleep Lab - White Pond | Barberton | White Pond Campus | Summa Health Neuroscience Services | 2nd Floor | 2022-09-15 | Low
Yes | 070045 | Analyzers, Physio, Somnography | Embla NDx/SDx - Brain Monitor Base Unit | 016862176739 | Natus Medical | Sleep Lab - White Pond | Barberton | White Pond Campus | Summa Health Neuroscience Services | 2nd Floor | 2022-09-15 | Low
Yes | 070046 | Analyzers, Physio, Somnography | Embla NDx/SDx - Brain Monitor Base Unit | 016862176755 | Natus Medical | Sleep Lab - White Pond | Barberton | White Pond Campus | Summa Health Neuroscience Services | 2nd Floor | 2022-09-15 | Low
Yes | 070047 | Analyzers, Physio, Somnography | Embla NDx/SDx - Brain Monitor Base Unit | 016862176752 | Natus Medical | Sleep Lab - White Pond | Barberton | White Pond Campus | Summa Health Neuroscience Services | 2nd Floor | 2022-09-15 | Low
Yes | 070970 | Analyzers, Physio, Somnography | Embla NDx/SDx - Brain Monitor Base Unit | 016862202760 | Natus Medical | Sleep Lab - Green | Barberton | Green Campus | Green Physician Office Building | 2nd Floor | 2022-09-15 | Low
No | 026856 | Analyzers, Physio, Visual Function | I400 - Titmus I400 Vision Tester | I05810 | Honeywell Safety Products | Center for Corp Health - SB | Barberton | Barberton Campus | Tuscora Park Pavilion | 1st Floor | 2009-10-08 | Low
No | 026670 | Analyzers, Physio, Visual Function | Optec 5000P | 0819602599 | Stereo Optical | Summa Rehab Hospital | Akron | Akron City Campus | Summa Rehab Hospital |  | 2008-08-08 | Low
No | 020464 | Analyzers, Physio, Visual Function | Titmus 2A Vision Tester | A-34236 | Honeywell Safety Products | Center for Corp Health - NEOMED | Akron | Rootstown Campus | Rootstown Medical Center | Ground Floor | 2006-02-07 | Low
No | 030915 | Analyzers, Physio, Visual Function | Titmus 2A Vision Tester | 32759 | Honeywell Safety Products | Center for Corp Health - Green | Barberton | Green Campus | Green Medical Center | Ground Floor | 2013-06-03 | Low
No | 063039 | Analyzers, Physio, Visual Function | Titmus 2A Vision Tester | CA-51280 | Honeywell Safety Products | Center for Corporate Health | Akron | Cuyahoga Falls Campus | Cuyahoga Falls Medical Center | Ground Floor | 2023-03-23 08:06 | Low
No | 028816 | Analyzers, Physio, Visual Function | Titmus V2 Vision Screener - Titmus V2 Vision Screener | V02025 | Honeywell Safety Products | Center for Corp Health - SW | Barberton | Wadsworth Campus | Wadsworth Emergency Bldg | Ground Floor | 2011-05-10 | Low
No | 062104 | Analyzers, Physio, Visual Function | VS100-901029 - VS100 Spot Vision Screener | 021772 | Hill-Rom / Welch Allyn | Family Medicine Center | Akron | Akron City Campus | 55 Arch | 3rd Floor | 2022-07-07 | Low
No | 020465 | Analyzers, Physio, Visual Function, Eye Movement | RealEyes xDVR - Realeyes Xdvr Binocular Video Goggles | ME0975-6 | Micromedical Technologies | Rehab Services OP - Green | Barberton | Green Campus | Green Family YMCA |  | 2005-12-22 | Low
No | 056560 | Analyzers, Physio, Visual Function, Eye Movement | RealEyes xDVR - Realeyes Xdvr Binocular Video Goggles | MESW0260 | Micromedical Technologies | Rehab Services OP - Hudson | Akron | Hudson Campus | Summa Health Wellness Center | Ground Floor | 2019-05-02 | Low
No | 013441 | Analyzers, Physiologic, Body Compositon | 310E - | 403998 | Biodynamics | Center for Corporate Health | Akron | Cuyahoga Falls Campus | Cuyahoga Falls Medical Center | Ground Floor | 2002-04-10 | Low
No | 030650 | Analyzers, POC, Breath, Alcohol | 93-002630 - Breath Alcohol Tester | DS02HBL093013146 | Alcohol Countermeasure Systems | Chem Dep Intensive OP - Hudson | Akron | Hudson Campus | Hudson Medical Center |  | 2012-06-27 | Low
No | 030651 | Analyzers, POC, Breath, Alcohol | 93-002630 - Breath Alcohol Tester | DS02HBL093013152 | Alcohol Countermeasure Systems | Chem Dep Intensive OP - BCH | Barberton | Barberton Campus | Summa Barberton Hospital | 1st Floor | 2012-06-27 | Low
No | 034305 | Analyzers, POC, Breath, Alcohol | 93-002630 - Breath Alcohol Tester | DS02HBM206026260 | Alcohol Countermeasure Systems | Psych IOP - Akron | Akron | Akron City Campus | Juve Family BH Pavillion | Ground Floor | 2014-08-20 | Low
No | 036576 | Analyzers, POC, Breath, Alcohol | 93-002630 - Breath Alcohol Tester | DS03HAQ195027689 | Alcohol Countermeasure Systems | Psych IOP - Akron | Akron | Akron City Campus | Juve Family BH Pavillion | Ground Floor | 2019-03-15 | Low
No | 037894 | Analyzers, POC, Breath, Alcohol | 93-002630 - Breath Alcohol Tester | DS03HAS052027915 | Alcohol Countermeasure Systems | Chem Dep Intensive OP - BCH | Barberton | Barberton Campus | Summa Barberton Hospital | 1st Floor | 2019-08-15 | Low
No | 063947 | Analyzers, POC, Breath, Alcohol | 93-002630 - Breath Alcohol Tester | DS03HDW184119942 | Alcohol Countermeasure Systems | Health Tech Mgmt | Akron | Akron City Campus | H Tower | Basement | 2024-11-18 09:51 | Low
No | 011779 | Analyzers, POC, Breath, Alcohol | CC Breathalyzer | 001691 | Intoximeters | Employee Health Center | Akron | Akron City Campus | Akron City Hospital |  | 2002-12-10 | Low
No | 011933 | Analyzers, POC, Breath, Alcohol | CC Breathalyzer | 001743 | Intoximeters | Center for Corp Health - Medina | Barberton | Medina Campus | Medina Medical Center | 1st Floor | 2004-03-16 | Low
No | 012859 | Analyzers, POC, Breath, Alcohol | CC Breathalyzer | 001692 | Intoximeters | Center for Corp Health - NEOMED | Akron | Rootstown Campus | Rootstown Medical Center | Ground Floor | 2004-03-17 | Low
No | 017178 | Analyzers, POC, Breath, Alcohol | CC Breathalyzer | 001986 | Intoximeters | Center for Corp Health - NEOMED | Akron | Rootstown Campus | Rootstown Medical Center | Ground Floor | 2002-10-17 | Low
No | 020463 | Analyzers, POC, Breath, Alcohol | CC Breathalyzer | 002230 | Intoximeters | Center for Corp Health - Green | Barberton | Green Campus | Green Medical Center | Ground Floor | 1997-01-31 | Low
No | 026862 | Analyzers, POC, Breath, Alcohol | CC Breathalyzer | 005230 | Intoximeters | Center for Corp Health - Medina | Barberton | Medina Campus | Medina Medical Center | 1st Floor | 2019-05-07 | Low
No | 028815 | Analyzers, POC, Breath, Alcohol | CC Breathalyzer | 005039 | Intoximeters | Center for Corp Health - SW | Barberton | Wadsworth Campus | Wadsworth-Rittman Medical Center | 1st Floor | 2011-05-10 | Low
No | 030914 | Analyzers, POC, Breath, Alcohol | CC Breathalyzer | 001951 | Intoximeters | Center for Corp Health - SW | Barberton | Wadsworth Campus | Wadsworth Emergency Bldg | Ground Floor | 2013-06-03 | Low
No | 037371 | Analyzers, POC, Breath, Alcohol | CC Breathalyzer | 002129 | Intoximeters | Center for Corp Health - SW | Barberton | Wadsworth Campus | Wadsworth Emergency Bldg | Ground Floor | 2010-12-02 | Low
No | 037561 | Analyzers, POC, Breath, Alcohol | CC Breathalyzer | 002894 | Intoximeters | Center for Corp Health - SW | Barberton | Wadsworth Campus | Wadsworth Emergency Bldg | Ground Floor | 2010-06-24 | Low
No | 039349 | Analyzers, POC, Breath, Alcohol | CC Breathalyzer | 002847 | Intoximeters | Center for Corp Health - SB | Barberton | Barberton Campus | Tuscora Park Pavilion | 1st Floor | 2013-11-14 | Low
No | 039525 | Analyzers, POC, Breath, Alcohol | CC Breathalyzer | 001018 | Intoximeters | Center for Corp Health - SB | Barberton | Barberton Campus | Tuscora Park Pavilion | 1st Floor | 2010-06-24 | Low
No | 030557 | Analyzers, POC, Breath, Alcohol | DRIVESAFE - Alcohol Monitor | DS02HBK355009361 | Alcohol Countermeasure Systems | Chem Dep Intensive OP - BCH | Barberton | Barberton Campus | Summa Barberton Hospital | 1st Floor | 2012-07-13 | Low
No | 030652 | Analyzers, POC, Breath, Alcohol | DRIVESAFE - Alcohol Monitor | DS02HBL038010826 | Alcohol Countermeasure Systems | Chem Dep Intensive OP - BCH | Barberton | Barberton Campus | Summa Barberton Hospital | 1st Floor | 2012-07-09 | Low
No | 062162 | Analyzers, POC, Breath, Alcohol | RBT IV - Alco-Sensor Iv | 067973 | Intoximeters | Cuyahoga Falls Primary Care | Akron | Cuyahoga Falls Campus | Cuyahoga Falls Primary Care | Ground Floor | 2022-08-19 01:00 | Low
No | 062163 | Analyzers, POC, Breath, Alcohol | RBT IV - Alco-Sensor Iv | 011428 ~ Printer | Intoximeters | Cuyahoga Falls Primary Care | Akron | Cuyahoga Falls Campus | Cuyahoga Falls Primary Care | Ground Floor | 2022-08-19 01:00 | Low
No | 062164 | Analyzers, POC, Breath, Alcohol | RBT IV - Alco-Sensor Iv | 012775 | Intoximeters | Cuyahoga Falls Primary Care | Akron | Cuyahoga Falls Campus | Cuyahoga Falls Primary Care | Ground Floor | 2022-08-19 01:00 | Low
No | 062250 | Analyzers, POC, Breath, Alcohol | RBT IV - Alco-Sensor Iv | 014051~Printer | Intoximeters | Cuyahoga Falls Primary Care | Akron | Cuyahoga Falls Campus | Cuyahoga Falls Primary Care | Ground Floor | 2022-08-22 01:00 | Low
No | 061587 | Analyzers, POC, Breath, Nitric Oxide | 12-1201R - Niox Vero | 010702678 | Circassia Inc | Respiratory Care | Akron | Akron City Campus | Akron City Hospital | 6th Floor | 2022-03-15 | Low
No | 061588 | Analyzers, POC, Breath, Nitric Oxide | 12-1201R - Niox Vero | 010702673 | Circassia Inc | Pulmonary Function Testing - SB | Barberton | Barberton Campus | Summa Barberton Hospital | Ground Floor | 2022-03-15 | Low
No | 061589 | Analyzers, POC, Breath, Nitric Oxide | 12-1201R - Niox Vero | 010702672 | Circassia Inc | Pulmonary Function Testing - Medina | Barberton | Medina Campus | Medina Medical Center | 2nd Floor | 2022-03-15 | Low
No | 061590 | Analyzers, POC, Breath, Nitric Oxide | 12-1201R - Niox Vero | 010702677 | Circassia Inc | Respiratory Care - SW | Barberton | Wadsworth Campus | Wadsworth-Rittman Medical Center | 1st Floor | 2022-03-15 | Low
No | 061591 | Analyzers, POC, Breath, Nitric Oxide | 12-1201R - Niox Vero | 010702675 | Circassia Inc | Respiratory Care | Akron | Akron City Campus | Akron City Hospital | 6th Floor | 2022-03-15 | Low
No | 061592 | Analyzers, POC, Breath, Nitric Oxide | 12-1201R - Niox Vero | 0107026796 | Circassia Inc | Pulmonary Function Testing | Akron | Akron City Campus | Akron City Hospital | 5th Floor | 2022-03-15 | Low
No | 061593 | Analyzers, POC, Breath, Nitric Oxide | 12-1201R - Niox Vero | 010702674 | Circassia Inc | Pulmonary Function Testing - Stow | Akron | Stow-Kent Campus | Stow-Kent Medical Center | 1st Floor | 2022-03-15 | Low
No | 023667 | Analyzers, POC, Urine | Accustrip URS-10 - Accustrip Urs Reader | UR4037 | Jant Pharmacal Corporation | Family Practice - AES | Akron | Non-Campus Sites | AES Family Medicine | 2nd Floor | 2021-03-31 | Low
No | 058051 | Analyzers, POC, Urine | Urisys 1100 - Urisys 1100 | UX09634191 | Roche Diagnostics | Urology - Wadsworth | Barberton | Wadsworth Campus | Founder's Hall | 3rd Floor | 2019-09-04 | Low
No | 058055 | Analyzers, POC, Urine | Urisys 1100 - Urisys 1100 | UX09634201 | Roche Diagnostics | Urology - Wadsworth | Barberton | Wadsworth Campus | Founder's Hall | 3rd Floor | 2019-09-04 | Low
No | 023365 | Analyzers, POC, Urine | Urisys 1800 - Urisys 1800 | 3498 | Roche Diagnostics | LAB Critical Care | Akron | Akron City Campus | Akron City Hospital | Ground Floor | 2007-12-12 | Low
No | 023366 | Analyzers, POC, Urine | Urisys 1800 - Urisys 1800 | 3499 | Roche Diagnostics | LAB Critical Care | Akron | Akron City Campus | Akron City Hospital | Ground Floor | 2007-12-12 | Low
Yes | 057312 | Analyzers, POC, Whole Blood, Coagulation | 000201001 - ROTEM delta | 5180 | Werfen USA | LAB Blood Bank | Akron | Akron City Campus | H Tower | Ground Floor | 2020-06-18 | Low
Yes | 057927 | Analyzers, POC, Whole Blood, Coagulation | 000201001 - ROTEM delta | 5162 | Werfen USA | LAB Blood Bank | Akron | Akron City Campus | H Tower | Ground Floor | 2020-06-18 | Low
Yes | 058330 | Analyzers, POC, Whole Blood, Coagulation | 000201001 - ROTEM delta | 5179 | Werfen USA | LAB Blood Bank | Akron | Akron City Campus | H Tower | Ground Floor | 2020-06-18 | Low
No | 039101 | Analyzers, POC, Whole Blood, Coagulation | 04837975001 - Coaguchek Xs | UP01547298 | Roche Diagnostics | Family Practice Center - SB | Barberton | Barberton Campus | Summa Barberton Hospital | 1st Floor | 2021-03-09 | Low
No | 061148 | Analyzers, POC, Whole Blood, Coagulation | 04837975001 - Coaguchek Xs | UP02040783 | Roche Diagnostics | Center for Dental Health | Akron | Akron City Campus | 75 Arch | 3rd Floor | 2022-06-24 | Low
No | CE6670 | Analyzers, POC, Whole Blood, Coagulation | BFT II - Coagulation Analyzer | F1128329 | Siemens Medical Solutions | LAB Critical Care - SB | Barberton | Barberton Campus | Summa Barberton Hospital | 6th Floor | 2012-10-19 | Low
No | 024861 | Analyzers, POC, Whole Blood, Coagulation | Signature Elite - Hemochron Signature Elite | SE4462 | Accriva Diagnostics (ITC) | SCI-Cardiac Cath Lab Svcs | Akron | Akron City Campus | Akron City Hospital | 1st Floor | 2010-01-11 | Low
No | 024862 | Analyzers, POC, Whole Blood, Coagulation | Signature Elite - Hemochron Signature Elite | SE4703 | Accriva Diagnostics (ITC) | SCI-Heart Rhythm Services | Akron | Akron City Campus | Akron City Hospital | 1st Floor | 2010-01-11 | Low
No | 028218 | Analyzers, POC, Whole Blood, Coagulation | Signature Elite - Hemochron Signature Elite | SE5615 | Accriva Diagnostics (ITC) | LAB Critical Care | Akron | Akron City Campus | Akron City Hospital | Ground Floor | 2011-01-28 | Low
No | 028219 | Analyzers, POC, Whole Blood, Coagulation | Signature Elite - Hemochron Signature Elite | SE5612 | Accriva Diagnostics (ITC) | LAB Critical Care | Akron | Akron City Campus | Akron City Hospital | Ground Floor | 2011-01-28 | Low
No | 031654 | Analyzers, POC, Whole Blood, Coagulation | Signature Elite - Hemochron Signature Elite | SE13305 | Accriva Diagnostics (ITC) | SCI-Heart Rhythm Services | Akron | Akron City Campus | Akron City Hospital | 1st Floor | 2017-05-18 | Low
No | 032322 | Analyzers, POC, Whole Blood, Coagulation | Signature Elite - Hemochron Signature Elite | SE8970 | Accriva Diagnostics (ITC) | Operating Room | Akron | Akron City Campus | Akron City Hospital | 1st Floor | 2014-08-06 | Low
No | 039416 | Analyzers, POC, Whole Blood, Coagulation | Signature Elite - Hemochron Signature Elite | SE10831 | Accriva Diagnostics (ITC) | SCI-Cardiac Cath Lab Svcs - SB | Barberton | Barberton Campus | Summa Barberton Hospital | 2nd Floor | 2015-09-23 | Low
No | 060954 | Analyzers, POC, Whole Blood, Coagulation | Signature Elite - Hemochron Signature Elite | SE21818 | Accriva Diagnostics (ITC) | LAB Administration | Akron | Akron City Campus | ACH Admin Building | 3rd Floor | 2021-10-21 | Low
No | 061563 | Analyzers, POC, Whole Blood, Coagulation | Signature Elite - Hemochron Signature Elite | SE4212 | Accriva Diagnostics (ITC) | SCI-Cardiac Cath Lab Svcs | Akron | Akron City Campus | Akron City Hospital | 1st Floor | 2022-05-17 | Low
No | CE7403 | Analyzers, POC, Whole Blood, Coagulation | Signature Elite - Hemochron Signature Elite | SE10830 | Accriva Diagnostics (ITC) | SCI-Cardiac Cath Lab Svcs - SB | Barberton | Barberton Campus | Summa Barberton Hospital | 2nd Floor | 2015-09-23 | Low
Yes | 028629 | Analyzers, POC, Whole Blood, Gas/pH | 1100-1001 - Piccolo Xpress | 0000P06080 | Abbott / Abaxis | LAB Medina | Barberton | Medina Campus | Medina Medical Center | 1st Floor | 2010-11-03 | Low
Yes | 063708 | Analyzers, POC, Whole Blood, Gas/pH | 1100-1001 - Piccolo Xpress | 0000P29937 | Abbott / Abaxis | LAB Medina | Barberton | Medina Campus | Medina Medical Center | 1st Floor | 2023-12-21 14:34 | Low
Yes | 063709 | Analyzers, POC, Whole Blood, Gas/pH | 1100-1001 - Piccolo Xpress | 0000P31519 | Abbott / Abaxis | LAB Medina | Barberton | Medina Campus | Medina Medical Center | 1st Floor | 2023-12-21 14:30 | Low
Yes | 070061 | Analyzers, POC, Whole Blood, Gas/pH | 11416751 - RAPIDPoint 500 Series | 44256 | Siemens Diagnostics | LAB Critical Care - SB | Barberton | Barberton Campus | Summa Barberton Hospital | 6th Floor | 2023-04-28 09:00 | Low
Yes | 070062 | Analyzers, POC, Whole Blood, Gas/pH | 11416751 - RAPIDPoint 500 Series | 44272 | Siemens Diagnostics | LAB Critical Care - SB | Barberton | Barberton Campus | Summa Barberton Hospital | 6th Floor | 2023-04-28 09:00 | Low
Yes | 025131 | Analyzers, POC, Whole Blood, Gas/pH | 300 - i-Stat 1 Analyzer | 328107 | Abbott Laboratories | Respiratory Care | Akron | Akron City Campus | Akron City Hospital | 6th Floor | 2008-10-16 | Low
Yes | 028630 | Analyzers, POC, Whole Blood, Gas/pH | 300 - i-Stat 1 Analyzer | 340290 | Abbott Laboratories | LAB Medina | Barberton | Medina Campus | Medina Medical Center | 1st Floor | 2010-11-03 | Low
Yes | 030159 | Analyzers, POC, Whole Blood, Gas/pH | 300 - i-Stat 1 Analyzer | 308017 | Abbott Laboratories | LAB Blood Bank | Akron | Akron City Campus | H Tower | Ground Floor | 2012-02-29 | Low
Yes | 030160 | Analyzers, POC, Whole Blood, Gas/pH | 300 - i-Stat 1 Analyzer | 328291 | Abbott Laboratories | LAB Blood Bank | Akron | Akron City Campus | H Tower | Ground Floor | 2012-02-29 | Low
Yes | 030161 | Analyzers, POC, Whole Blood, Gas/pH | 300 - i-Stat 1 Analyzer | 345094 | Abbott Laboratories | LAB Critical Care | Akron | Akron City Campus | Akron City Hospital | Ground Floor | 2012-02-29 | Low
Yes | 039912 | Analyzers, POC, Whole Blood, Gas/pH | 300 - i-Stat 1 Analyzer | 336770 | Abbott Laboratories | LAB General - SW | Barberton | Wadsworth Campus | Wadsworth-Rittman Medical Center | Ground Floor | 2023-09-13 14:31 | Low
Yes | 070069 | Analyzers, POC, Whole Blood, Gas/pH | 300 - i-Stat 1 Analyzer | 374921 | Abbott Laboratories | LAB Critical Care - SB | Barberton | Barberton Campus | Summa Barberton Hospital | 6th Floor | 2015-03-01 14:31 | Low
Yes | 070070 | Analyzers, POC, Whole Blood, Gas/pH | 300 - i-Stat 1 Analyzer | 403541 | Abbott Laboratories | Cat Scan - SB | Barberton | Barberton Campus | Summa Barberton Hospital | Ground Floor | 2023-09-13 14:31 | Low
Yes | 070539 | Analyzers, POC, Whole Blood, Gas/pH | 300 - i-Stat 1 Analyzer | 327081 | Abbott Laboratories | IMG Summa's Health Ctr - Green | Barberton | Green Campus | Green Family YMCA | Ground Floor | 2023-11-13 07:33 | Low
Yes | 070540 | Analyzers, POC, Whole Blood, Gas/pH | 300 - i-Stat 1 Analyzer | 352408 | Abbott Laboratories | LAB Green | Barberton | Green Campus | Green Medical Center | Ground Floor | 2021-03-08 12:02 | Low
Yes | 070541 | Analyzers, POC, Whole Blood, Gas/pH | 300 - i-Stat 1 Analyzer | 325683 | Abbott Laboratories | LAB Green | Barberton | Green Campus | Green Medical Center | Ground Floor | 2021-03-21 10:00 | Low
Yes | 070542 | Analyzers, POC, Whole Blood, Gas/pH | 300 - i-Stat 1 Analyzer | 323672 | Abbott Laboratories | IMG Summa Health Ctr - White Pond | Barberton | White Pond Campus | White Pond Medical Center | Ground Floor | 2022-04-15 14:21 | Low
No | 064054 | Analyzers, POC, Whole Blood, Gas/pH | EPOC Host | 16102521402355 | Siemens Diagnostics | Respiratory Care | Akron | Akron City Campus | Critical Care Tower | 3rd Floor | 2024-05-08 16:32 | Low
No | 064056 | Analyzers, POC, Whole Blood, Gas/pH | EPOC Host | 16102521402226 | Siemens Diagnostics | Respiratory Care | Akron | Akron City Campus | Critical Care Tower | 2nd Floor | 2024-05-08 16:32 | Low
No | 064058 | Analyzers, POC, Whole Blood, Gas/pH | EPOC Host | 16102521401959 | Siemens Diagnostics | Respiratory Care | Akron | Akron City Campus | 95 Arch | 1st Floor | 2024-05-08 16:32 | Low
No | 064060 | Analyzers, POC, Whole Blood, Gas/pH | EPOC Host | 17335521400767 | Siemens Diagnostics | Respiratory Care | Akron | Akron City Campus | Critical Care Tower | 1st Floor | 2024-05-08 16:32 | Low
No | 064062 | Analyzers, POC, Whole Blood, Gas/pH | EPOC Host | 16102521401961 | Siemens Diagnostics | Respiratory Care | Akron | Akron City Campus | Akron City Hospital | 6th Floor | 2024-05-08 16:32 | Low
No | 064063 | Analyzers, POC, Whole Blood, Gas/pH | EPOC Host | 13308521406047 | Siemens Diagnostics | Respiratory Care | Akron | Akron City Campus | Akron City Hospital | 6th Floor | 2024-05-08 16:32 | Low
No | 070071 | Analyzers, POC, Whole Blood, Gas/pH | EPOC Host | 13240521400194 | Siemens Diagnostics | Respiratory Care - SB | Barberton | Barberton Campus | Summa Barberton Hospital | Ground Floor | 2022-12-07 | Low
No | 070073 | Analyzers, POC, Whole Blood, Gas/pH | EPOC Host | 16102521402224 | Siemens Diagnostics | Respiratory Care - SB | Barberton | Barberton Campus | Summa Barberton Hospital | 5th Floor | 2019-11-11 | Low
No | 070075 | Analyzers, POC, Whole Blood, Gas/pH | EPOC Host | 15141521402464 | Siemens Diagnostics | Respiratory Care - SB | Barberton | Barberton Campus | Summa Barberton Hospital | Ground Floor | 2019-11-19 | Low
No | 070535 | Analyzers, POC, Whole Blood, Gas/pH | EPOC Host | 13123521403330 | Siemens Diagnostics | Respiratory Care - SB | Barberton | Barberton Campus | Summa Barberton Hospital | 5th Floor | 2018-05-24 | Low
No | 070537 | Analyzers, POC, Whole Blood, Gas/pH | EPOC Host | 16102521401963 | Siemens Diagnostics | Respiratory Care - SB | Barberton | Barberton Campus | Summa Barberton Hospital | 5th Floor | 2019-11-24 | Low
No | 070715 | Analyzers, POC, Whole Blood, Gas/pH | EPOC Host | 21162521400577 | Siemens Diagnostics | Respiratory Care - SB | Barberton | Barberton Campus | Summa Barberton Hospital | 2nd Floor | 2025-01-08 | Low
No | 033661a | Analyzers, POC, Whole Blood, Gas/pH | EPOC Host | A=16102521401959 | Siemens Diagnostics | Pulmonary Function Testing | Akron | Akron City Campus | Akron City Hospital | 5th Floor | 2022-07-15 | Low
No | 039100 | Analyzers, POC, Whole Blood, Glucose | 04680421003 - Accu-Chek Performa | 55012338763 | Roche Diagnostics | Family Practice Center - SB | Barberton | Barberton Campus | Summa Barberton Hospital | 1st Floor | 2021-03-08 | Low
No | 023604 | Analyzers, POC, Whole Blood, Glucose | 05060303001 - Accu-Chek Inform II | Unknown | Roche Diagnostics | Internal Medicine - White Pond | Barberton | White Pond Campus | White Pond Medical Center | 2nd Floor | 2021-01-19 | Low
No | 039462 | Analyzers, POC, Whole Blood, Glucose | 05060303001 - Accu-Chek Inform II | UU14480732 | Roche Diagnostics | Internal Medicine - Barberton | Barberton | Barberton Campus | Summa Barberton Hospital | 1st Floor | 2021-07-23 | Low
No | 070350 | Analyzers, POC, Whole Blood, Glucose | 05060303001 - Accu-Chek Inform II | UU14401859 | Roche Diagnostics | Sameday Surgery Center - SW | Barberton | Wadsworth Campus | Wadsworth-Rittman Medical Center | 1st Floor | 2024-04-17 | Low
No | 070368 | Analyzers, POC, Whole Blood, Glucose | 05060303001 - Accu-Chek Inform II | UU14510892 | Roche Diagnostics | Barberton Wound Care Center | Barberton | Barberton Campus | Summa Barberton Hospital | Ground Floor | 2024-03-06 10:09 | Low
No | 101-18648 | Analyzers, POC, Whole Blood, Glucose | Accucheck Inform - Accucheck Inform | UJ40006613 | Roche Diagnostics | Emergency Department (ED) - Wadsworth | Barberton | Wadsworth Campus | Wadsworth Emergency Bldg | Ground Floor | 2008-01-17 | Low
No | 101-19871 | Analyzers, POC, Whole Blood, Glucose | Accucheck Inform - Accucheck Inform | uj48021379 | Roche Diagnostics | Operating Room - SW | Barberton | Wadsworth Campus | Wadsworth-Rittman Medical Center | 1st Floor | 2006-06-24 | Low
No | 101-19872 | Analyzers, POC, Whole Blood, Glucose | Accucheck Inform - Accucheck Inform | 19872 | Roche Diagnostics | Wadsworth Comm. Ctn. PT | Barberton | Wadsworth Campus | Wadsworth Community Center | 1st Floor | 2006-06-23 | Low
No | 023638 | Analyzers, POC, Whole Blood, Glycated Hemoglobin | 1116985 - Afinion 2 | AF20012591 | Abbott Laboratories | Cuyahoga Falls Primary Care | Akron | Cuyahoga Falls Campus | Cuyahoga Falls Primary Care | Ground Floor | 2021-03-11 | Low
No | 039515 | Analyzers, POC, Whole Blood, Glycated Hemoglobin | 1116985 - Afinion 2 | AF20033413 | Abbott Laboratories | Internal Medicine - Barberton | Barberton | Barberton Campus | Summa Barberton Hospital | 1st Floor | 2021-08-20 | Low
No | 043146 | Analyzers, POC, Whole Blood, Glycated Hemoglobin | 1116985 - Afinion 2 | AF20011745 | Abbott Laboratories | Endocrinology - SBH | Barberton | Barberton Campus | Summa Barberton Hospital | 1st Floor | 2023-03-03 11:39 | Low
No | 043149 | Analyzers, POC, Whole Blood, Glycated Hemoglobin | 1116985 - Afinion 2 | AF20020654 | Abbott Laboratories | Endocrinology - SBH | Barberton | Barberton Campus | Summa Barberton Hospital | 1st Floor | 2023-03-03 11:36 | Low
No | 060596 | Analyzers, POC, Whole Blood, Glycated Hemoglobin | 1116985 - Afinion 2 | AF20034752 | Abbott Laboratories | Internal Medicine - Stow | Akron | Stow-Kent Campus | Stow-Kent Medical Center | 2nd Floor | 2021-08-18 | Low
No | 063368 | Analyzers, POC, Whole Blood, Glycated Hemoglobin | 1116985 - Afinion 2 | AF20059678 | Abbott Laboratories | Internal Medicine | Akron | Akron City Campus | 55 Arch | 1st Floor | 2023-08-23 14:12 | Low
No | 063369 | Analyzers, POC, Whole Blood, Glycated Hemoglobin | 1116985 - Afinion 2 | AF20059779 | Abbott Laboratories | Internal Medicine | Akron | Akron City Campus | 55 Arch | 1st Floor | 2023-08-23 14:12 | Low
No | 063427 | Analyzers, POC, Whole Blood, Glycated Hemoglobin | 1116985 - Afinion 2 | AS0030873 | Abbott Laboratories | Internal Medicine - White Pond | Barberton | White Pond Campus | White Pond Medical Center | 2nd Floor | 2023-10-04 09:26 | Low
No | 063429 | Analyzers, POC, Whole Blood, Glycated Hemoglobin | 1116985 - Afinion 2 | AF20010040 | Abbott Laboratories | Endocrinology | Akron | Chapel Hill Campus | Summa Health Chapel Hill | Ground Floor | 2023-10-04 09:29 | Low
No | 063430 | Analyzers, POC, Whole Blood, Glycated Hemoglobin | 1116985 - Afinion 2 | AF20043723 | Abbott Laboratories | Family Medicine Center | Akron | Akron City Campus | 55 Arch | 3rd Floor | 2022-03-11 | Low
No | 063433 | Analyzers, POC, Whole Blood, Glycated Hemoglobin | 1116985 - Afinion 2 | AF20026365 | Abbott Laboratories | Endocrinology | Akron | Chapel Hill Campus | Summa Health Chapel Hill | Ground Floor | 2023-10-04 08:52 | Low
No | 063434 | Analyzers, POC, Whole Blood, Glycated Hemoglobin | 1116985 - Afinion 2 | AF20020040 | Abbott Laboratories | Endocrinology | Akron | Chapel Hill Campus | Summa Health Chapel Hill | Ground Floor | 2023-10-04 08:52 | Low
No | 063435 | Analyzers, POC, Whole Blood, Glycated Hemoglobin | 1116985 - Afinion 2 | AF20032541 | Abbott Laboratories | Ophthalmology Chapel Hill | Akron | Chapel Hill Campus | Summa Health Chapel Hill | Ground Floor | 2023-10-04 08:52 | Low
No | 063456 | Analyzers, POC, Whole Blood, Glycated Hemoglobin | 1116985 - Afinion 2 | AF20056081 | Abbott Laboratories | Endocrinology | Akron | Chapel Hill Campus | Summa Health Chapel Hill |  | 2023-10-23 14:23 | Low
No | 063507 | Analyzers, POC, Whole Blood, Glycated Hemoglobin | 1116985 - Afinion 2 | AF20063318 | Abbott Laboratories | Center for Senior Health | Akron | Akron City Campus | 75 Arch | Ground Floor | 2023-11-28 12:48 | Low
No | 063775 | Analyzers, POC, Whole Blood, Glycated Hemoglobin | 1116985 - Afinion 2 | AF200332023 | Abbott Laboratories | Endocrinology | Akron | Chapel Hill Campus | Summa Health Chapel Hill | Ground Floor | 2024-03-25 12:48 | Low
No | 063789 | Analyzers, POC, Whole Blood, Glycated Hemoglobin | 1116985 - Afinion 2 | AF20067618 | Abbott Laboratories | Endocrinology | Akron | Chapel Hill Campus | Summa Health Chapel Hill | Ground Floor | 2024-03-25 12:46 | Low
No | 063829 | Analyzers, POC, Whole Blood, Glycated Hemoglobin | 1116985 - Afinion 2 | AF20065356 | Abbott Laboratories | Medina Primary Care | Barberton | Medina Campus | Medina Medical Center | 3rd Floor | 2024-01-30 11:30 | Low
No | 063872 | Analyzers, POC, Whole Blood, Glycated Hemoglobin | 1116985 - Afinion 2 | AF20060313 | Abbott Laboratories | Family Medicine Center | Akron | Akron City Campus | 55 Arch | 3rd Floor | 2024-06-19 14:24 | Low
No | 063874 | Analyzers, POC, Whole Blood, Glycated Hemoglobin | 1116985 - Afinion 2 | AF20075465 | Abbott Laboratories | Internal Medicine | Akron | Akron City Campus | 55 Arch | 1st Floor | 2024-07-09 09:37 | Low
No | 063875 | Analyzers, POC, Whole Blood, Glycated Hemoglobin | 1116985 - Afinion 2 | AF20075188 | Abbott Laboratories | Internal Medicine | Akron | Akron City Campus | 55 Arch | 1st Floor | 2024-07-09 09:33 | Low
No | 070039 | Analyzers, POC, Whole Blood, Glycated Hemoglobin | 1116985 - Afinion 2 | AF20027899 | Abbott Laboratories | Endocrinology - Green | Barberton | Green Campus | 1790 Graybill Road | 2nd Floor | 2021-11-11 | Low
No | 070154 | Analyzers, POC, Whole Blood, Glycated Hemoglobin | 1116985 - Afinion 2 | AF20059664 | Abbott Laboratories | Family Practice Center - SB | Barberton | Barberton Campus | Summa Barberton Hospital | 1st Floor | 2023-08-17 14:42 | Low
No | 070407 | Analyzers, POC, Whole Blood, Glycated Hemoglobin | 1116985 - Afinion 2 | AF20026176 | Abbott Laboratories | Endocrinology - SBH | Barberton | Barberton Campus | Summa Barberton Hospital | 1st Floor | 2024-03-20 10:01 | Low
No | 070571 | Analyzers, POC, Whole Blood, Glycated Hemoglobin | 1116985 - Afinion 2 | AF20056703 | Abbott Laboratories | Internal Medicine - Barberton | Barberton | Barberton Campus | Summa Barberton Hospital | 1st Floor | 2024-10-22 14:32 | Low
No | 070939 | Analyzers, POC, Whole Blood, Glycated Hemoglobin | 1116985 - Afinion 2 | AF20006745 | Abbott Laboratories | Internal Medicine - White Pond | Barberton | White Pond Campus | White Pond Medical Center | 2nd Floor | 2025-02-13 08:50 | Low
No | 070972 | Analyzers, POC, Whole Blood, Glycated Hemoglobin | 1116985 - Afinion 2 | AF20016055 | Abbott Laboratories | Endocrinology - Green | Barberton | Green Campus | 1790 Graybill Road | 2nd Floor | 2025-04-18 08:49 | Low
No | 023603 | Analyzers, POC, Whole Blood, Glycated Hemoglobin | 3008-0031-6801 - Hemopoint H2 Hemoglobin Meter | 3008-19-0262 | EKF Diagnostics / Stanbio Labs | Internal Medicine - White Pond | Barberton | White Pond Campus | White Pond Medical Center | 2nd Floor | 2021-01-19 | Low
No | 033979 | Analyzers, POC, Whole Blood, Glycated Hemoglobin | 3008-0031-6801 - Hemopoint H2 Hemoglobin Meter | 3011-11-0355 | EKF Diagnostics / Stanbio Labs | Medina Primary Care | Barberton | Medina Campus | Medina Medical Center | 3rd Floor | 2021-06-24 | Low
No | 058116 | Analyzers, POC, Whole Blood, Glycated Hemoglobin | 3008-0031-6801 - Hemopoint H2 Hemoglobin Meter | 3008-18-0329 | EKF Diagnostics / Stanbio Labs | Tallmadge Family Medicine | Akron | Tallmadge Campus | Tallmadge Medical Center | 2nd Floor | 2019-09-18 | Low
No | 060587 | Analyzers, POC, Whole Blood, Glycated Hemoglobin | 3008-0031-6801 - Hemopoint H2 Hemoglobin Meter | 3008-20-0386 | EKF Diagnostics / Stanbio Labs | Internal Medicine - Stow | Akron | Stow-Kent Campus | Stow-Kent Medical Center | 2nd Floor | 2021-08-02 | Low
No | 061622 | Analyzers, POC, Whole Blood, Glycated Hemoglobin | 3008-0031-6801 - Hemopoint H2 Hemoglobin Meter | 3011-11-0132 | EKF Diagnostics / Stanbio Labs | Rootstown Primary Care | Akron | Rootstown Campus | Rootstown Medical Center | Ground Floor | 2022-03-29 | Low
No | 023602 | Analyzers, POC, Whole Blood, Glycated Hemoglobin | Afinion AS100 | AS0032535 | Alere | Rootstown Primary Care | Akron | Rootstown Campus | Rootstown Medical Center | Ground Floor | 2021-01-19 | Medium
No | 023645 | Analyzers, POC, Whole Blood, Glycated Hemoglobin | Afinion AS100 | AS0029795 | Alere | Internal Medicine - Green | Barberton | Green Campus | Green Medical Center | Ground Floor | 2021-06-15 | Medium
No | 023666 | Analyzers, POC, Whole Blood, Glycated Hemoglobin | Afinion AS100 | AS0035256 | Alere | Family Practice - AES | Akron | Non-Campus Sites | AES Family Medicine | 2nd Floor | 2021-03-31 | Medium
No | 033916 | Analyzers, POC, Whole Blood, Glycated Hemoglobin | Afinion AS100 | AS0028421 | Alere | Internal Medicine - White Pond | Barberton | White Pond Campus | White Pond Medical Center | 2nd Floor | 2020-12-17 | Medium
No | 033978 | Analyzers, POC, Whole Blood, Glycated Hemoglobin | Afinion AS100 | AS0041418 | Alere | Medina Primary Care | Barberton | Medina Campus | Medina Medical Center | 3rd Floor | 2021-06-24 | Medium
No | 039535 | Analyzers, POC, Whole Blood, Glycated Hemoglobin | Afinion AS100 | AS0059895 | Alere | Internal Medicine - Green | Barberton | Green Campus | Green Medical Center | Ground Floor | 2021-10-13 | Medium
No | 056736 | Analyzers, POC, Whole Blood, Glycated Hemoglobin | Afinion AS100 | AS0030442 | Alere | Internal Medicine - ACH | Akron | Akron City Campus | 75 Arch | 4th Floor | 2019-04-04 | Medium
No | 058115 | Analyzers, POC, Whole Blood, Glycated Hemoglobin | Afinion AS100 | AS0007469 | Alere | Tallmadge Family Medicine | Akron | Tallmadge Campus | Tallmadge Medical Center | 2nd Floor | 2019-09-18 | Medium
No | 058192 | Analyzers, POC, Whole Blood, Glycated Hemoglobin | Afinion AS100 | AS0046369 | Alere | Tallmadge Family Medicine | Akron | Tallmadge Campus | Tallmadge Medical Center | 2nd Floor | 2019-09-25 | Medium
No | 061618 | Analyzers, POC, Whole Blood, Glycated Hemoglobin | Afinion AS100 | AS0048101 | Alere | Rootstown Primary Care | Akron | Rootstown Campus | Rootstown Medical Center | Ground Floor | 2022-03-28 | Medium
No | 061758 | Analyzers, POC, Whole Blood, Glycated Hemoglobin | Afinion AS100 | AS0004908 | Alere | New Seasons | Barberton | Non-Campus Sites - SBH | Equity Center | Ground Floor | 2023-05-04 12:17 | Medium
No | 062243 | Analyzers, POC, Whole Blood, Glycated Hemoglobin | Afinion AS100 | AS0050222 | Alere | Cuyahoga Falls Primary Care | Akron | Cuyahoga Falls Campus | Cuyahoga Falls Primary Care | Ground Floor | 2022-08-12 | Medium
No | 063428 | Analyzers, POC, Whole Blood, Glycated Hemoglobin | Afinion AS100 | AS0030832 | Alere | Internal Medicine - White Pond | Barberton | White Pond Campus | White Pond Medical Center | 2nd Floor | 2023-10-04 07:56 | Medium
No | 063436 | Analyzers, POC, Whole Blood, Glycated Hemoglobin | Afinion AS100 | AS0044290 | Alere | Ophthalmology Chapel Hill | Akron | Chapel Hill Campus | Summa Health Chapel Hill | Ground Floor | 2023-10-04 08:52 | Medium
No | 063444 | Analyzers, POC, Whole Blood, Glycated Hemoglobin | Afinion AS100 | AS0031552 | Alere | NEOCS Cardiology - White Pond | Barberton | White Pond Campus | White Pond Medical Center | 2nd Floor | 2023-10-04 08:13 | Medium
No | 063446 | Analyzers, POC, Whole Blood, Glycated Hemoglobin | Afinion AS100 | AS0054219 | Alere | Endocrinology | Akron | Chapel Hill Campus | Summa Health Chapel Hill | Ground Floor | 2023-10-04 08:52 | Medium
No | 070173 | Analyzers, POC, Whole Blood, Glycated Hemoglobin | Afinion AS100 | AS0045069 | Alere | Rittman Family Practice, Inc. | Barberton | Wadsworth Campus | Rittman Family Medicine | Ground Floor | 2023-09-13 | Medium
No | 070177 | Analyzers, POC, Whole Blood, Glycated Hemoglobin | Afinion AS100 | AS0052890 | Alere | Family Practice Center - SB | Barberton | Barberton Campus | Summa Barberton Hospital | 1st Floor | 2023-08-21 | Medium
No | 070179 | Analyzers, POC, Whole Blood, Glycated Hemoglobin | Afinion AS100 | AS0046629 | Alere | Endocrinology - Green | Barberton | Green Campus | 1790 Graybill Road | 2nd Floor | 2021-06-15 | Medium
No | 070695 | Analyzers, POC, Whole Blood, Glycated Hemoglobin | Afinion AS100 | AS0028252 | Alere | Medina Primary Care | Barberton | Medina Campus | Medina Medical Center | 3rd Floor | 2024-10-28 14:01 | Medium
No | 064101 | Analyzers, POC, Whole Blood, Multianalyte | 300646 - PathFast | 2304D4693 | Polymedco | LAB Critical Care | Akron | Akron City Campus | Akron City Hospital | Ground Floor | 2024-06-26 07:36 | Low
No | 064102 | Analyzers, POC, Whole Blood, Multianalyte | 300646 - PathFast | 2304D4694 | Polymedco | LAB Critical Care | Akron | Akron City Campus | Akron City Hospital | Ground Floor | 2024-06-26 07:37 | Low
No | 070348 | Analyzers, POC, Whole Blood, Multianalyte | 300646 - PathFast | 2304D4697 | Polymedco | LAB General - SW | Barberton | Wadsworth Campus | Wadsworth-Rittman Medical Center | 1st Floor | 2024-06-24 12:05 | Low
No | 070551 | Analyzers, POC, Whole Blood, Multianalyte | 300646 - PathFast | 2305D4764 | Polymedco | LAB Green | Barberton | Green Campus | Green Medical Center | Ground Floor | 2024-06-24 12:05 | Low
No | 070569 | Analyzers, POC, Whole Blood, Multianalyte | 300646 - PathFast | 2305D4762 | Polymedco | LAB Specimen Procurement - SB | Barberton | Barberton Campus | Summa Barberton Hospital | 6th Floor | 2024-10-22 12:48 | Low
No | 070570 | Analyzers, POC, Whole Blood, Multianalyte | 300646 - PathFast | 2305D4763 | Polymedco | LAB Specimen Procurement - SB | Barberton | Barberton Campus | Summa Barberton Hospital | 6th Floor | 2024-10-22 12:48 | Low
No | 020953 | Analyzers, POC, Whole Blood, Multianalyte | Cholestech LDX - Lipid Analyzer | AA166748 | Alere | Center for Senior Health | Akron | Akron City Campus | 75 Arch | Ground Floor | 2017-02-20 | Low
No | 056096 | Anesthesia Unit Vaporizers | 1177-8150-000 - Tec 850 ISO | SQAY00216 | GE Healthcare | Health Tech Mgmt | Akron | Akron City Campus | ACH Admin Building | Ground Floor | 2019-04-26 | High
No | 056097 | Anesthesia Unit Vaporizers | 1177-8150-000 - Tec 850 ISO | SQAY00241 | GE Healthcare | Operating Room - SW | Barberton | Wadsworth Campus | Wadsworth-Rittman Medical Center | 1st Floor | 2019-04-26 | High
No | 056356 | Anesthesia Unit Vaporizers | 1177-8150-000 - Tec 850 ISO | SQAY00139 | GE Healthcare | Anesthesia | Akron | Akron City Campus | Akron City Hospital | 1st Floor | 2019-04-26 | High
No | 056680 | Anesthesia Unit Vaporizers | 1177-8150-000 - Tec 850 ISO | SQAY00232 | GE Healthcare | Anesthesia | Akron | Akron City Campus | Akron City Hospital | 1st Floor | 2019-04-26 | High
No | 056683 | Anesthesia Unit Vaporizers | 1177-8150-000 - Tec 850 ISO | SQAY00243 | GE Healthcare | Anesthesia | Akron | Akron City Campus | Akron City Hospital | 1st Floor | 2019-04-26 | High
No | 056688 | Anesthesia Unit Vaporizers | 1177-8150-000 - Tec 850 ISO | SQAY00262 | GE Healthcare | Anesthesia | Akron | Akron City Campus | Akron City Hospital | 1st Floor | 2019-04-26 | High
No | 060453 | Anesthesia Unit Vaporizers | 1177-8150-000 - Tec 850 ISO | SQAA00424 | GE Healthcare | Anesthesia | Akron | Akron City Campus | Akron City Hospital | Ground Floor | 2021-04-27 | High
No | 060455 | Anesthesia Unit Vaporizers | 1177-8150-000 - Tec 850 ISO | SQAA00434 | GE Healthcare | Anesthesia | Akron | Akron City Campus | Akron City Hospital | Ground Floor | 2021-04-27 | High
No | 060457 | Anesthesia Unit Vaporizers | 1177-8150-000 - Tec 850 ISO | SQAA00433 | GE Healthcare | Anesthesia | Akron | Akron City Campus | Akron City Hospital | 2nd Floor | 2021-04-27 | High
No | 060643 | Anesthesia Unit Vaporizers | 1177-8150-000 - Tec 850 ISO | SQAZ01832 | GE Healthcare | Anesthesia | Akron | Akron City Campus | Akron City Hospital | 1st Floor | 2021-06-23 | High
No | 061268 | Anesthesia Unit Vaporizers | 1177-8150-000 - Tec 850 ISO | SQAA01856 | GE Healthcare | Anesthesia | Akron | Akron City Campus | Akron City Hospital | 1st Floor | 2022-01-04 | High
No | 061269 | Anesthesia Unit Vaporizers | 1177-8150-000 - Tec 850 ISO | SQAA01847 | GE Healthcare | Anesthesia | Akron | Akron City Campus | Akron City Hospital | 1st Floor | 2022-01-04 | High
No | 038772 | Anesthesia Unit Vaporizers | 1177-9850-ISO - Tec 850 Isoflurane Vaporizer | SQAZ01807 | GE Healthcare | Anesthesia - SB | Barberton | Barberton Campus | Summa Barberton Hospital | 2nd Floor | 2020-09-30 | High
No | 038773 | Anesthesia Unit Vaporizers | 1177-9850-ISO - Tec 850 Isoflurane Vaporizer | SQAZ01808 | GE Healthcare | Anesthesia - SB | Barberton | Barberton Campus | Summa Barberton Hospital | 2nd Floor | 2020-09-30 | High
No | 038774 | Anesthesia Unit Vaporizers | 1177-9850-ISO - Tec 850 Isoflurane Vaporizer | SQAZ011839 | GE Healthcare | Anesthesia - SB | Barberton | Barberton Campus | Summa Barberton Hospital | 2nd Floor | 2020-09-30 | High
No | 038775 | Anesthesia Unit Vaporizers | 1177-9850-ISO - Tec 850 Isoflurane Vaporizer | SQAZ011816 | GE Healthcare | Anesthesia - SB | Barberton | Barberton Campus | Summa Barberton Hospital | 2nd Floor | 2020-09-30 | High
No | 038912 | Anesthesia Unit Vaporizers | 1177-9850-ISO - Tec 850 Isoflurane Vaporizer | SQAZ01809 | GE Healthcare | Anesthesia - SB | Barberton | Barberton Campus | Summa Barberton Hospital | 2nd Floor | 2020-09-30 | High
No | 038914 | Anesthesia Unit Vaporizers | 1177-9850-ISO - Tec 850 Isoflurane Vaporizer | SQAZ01803 | GE Healthcare | Anesthesia | Akron | Akron City Campus | Akron City Hospital | Ground Floor | 2020-09-30 | High
No | 038915 | Anesthesia Unit Vaporizers | 1177-9850-ISO - Tec 850 Isoflurane Vaporizer | SQAZ01802 | GE Healthcare | Anesthesia - SB | Barberton | Barberton Campus | Summa Barberton Hospital | 2nd Floor | 2020-09-30 | High
No | 038916 | Anesthesia Unit Vaporizers | 1177-9850-ISO - Tec 850 Isoflurane Vaporizer | SQAZ01805 | GE Healthcare | Anesthesia - SW | Barberton | Wadsworth Campus | Wadsworth-Rittman Medical Center | 1st Floor | 2020-09-30 | High
No | 038983 | Anesthesia Unit Vaporizers | 1177-9850-ISO - Tec 850 Isoflurane Vaporizer | SQAZ01812 | GE Healthcare | Anesthesia - SB | Barberton | Barberton Campus | Summa Barberton Hospital | 2nd Floor | 2020-09-30 | High
No | 038985 | Anesthesia Unit Vaporizers | 1177-9850-ISO - Tec 850 Isoflurane Vaporizer | SQAZ01824 | GE Healthcare | Anesthesia - SB | Barberton | Barberton Campus | Summa Barberton Hospital | 2nd Floor | 2020-09-30 | High
No | 070376 | Anesthesia Unit Vaporizers | 1177-9850-ISO - Tec 850 Isoflurane Vaporizer | SQAD00177 | GE Healthcare | Anesthesia - SW | Barberton | Wadsworth Campus | Wadsworth-Rittman Medical Center | 1st Floor | 2024-03-01 16:04 | High
No | 070383 | Anesthesia Unit Vaporizers | 1177-9850-ISO - Tec 850 Isoflurane Vaporizer | SQAD00182 | GE Healthcare | Anesthesia - SW | Barberton | Wadsworth Campus | Wadsworth-Rittman Medical Center | 1st Floor | 2024-03-01 16:03 | High
No | 070390 | Anesthesia Unit Vaporizers | 1177-9850-ISO - Tec 850 Isoflurane Vaporizer | SQAD00180 | GE Healthcare | Anesthesia - SW | Barberton | Wadsworth Campus | Wadsworth-Rittman Medical Center | 1st Floor | 2024-03-01 | High
No | 101-81567 | Anesthesia Unit Vaporizers | Tec 6 DES | AETL48052 | Datex-Ohmeda | Anesthesia - SW | Barberton | Wadsworth Campus | Wadsworth-Rittman Medical Center | 1st Floor | 2008-02-18 | High
No | 021286 | Anesthesia Unit Vaporizers | Tec 7 ISO | BEGJ05038 | Datex-Ohmeda | Anesthesia | Akron | Akron City Campus | H Tower | 2nd Floor | 2006-01-13 | High
No | 021513 | Anesthesia Unit Vaporizers | Tec 7 ISO | BEGH03212 | Datex-Ohmeda | Anesthesia | Akron | Akron City Campus | Akron City Hospital | Ground Floor | 2006-01-28 | High
No | 022806 | Anesthesia Unit Vaporizers | Tec 7 ISO | BEGG01029 | Datex-Ohmeda | Anesthesia | Akron | Akron City Campus | Akron City Hospital | 1st Floor | 2003-06-25 | High
No | 022808 | Anesthesia Unit Vaporizers | Tec 7 ISO | BEGG01713 | Datex-Ohmeda | Anesthesia | Akron | Akron City Campus | H Tower | 2nd Floor | 2003-06-25 | High
No | 034915 | Anesthesia Unit Vaporizers | Tec 7 ISO | BEGN02041 | Datex-Ohmeda | Anesthesia | Akron | Akron City Campus | Akron City Hospital | 1st Floor | 2017-04-25 | High
No | 035301 | Anesthesia Unit Vaporizers | Tec 7 ISO | BEGK02239 | Datex-Ohmeda | Anesthesia | Akron | Akron City Campus | Akron City Hospital | 1st Floor | 2015-11-19 | High
No | 035465 | Anesthesia Unit Vaporizers | Tec 7 ISO | BEGK04494 | Datex-Ohmeda | Anesthesia | Akron | Akron City Campus | H Tower | 2nd Floor | 2016-08-16 | High
No | 050968 | Anesthesia Unit Vaporizers | Tec 7 ISO | BEGK03666 | Datex-Ohmeda | Anesthesia | Akron | Akron City Campus | Akron City Hospital | 1st Floor | 2018-05-02 | High
No | 050969 | Anesthesia Unit Vaporizers | Tec 7 ISO | BEGN01391 | Datex-Ohmeda | Anesthesia | Akron | Akron City Campus | Akron City Hospital | 1st Floor | 2018-05-02 | High
No | 051013 | Anesthesia Unit Vaporizers | Tec 7 ISO | BEGK03703 | Datex-Ohmeda | Anesthesia | Akron | Akron City Campus | Akron City Hospital | 1st Floor | 2018-05-25 | High
No | 051591 | Anesthesia Unit Vaporizers | Tec 7 ISO | BEGK00560 | Datex-Ohmeda | Anesthesia | Akron | Akron City Campus | Akron City Hospital | 1st Floor | 2017-01-27 | High
No | 051592 | Anesthesia Unit Vaporizers | Tec 7 ISO | BEGH03540 | Datex-Ohmeda | Anesthesia | Akron | Akron City Campus | Akron City Hospital | 1st Floor | 2017-01-27 | High
No | 054353 | Anesthesia Unit Vaporizers | Tec 7 ISO | BEGK03729 | Datex-Ohmeda | Anesthesia | Akron | Akron City Campus | Akron City Hospital | 1st Floor | 2017-04-19 | High
No | 054373 | Anesthesia Unit Vaporizers | Tec 7 ISO | BEGK00134 | Datex-Ohmeda | Anesthesia | Akron | Akron City Campus | Akron City Hospital | 1st Floor | 2017-08-15 | High
No | 054828 | Anesthesia Unit Vaporizers | Tec 7 ISO | BEGF00142 | Datex-Ohmeda | Anesthesia | Akron | Akron City Campus | Akron City Hospital | 1st Floor | 2018-07-29 | High
No | 054959 | Anesthesia Unit Vaporizers | Tec 7 ISO | BEGL01195 | Datex-Ohmeda | Anesthesia | Akron | Akron City Campus | Akron City Hospital | 1st Floor | 2019-03-20 | High
No | 056722 | Anesthesia Unit Vaporizers | Tec 7 ISO | BEGN01379 | Datex-Ohmeda | Anesthesia | Akron | Akron City Campus | Akron City Hospital | 1st Floor | 2019-06-27 | High
No | 057950 | Anesthesia Unit Vaporizers | Tec 7 ISO | BEGV02378 | Datex-Ohmeda | Anesthesia | Akron | Akron City Campus | Akron City Hospital | 1st Floor | 2020-06-25 | High
No | 058030 | Anesthesia Unit Vaporizers | Tec 7 ISO | BEGN01382 | Datex-Ohmeda | Anesthesia | Akron | Akron City Campus | Akron City Hospital | 1st Floor | 2019-08-26 | High
No | 058979 | Anesthesia Unit Vaporizers | Tec 7 ISO | BEGQ02116 | Datex-Ohmeda | Anesthesia | Akron | Akron City Campus | Akron City Hospital | 1st Floor | 2020-04-16 | High
No | 058980 | Anesthesia Unit Vaporizers | Tec 7 ISO | BEGL03671 | Datex-Ohmeda | Anesthesia | Akron | Akron City Campus | Akron City Hospital | 1st Floor | 2020-04-16 | High
No | 058982 | Anesthesia Unit Vaporizers | Tec 7 ISO | BEGP04172 | Datex-Ohmeda | Anesthesia | Akron | Akron City Campus | Akron City Hospital | 1st Floor | 2020-04-29 | High
No | 058990 | Anesthesia Unit Vaporizers | Tec 7 ISO | BEGG02785 | Datex-Ohmeda | Anesthesia | Akron | Akron City Campus | Akron City Hospital | 1st Floor | 2020-05-11 | High
No | 060435 | Anesthesia Unit Vaporizers | Tec 7 ISO | BEGL03033 | Datex-Ohmeda | Anesthesia | Akron | Akron City Campus | Akron City Hospital | 1st Floor | 2021-04-22 | High
No | 060878 | Anesthesia Unit Vaporizers | Tec 7 ISO | BEGP01434 | Datex-Ohmeda | Anesthesia | Akron | Akron City Campus | Akron City Hospital | 2nd Floor | 2021-09-21 | High
No | 061027 | Anesthesia Unit Vaporizers | Tec 7 ISO | BEGG00715 | Datex-Ohmeda | Anesthesia | Akron | Akron City Campus | Akron City Hospital | 1st Floor | 2021-10-29 | High
No | 061594 | Anesthesia Unit Vaporizers | Tec 7 ISO | BEGL01202 | Datex-Ohmeda | Medina ASC | Barberton | Medina Campus | Medina Medical Center | 1st Floor | 2022-04-04 | High
No | 063112 | Anesthesia Unit Vaporizers | Tec 7 ISO | BEGH02489 | Datex-Ohmeda | Medina ASC | Barberton | Medina Campus | Medina Medical Center | 1st Floor | 2023-04-11 05:47 | High
No | 070352 | Anesthesia Unit Vaporizers | Tec 7 ISO | BEGH01972 | Datex-Ohmeda | Medina ASC | Barberton | Medina Campus | Medina Medical Center | 1st Floor | 2023-11-20 11:06 | High
No | 030389 | Anesthesia Unit Vaporizers | Tec 7 SEVO | BEJP07593 | Datex-Ohmeda | Anesthesia | Akron | Akron City Campus | Akron City Hospital | 2nd Floor | 2014-03-30 | High
No | 030391 | Anesthesia Unit Vaporizers | Tec 7 SEVO | BEJP07571 | Datex-Ohmeda | Anesthesia | Akron | Akron City Campus | Akron City Hospital | 1st Floor | 2014-03-30 | High
No | 030420 | Anesthesia Unit Vaporizers | Tec 7 SEVO | BEJP01875 | Datex-Ohmeda | Anesthesia | Akron | Akron City Campus | Akron City Hospital | 1st Floor | 2014-05-08 | High
No | 030421 | Anesthesia Unit Vaporizers | Tec 7 SEVO | BEJP01872 | Datex-Ohmeda | Anesthesia | Akron | Akron City Campus | Akron City Hospital | 1st Floor | 2014-05-08 | High
No | 036836 | Anesthesia Unit Vaporizers | Tec 7 SEVO | BEJP08678 | Datex-Ohmeda | Anesthesia - SB | Barberton | Barberton Campus | Summa Barberton Hospital | 2nd Floor | 2014-03-24 | High
No | 036843 | Anesthesia Unit Vaporizers | Tec 7 SEVO | BEJP08682 | Datex-Ohmeda | Anesthesia - SW | Barberton | Wadsworth Campus | Wadsworth-Rittman Medical Center | 1st Floor | 2014-03-24 | High
No | 037303 | Anesthesia Unit Vaporizers | Tec 7 SEVO | BEJP08706 | Datex-Ohmeda | Anesthesia - SW | Barberton | Wadsworth Campus | Wadsworth-Rittman Medical Center | 1st Floor | 2014-03-24 | High
No | 037329 | Anesthesia Unit Vaporizers | Tec 7 SEVO | BEJP08700 | Datex-Ohmeda | Anesthesia - SW | Barberton | Wadsworth Campus | Wadsworth-Rittman Medical Center | 1st Floor | 2014-03-24 | High
No | 037337 | Anesthesia Unit Vaporizers | Tec 7 SEVO | BEJP08699 | Datex-Ohmeda | Anesthesia - SW | Barberton | Wadsworth Campus | Wadsworth-Rittman Medical Center | 1st Floor | 2014-03-24 | High
No | 037340 | Anesthesia Unit Vaporizers | Tec 7 SEVO | BEJP08698 | Datex-Ohmeda | Anesthesia - SW | Barberton | Wadsworth Campus | Wadsworth-Rittman Medical Center | 1st Floor | 2014-03-24 | High
No | 037378 | Anesthesia Unit Vaporizers | Tec 7 SEVO | BEJP08686 | Datex-Ohmeda | Anesthesia - SB | Barberton | Barberton Campus | Summa Barberton Hospital | 2nd Floor | 2014-03-24 | High
No | 037388 | Anesthesia Unit Vaporizers | Tec 7 SEVO | BEJP08689 | Datex-Ohmeda | Anesthesia - SB | Barberton | Barberton Campus | Summa Barberton Hospital | 2nd Floor | 2014-03-24 | High
No | 037631 | Anesthesia Unit Vaporizers | Tec 7 SEVO | BEJP08691 | Datex-Ohmeda | Anesthesia - SB | Barberton | Barberton Campus | Summa Barberton Hospital | 2nd Floor | 2014-03-24 | High
No | 037635 | Anesthesia Unit Vaporizers | Tec 7 SEVO | BEJP08705 | Datex-Ohmeda | Anesthesia - SW | Barberton | Wadsworth Campus | Wadsworth-Rittman Medical Center | 1st Floor | 2014-03-24 | High
No | 038040 | Anesthesia Unit Vaporizers | Tec 7 SEVO | BEJP08693 | Datex-Ohmeda | Anesthesia - SB | Barberton | Barberton Campus | Summa Barberton Hospital | 2nd Floor | 2014-03-24 | High
No | 038172 | Anesthesia Unit Vaporizers | Tec 7 SEVO | BEJN02072 | Datex-Ohmeda | Anesthesia - SW | Barberton | Wadsworth Campus | Wadsworth-Rittman Medical Center | 1st Floor | 2019-02-28 | High
No | 038357 | Anesthesia Unit Vaporizers | Tec 7 SEVO | BEJP09224 | Datex-Ohmeda | Anesthesia - SB | Barberton | Barberton Campus | Summa Barberton Hospital | 2nd Floor | 2014-04-08 | High
No | 038358 | Anesthesia Unit Vaporizers | Tec 7 SEVO | BEJP08695 | Datex-Ohmeda | Anesthesia - SB | Barberton | Barberton Campus | Summa Barberton Hospital | 2nd Floor | 2014-03-24 | High
No | 038749 | Anesthesia Unit Vaporizers | Tec 7 SEVO | BEJP05082 | Datex-Ohmeda | Anesthesia - SB | Barberton | Barberton Campus | Summa Barberton Hospital | 2nd Floor | 2019-02-28 | High
No | 043559 | Anesthesia Unit Vaporizers | Tec 7 SEVO | BEJG02349 | Datex-Ohmeda | Medina ASC | Barberton | Medina Campus | Medina Medical Center | 1st Floor | 2021-08-10 | High
No | 043560 | Anesthesia Unit Vaporizers | Tec 7 SEVO | BEJP10893 | Datex-Ohmeda | Medina ASC | Barberton | Medina Campus | Medina Medical Center | 1st Floor | 2021-08-10 | High
No | 043561 | Anesthesia Unit Vaporizers | Tec 7 SEVO | BEJU08522 | Datex-Ohmeda | Medina ASC | Barberton | Medina Campus | Medina Medical Center | 1st Floor | 2021-08-10 | High
No | 063584 | Anesthesia Unit Vaporizers | Tec 7 SEVO | BEJP08688 | Datex-Ohmeda | Anesthesia | Akron | Akron City Campus | H Tower | Basement | 2014-03-24 | High
No | 070358 | Anesthesia Unit Vaporizers | Tec 7 SEVO | BEJM04921 | Datex-Ohmeda | Anesthesia - SB | Barberton | Barberton Campus | Summa Barberton Hospital | 2nd Floor | 2019-02-28 | High
No | 101-19687 | Anesthesia Unit Vaporizers | Tec 7 SEVO | BEJJ05150 | Datex-Ohmeda | Anesthesia - SW | Barberton | Wadsworth Campus | Wadsworth-Rittman Medical Center | 1st Floor | 2008-02-18 | High
No | 101-19688 | Anesthesia Unit Vaporizers | Tec 7 SEVO | BEJJ05188 | Datex-Ohmeda | Anesthesia - SW | Barberton | Wadsworth Campus | Wadsworth-Rittman Medical Center | 1st Floor | 2008-02-18 | High
No | 101-20946 | Anesthesia Unit Vaporizers | Tec 7 SEVO | BEJQ02957 | Datex-Ohmeda | Anesthesia - SW | Barberton | Wadsworth Campus | Wadsworth-Rittman Medical Center | 1st Floor | 2011-12-01 | High
No | 038818 | Anesthesia Units | 1009-9050-000 - Avance CS2 | APKZ01695 | GE Healthcare | Anesthesia - SB | Barberton | Barberton Campus | Summa Barberton Hospital | 2nd Floor | 2020-10-20 | High
No | 038819 | Anesthesia Units | 1009-9050-000 - Avance CS2 | APKZ01690 | GE Healthcare | Anesthesia - SB | Barberton | Barberton Campus | Summa Barberton Hospital | 2nd Floor | 2020-10-20 | High
No | 038820 | Anesthesia Units | 1009-9050-000 - Avance CS2 | APKZ01692 | GE Healthcare | Anesthesia - SB | Barberton | Barberton Campus | Summa Barberton Hospital | 2nd Floor | 2020-10-20 | High
No | 038821 | Anesthesia Units | 1009-9050-000 - Avance CS2 | APKZ01691 | GE Healthcare | Anesthesia - SB | Barberton | Barberton Campus | Summa Barberton Hospital | 2nd Floor | 2020-10-20 | High
No | 038822 | Anesthesia Units | 1009-9050-000 - Avance CS2 | APKZ01694 | GE Healthcare | Anesthesia - SB | Barberton | Barberton Campus | Summa Barberton Hospital | 2nd Floor | 2020-10-20 | High
No | 038823 | Anesthesia Units | 1009-9050-000 - Avance CS2 | APKZ01693 | GE Healthcare | Anesthesia - SB | Barberton | Barberton Campus | Summa Barberton Hospital | 2nd Floor | 2020-10-20 | High
No | 052252 | Anesthesia Units | 1009-9050-000 - Avance CS2 | APKV02364 | GE Healthcare | Anesthesia | Akron | Akron City Campus | Akron City Hospital | 1st Floor | 2016-12-05 | High
No | 052256 | Anesthesia Units | 1009-9050-000 - Avance CS2 | APKV00539 | GE Healthcare | Anesthesia | Akron | Akron City Campus | Akron City Hospital | 1st Floor | 2016-12-05 | High
No | 055334 | Anesthesia Units | 1009-9050-000 - Avance CS2 | APKV02365 | GE Healthcare | Anesthesia | Akron | Akron City Campus | Akron City Hospital | 1st Floor | 2016-12-05 | High
No | 055338 | Anesthesia Units | 1009-9050-000 - Avance CS2 | APKV02366 | GE Healthcare | Anesthesia | Akron | Akron City Campus | Akron City Hospital | 1st Floor | 2016-12-05 | High
No | 055342 | Anesthesia Units | 1009-9050-000 - Avance CS2 | APKV02363 | GE Healthcare | Anesthesia | Akron | Akron City Campus | Akron City Hospital | 1st Floor | 2016-12-05 | High
No | 055346 | Anesthesia Units | 1009-9050-000 - Avance CS2 | APKV02367 | GE Healthcare | Anesthesia | Akron | Akron City Campus | Akron City Hospital | 1st Floor | 2016-12-05 | High
No | 056093 | Anesthesia Units | 1009-9050-000 - Avance CS2 | APKY00522 | GE Healthcare | Anesthesia | Akron | Akron City Campus | Akron City Hospital | 1st Floor | 2019-04-26 | High
No | 056094 | Anesthesia Units | 1009-9050-000 - Avance CS2 | APKY00526 | GE Healthcare | Anesthesia | Akron | Akron City Campus | Akron City Hospital | 1st Floor | 2019-04-26 | High
No | 056098 | Anesthesia Units | 1009-9050-000 - Avance CS2 | APKY00523 | GE Healthcare | Anesthesia | Akron | Akron City Campus | H Tower | 1st Floor | 2019-04-26 | High
No | 056100 | Anesthesia Units | 1009-9050-000 - Avance CS2 | APKY00520 | GE Healthcare | Anesthesia | Akron | Akron City Campus | Akron City Hospital | 1st Floor | 2019-04-26 | High
No | 056676 | Anesthesia Units | 1009-9050-000 - Avance CS2 | APKY00534 | GE Healthcare | Anesthesia | Akron | Akron City Campus | H Tower | 2nd Floor | 2019-04-26 | High
No | 056678 | Anesthesia Units | 1009-9050-000 - Avance CS2 | APKY00528 | GE Healthcare | Anesthesia | Akron | Akron City Campus | Akron City Hospital | 1st Floor | 2019-04-26 | High
No | 056681 | Anesthesia Units | 1009-9050-000 - Avance CS2 | APKY00521 | GE Healthcare | Anesthesia | Akron | Akron City Campus | Akron City Hospital | 1st Floor | 2019-04-26 | High
No | 056684 | Anesthesia Units | 1009-9050-000 - Avance CS2 | APKY00525 | GE Healthcare | Anesthesia | Akron | Akron City Campus | Akron City Hospital | 1st Floor | 2019-04-26 | High
No | 056686 | Anesthesia Units | 1009-9050-000 - Avance CS2 | APKY00527 | GE Healthcare | Anesthesia | Akron | Akron City Campus | Akron City Hospital | 1st Floor | 2019-04-26 | High
No | 061281 | Anesthesia Units | 1009-9050-000 - Avance CS2 | APKA01874 | GE Healthcare | Anesthesia | Akron | Akron City Campus | Akron City Hospital | 1st Floor | 2021-12-06 | High
No | 061282 | Anesthesia Units | 1009-9050-000 - Avance CS2 | APKA01876 | GE Healthcare | Anesthesia | Akron | Akron City Campus | Akron City Hospital | 1st Floor | 2021-12-06 | High
No | 061283 | Anesthesia Units | 1009-9050-000 - Avance CS2 | APKA01869 | GE Healthcare | Anesthesia | Akron | Akron City Campus | Akron City Hospital | 1st Floor | 2021-12-06 | High
No | 061284 | Anesthesia Units | 1009-9050-000 - Avance CS2 | APKA01872 | GE Healthcare | Anesthesia | Akron | Akron City Campus | Akron City Hospital | 1st Floor | 2021-12-06 | High
No | 061285 | Anesthesia Units | 1009-9050-000 - Avance CS2 | APKA01875 | GE Healthcare | Anesthesia | Akron | Akron City Campus | Akron City Hospital | 1st Floor | 2021-12-06 | High
No | 061286 | Anesthesia Units | 1009-9050-000 - Avance CS2 | APKA01877 | GE Healthcare | Anesthesia | Akron | Akron City Campus | Akron City Hospital | 1st Floor | 2021-12-06 | High
No | 061287 | Anesthesia Units | 1009-9050-000 - Avance CS2 | APKA01871 | GE Healthcare | Anesthesia | Akron | Akron City Campus | Akron City Hospital | 1st Floor | 2021-12-06 | High
No | 061288 | Anesthesia Units | 1009-9050-000 - Avance CS2 | APKA01870 | GE Healthcare | Anesthesia | Akron | Akron City Campus | Akron City Hospital | 1st Floor | 2021-12-06 | High
No | 061289 | Anesthesia Units | 1009-9050-000 - Avance CS2 | APKA01873 | GE Healthcare | Anesthesia | Akron | Akron City Campus | Akron City Hospital | 1st Floor | 2021-12-06 | High
No | 064001 | Anesthesia Units | 1009-9050-000 - Avance CS2 | APKB00440 | GE Healthcare | Health Tech Mgmt | Akron | Akron City Campus | ACH Admin Building | Ground Floor | 2024-04-12 12:50 | High
No | 064002 | Anesthesia Units | 1009-9050-000 - Avance CS2 | APKD00167 | GE Healthcare | Anesthesia | Akron | Akron City Campus | H Tower | 2nd Floor | 2024-04-12 12:50 | High
No | 064003 | Anesthesia Units | 1009-9050-000 - Avance CS2 | APKD00167 | GE Healthcare | Anesthesia | Akron | Akron City Campus | H Tower | 2nd Floor | 2024-04-12 12:50 | High
No | 064004 | Anesthesia Units | 1009-9050-000 - Avance CS2 | APKD00185 | GE Healthcare | Anesthesia | Akron | Akron City Campus | H Tower | 1st Floor | 2024-04-12 12:50 | High
No | 070371 | Anesthesia Units | 1009-9050-000 - Avance CS2 | APKD00123 | GE Healthcare | Anesthesia - SW | Barberton | Wadsworth Campus | Wadsworth-Rittman Medical Center | 1st Floor | 2024-03-01 | High
No | 070378 | Anesthesia Units | 1009-9050-000 - Avance CS2 | APKD00125 | GE Healthcare | Anesthesia - SW | Barberton | Wadsworth Campus | Wadsworth-Rittman Medical Center | 1st Floor | 2024-03-01 | High
No | 070385 | Anesthesia Units | 1009-9050-000 - Avance CS2 | APKD00126 | GE Healthcare | Anesthesia - SW | Barberton | Wadsworth Campus | Wadsworth-Rittman Medical Center | 1st Floor | 2024-03-01 | High
No | 070392 | Anesthesia Units | 1009-9050-000 - Avance CS2 | APKD00124 | GE Healthcare | Anesthesia - SW | Barberton | Wadsworth Campus | Wadsworth-Rittman Medical Center | 1st Floor | 2024-03-01 | High
No | 038824 | Anesthesia Units | 1012-9650-000 - Carestation 650 | SM720310013MA | GE Healthcare | Anesthesia - SB | Barberton | Barberton Campus | Summa Barberton Hospital | 2nd Floor | 2020-09-30 | High
No | 038825 | Anesthesia Units | 1012-9650-000 - Carestation 650 | SM720310011MA | GE Healthcare | Anesthesia | Akron | Akron City Campus | Akron City Hospital | Ground Floor | 2020-09-30 | High
No | 038982 | Anesthesia Units | 1012-9650-000 - Carestation 650 | SM720310012MA | GE Healthcare | Anesthesia - SW | Barberton | Wadsworth Campus | Wadsworth-Rittman Medical Center | 1st Floor | 2020-09-30 | High
No | 038984 | Anesthesia Units | 1012-9650-000 - Carestation 650 | SM720310014MA | GE Healthcare | Anesthesia - SB | Barberton | Barberton Campus | Summa Barberton Hospital | 2nd Floor | 2020-09-30 | High
No | 060452 | Anesthesia Units | 1012-9650-000 - Carestation 650 | SM721140028MA | GE Healthcare | Medina ASC | Barberton | Medina Campus | Medina Medical Center | 1st Floor | 2021-04-26 | High
No | 060454 | Anesthesia Units | 1012-9650-000 - Carestation 650 | SM721140029MA | GE Healthcare | Medina ASC | Barberton | Medina Campus | Medina Medical Center | 1st Floor | 2021-04-26 | High
No | 060456 | Anesthesia Units | 1012-9650-000 - Carestation 650 | SM721140027MA | GE Healthcare | Medina ASC | Barberton | Medina Campus | Medina Medical Center | 1st Floor | 2021-04-26 | High
No | 061396 | Anesthesia Units | 1012-9650-000 - Carestation 650 | SM721450028MA | GE Healthcare | Anesthesia | Akron | Akron City Campus | Akron City Hospital | 2nd Floor | 2021-12-22 | High
No | 061397 | Anesthesia Units | 1012-9650-000 - Carestation 650 | SM721450029MA | GE Healthcare | Anesthesia | Akron | Akron City Campus | Akron City Hospital | Ground Floor | 2021-12-22 | High
No | 061398 | Anesthesia Units | 1012-9650-000 - Carestation 650 | SM721450025MA | GE Healthcare | Anesthesia | Akron | Akron City Campus | Akron City Hospital | 2nd Floor | 2021-12-22 | High
No | 061399 | Anesthesia Units | 1012-9650-000 - Carestation 650 | SM721450026MA | GE Healthcare | Anesthesia | Akron | Akron City Campus | Akron City Hospital | Ground Floor | 2021-12-22 | High
No | 061400 | Anesthesia Units | 1012-9650-000 - Carestation 650 | SM721450027MA | GE Healthcare | Anesthesia | Akron | Akron City Campus | Akron City Hospital | Ground Floor | 2021-12-22 | High
No | 037336 | Anesthesia Units | A5 | EJ5C025039 | Mindray | Virtual Care Simulation Lab | Akron | Akron City Campus | Akron City Hospital | 1st Floor | 2016-10-20 | High
No | 015856 | Anesthesia Units | S/5 Aespire - S/5 Aespire | AMXH01593 | Datex-Ohmeda | Anesthesia | Akron | Akron City Campus | Akron City Hospital | 1st Floor | 2004-11-26 | High
No | 018870 | Anesthesia Units | S/5 Aespire - S/5 Aespire | AMXG00578 | Datex-Ohmeda | Anesthesia | Akron | Akron City Campus | Akron City Hospital | 1st Floor | 2003-06-25 | High
No | 021283 | Anesthesia Units | S/5 Aespire - S/5 Aespire | AMXJ02501 | Datex-Ohmeda | Anesthesia | Akron | Akron City Campus | Akron City Hospital | 1st Floor | 2006-01-13 | High
Yes | 060278 | Angioplasty Systems, Atherectomy | 600-40500 - Ekosonic Es Cu4.0 | 84807829 | Boston Scientific | SCI-Cardiac Cath Lab Svcs | Akron | Akron City Campus | Akron City Hospital | 1st Floor | 2021-04-15 | High
Yes | 059177 | Angioplasty Systems, Atherectomy | GEN200 - Bard Gen200 Generator | DYDXW2443 | Boston Scientific | Operating Room | Akron | Akron City Campus | Akron City Hospital | 1st Floor | 2020-08-21 | High
Yes | 062024 | Angioplasty Systems, Atherectomy | H74939309010 - Rotapro Console | RP005787 | Boston Scientific | SCI-Cardiac Cath Lab Svcs | Akron | Akron City Campus | Akron City Hospital | 1st Floor | 2022-08-22 | High
No | 059856 | Angioplasty Systems, Lithotripsy Assisted | IVLGCC - Intravascular Lithotripsy Generator | 41419 | Shockwave Medical Inc | Operating Room | Akron | Akron City Campus | Akron City Hospital | 1st Floor | 2021-01-04 | High
No | 061575 | Angioplasty Systems, Lithotripsy Assisted | IVLGCC - Intravascular Lithotripsy Generator | 43598 | Shockwave Medical Inc | SCI-Cardiac Cath Lab Svcs | Akron | Akron City Campus | Akron City Hospital | 1st Floor | 2022-02-02 | High
No | 061126 | Apex Locators, Endodontic | DP-ZX-VL - Root Zx Ii Apex | K099K006290 | J Morita | Center for Dental Health | Akron | Akron City Campus | 75 Arch | 3rd Floor | 2021-11-18 | Low
No | 061131 | Apex Locators, Endodontic | DP-ZX-VL - Root Zx Ii Apex | K099K006545 | J Morita | Center for Dental Health | Akron | Akron City Campus | 75 Arch | 3rd Floor | 2021-12-09 | Low
No | 064576 | Apex Locators, Endodontic | DP-ZX-VL - Root Zx Ii Apex | K099K019741 | J Morita | Center for Dental Health | Akron | Akron City Campus | 75 Arch | 3rd Floor | 2024-10-16 08:01 | Low
No | 064798 | Apex Locators, Endodontic | DP-ZX-VL - Root Zx Ii Apex | K099K019738 | J Morita | Center for Dental Health | Akron | Akron City Campus | 75 Arch | 3rd Floor | 2024-11-12 13:47 | Low
No | 1P04633 | Apheresis Units, Therapeutic | 61000 - Spectra Optia | 1P04633 | Terumo | Hemodialysis | Akron | Akron City Campus | Akron City Hospital | Ground Floor | 2020-09-28 | Medium
No | 1P04635 | Apheresis Units, Therapeutic | 61000 - Spectra Optia | 1P04635 | Terumo | Hemodialysis | Akron | Akron City Campus | Akron City Hospital | Ground Floor | 2020-09-28 | Medium
No | 1P04636 | Apheresis Units, Therapeutic | 61000 - Spectra Optia | 1P04636 | Terumo | Hemodialysis | Akron | Akron City Campus | Akron City Hospital | Ground Floor | 2020-09-28 | Medium
No | 1P04637 | Apheresis Units, Therapeutic | 61000 - Spectra Optia | 1P04637 | Terumo | Hemodialysis | Akron | Akron City Campus | Akron City Hospital | Ground Floor | 2020-09-28 | Medium
No | 1P04638 | Apheresis Units, Therapeutic | 61000 - Spectra Optia | 1P04638 | Terumo | Hemodialysis | Akron | Akron City Campus | Akron City Hospital | Ground Floor | 2020-09-28 | Medium
No | 052654 | Arthroscopic Shaver Systems | AR-8300 - APS II Shaver Handpiece | 626023 | Arthrex | Operating Room | Akron | Akron City Campus | Akron City Hospital | 1st Floor | 2018-02-12 | Low
No | 037333 | Arthroscopic Shaver Systems | AR-8305 - Synergy Resection Shaver Console | NX4268VC | Arthrex | Operating Room - SW | Barberton | Wadsworth Campus | Wadsworth-Rittman Medical Center | 1st Floor | 2016-09-22 | Low
No | 037566 | Arthroscopic Shaver Systems | AR-8305 - Synergy Resection Shaver Console | NX1591TH | Arthrex | Operating Room - SW | Barberton | Wadsworth Campus | Wadsworth-Rittman Medical Center | 1st Floor | 2018-03-15 | Low
No | 037990 | Arthroscopic Shaver Systems | AR-8305 - Synergy Resection Shaver Console | NX0269SJ | Arthrex | Operating Room - SB | Barberton | Barberton Campus | Summa Barberton Hospital | 2nd Floor | 2018-12-06 | Low
No | 038010 | Arthroscopic Shaver Systems | AR-8305 - Synergy Resection Shaver Console | NX4265VC | Arthrex | Operating Room - SB | Barberton | Barberton Campus | Summa Barberton Hospital | 2nd Floor | 2016-09-28 | Low
No | 043287 | Arthroscopic Shaver Systems | AR-8305 - Synergy Resection Shaver Console | EAB190142 | Arthrex | Operating Room - SW | Barberton | Wadsworth Campus | Wadsworth-Rittman Medical Center | 1st Floor | 2023-06-29 15:22 | Low
No | 052746 | Arthroscopic Shaver Systems | AR-8305 - Synergy Resection Shaver Console | EAK180194 | Arthrex | Operating Room | Akron | Akron City Campus | Akron City Hospital | 1st Floor | 2018-12-12 | Low
No | 052716 | Aspirator/Irrigators, Surgical, Ultrasonic | CUSA Excel / Excel+ / Excel2 | HFD1700103IE | Integra Lifesciences | Operating Room | Akron | Akron City Campus | Akron City Hospital | 1st Floor | 2018-10-03 | Low
No | 062672 | Aspirator/Irrigators, Surgical, Ultrasonic | Tenex Health TX2 System | ? | Tenex Health | IMG Summa Health Ctr - White Pond | Barberton | White Pond Campus | White Pond Medical Center |  | 2010-01-01 12:52 | Low
No | 028942 | Aspirators | 130 Suction Pump | 060200000 | Schuco | SCI - Noninvasive Cardio Service | Akron | Akron City Campus | Akron City Hospital | Ground Floor | 2011-09-22 | Low
No | CE6786 | Aspirators | 206-500-000 - Automatic High Vacuum Pump | 92120263 | Stryker | Operating Room - SB | Barberton | Barberton Campus | Summa Barberton Hospital | 2nd Floor | 2013-02-26 | Low
No | 053518 | Aspirators | 4005-P PMX110 MAX | AP1702004-00020 | Penumbra | SCI-Cardiac Cath Lab Svcs - SB | Barberton | Barberton Campus | Summa Barberton Hospital | 2nd Floor | 2017-09-13 | Low
No | 054626 | Aspirators | 4005-P PMX110 MAX | AP1805002-00023 | Penumbra | Angiography | Akron | Akron City Campus | Akron City Hospital | 2nd Floor | 2017-09-13 | Low
No | 030355 | Aspirators | 927CA18 - Suction Pump | 101000008807 | Thomas | EEG Neurology Lab | Akron | Akron City Campus | Akron City Hospital | Ground Floor | 2013-10-30 | Low
No | CE7173 | Aspirators | CA - Suction Pump | CAUL0480200 | Gen-Med | DMT Equipment Distribution - SB | Barberton | Barberton Campus | Summa Barberton Hospital | 5th Floor | 2014-06-17 | Low
No | 037027 | Aspirators | Gomco 400 | B-6609 | Allied Healthcare Products | Endoscopy - SW | Barberton | Wadsworth Campus | Wadsworth-Rittman Medical Center | 1st Floor | 2005-06-01 | Low
No | 017061 | Aspirators | MT-VL-1 - Bag Vacuum System | 631 | Med-Tec | Radiation Therapy - Akron | Akron | Akron City Campus | Cooper Cancer Center |  | 2002-02-21 | Low
No | 030670 | Aspirators | S160001D - Treatment Cabinet | S160001D-09348 | Global Surgical | ENT | Akron | Akron City Campus | 55 Arch | 2nd Floor | 2012-09-20 | Low
No | 030672 | Aspirators | S160001D - Treatment Cabinet | S160001D-09347 | Global Surgical | ENT | Akron | Akron City Campus | 55 Arch | 2nd Floor | 2012-09-20 | Low
No | 058762 | Aspirators | S160001D - Treatment Cabinet | S160001D-15309 | Global Surgical | ENT | Akron | Akron City Campus | 55 Arch | 2nd Floor | 2020-03-16 | Low
No | 058763 | Aspirators | S160001D - Treatment Cabinet | S160001D-15307 | Global Surgical | ENT | Akron | Akron City Campus | 55 Arch | 2nd Floor | 2020-03-16 | Low
No | 058764 | Aspirators | S160001D - Treatment Cabinet | S160001D-15308 | Global Surgical | ENT | Akron | Akron City Campus | 55 Arch | 2nd Floor | 2020-03-16 | Low
No | 059707 | Aspirators | S160001D - Treatment Cabinet | 15804 | Global Surgical | ENT | Akron | Akron City Campus | 55 Arch | 2nd Floor | 2021-01-19 | Low
No | 059709 | Aspirators | S160001D - Treatment Cabinet | 15799 | Global Surgical | ENT | Akron | Akron City Campus | 55 Arch | 2nd Floor | 2021-01-19 | Low
No | 059715 | Aspirators | S160001D - Treatment Cabinet | 15803 | Global Surgical | ENT | Akron | Akron City Campus | 55 Arch | 2nd Floor | 2021-01-19 | Low
No | 059717 | Aspirators | S160001D - Treatment Cabinet | 15801 | Global Surgical | ENT | Akron | Akron City Campus | 55 Arch | 2nd Floor | 2021-01-19 | Low
No | 059720 | Aspirators | S160001D - Treatment Cabinet | 15805 | Global Surgical | ENT | Akron | Akron City Campus | 55 Arch | 2nd Floor | 2021-01-19 | Low
No | 059721 | Aspirators | S160001D - Treatment Cabinet | 15802 | Global Surgical | ENT | Akron | Akron City Campus | 55 Arch | 2nd Floor | 2021-01-19 | Low
No | 059725 | Aspirators | S160001D - Treatment Cabinet | 15800 | Global Surgical | ENT | Akron | Akron City Campus | 55 Arch | 2nd Floor | 2021-01-19 | Low
No | 060058 | Aspirators | S160001D - Treatment Cabinet | Unknown | Global Surgical | ENT | Akron | Akron City Campus | 55 Arch | 2nd Floor | 2021-03-16 | Low
No | 060061 | Aspirators | S160001D - Treatment Cabinet | Unknown | Global Surgical | ENT | Akron | Akron City Campus | 55 Arch | 2nd Floor | 2021-03-26 | Low
No | 060062 | Aspirators | S160001D - Treatment Cabinet | Unknown | Global Surgical | ENT | Akron | Akron City Campus | 55 Arch | 2nd Floor | 2021-03-26 | Low
No | 060073 | Aspirators | S160001D - Treatment Cabinet | Unknown | Global Surgical | ENT | Akron | Akron City Campus | 55 Arch | 2nd Floor | 2021-03-16 | Low
No | 063684 | Aspirators | S160001D - Treatment Cabinet | 15933 | Global Surgical | Multi Spec Ctr - Lake Medina Ste 250 | Barberton | Medina Campus | Medina Medical Center | 2nd Floor | 2023-11-21 15:46 | Low
No | 063686 | Aspirators | S160001D - Treatment Cabinet | 15934 | Global Surgical | Multi Spec Ctr - Lake Medina Ste 250 | Barberton | Medina Campus | Medina Medical Center | 2nd Floor | 2023-11-21 15:46 | Low
No | 063688 | Aspirators | S160001D - Treatment Cabinet | 15932 | Global Surgical | Multi Spec Ctr - Lake Medina Ste 250 | Barberton | Medina Campus | Medina Medical Center | 2nd Floor | 2023-11-21 15:45 | Low
No | 032456 | Aspirators | S3190P | 0805 00024875 | Shuco Inc. | SCI - Noninvasive Cardio Service | Akron | Akron City Campus | Akron City Hospital | Ground Floor | 2016-11-08 | Low
No | 062105 | Aspirators, Airway | 18600 | 1ESU14F01557 | Drive Medical Design & Manufacturing | Family Medicine Center | Akron | Akron City Campus | 55 Arch | 3rd Floor | 2022-07-07 | Low
No | 035924 | Aspirators, Airway | 2314 - S-Scort New-Duet | M22406 | Sscor | IMG Medina Imaging | Barberton | Medina Campus | Medina Medical Center | 1st Floor | 2016-02-03 | Low
No | 039745 | Aspirators, Airway | 2314 - S-Scort New-Duet | M48143 | Sscor | Emergency Department (ED) - Green | Barberton | Green Campus | Green Medical Center | Ground Floor | 2022-06-10 | Low
No | 039746 | Aspirators, Airway | 2314 - S-Scort New-Duet | M48080 | Sscor | Emergency Department (ED) - Green | Barberton | Green Campus | Green Medical Center | Ground Floor | 2022-06-10 | Low
No | 039747 | Aspirators, Airway | 2314 - S-Scort New-Duet | M48109 | Sscor | Emergency Department (ED) - Green | Barberton | Green Campus | Green Medical Center | Ground Floor | 2022-06-10 | Low
No | 039748 | Aspirators, Airway | 2314 - S-Scort New-Duet | m48093 | Sscor | IMG Green MOB | Barberton | Green Campus | Green Medical Center | Ground Floor | 2022-06-10 | Low
No | 039749 | Aspirators, Airway | 2314 - S-Scort New-Duet | m48108 | Sscor | IMG Green MOB | Barberton | Green Campus | Green Medical Center | Ground Floor | 2022-06-10 | Low
No | 039776 | Aspirators, Airway | 2314 - S-Scort New-Duet | M48096 | Sscor | 1 East - Medical/Surgical Unit (MSU) - SB | Barberton | Barberton Campus | Summa Barberton Hospital | 1st Floor | 2022-06-10 | Low
No | 039777 | Aspirators, Airway | 2314 - S-Scort New-Duet | M48102 | Sscor | 1 West - Joint Center of Excellence (COE) | Barberton | Barberton Campus | Summa Barberton Hospital | 1st Floor | 2022-06-10 | Low
No | 039778 | Aspirators, Airway | 2314 - S-Scort New-Duet | M48133 | Sscor | 2 East - Cardiac Progressive Care Unit (PCU) - SB | Barberton | Barberton Campus | Summa Barberton Hospital | 2nd Floor | 2022-06-10 | Low
No | 039779 | Aspirators, Airway | 2314 - S-Scort New-Duet | M48114 | Sscor | 4 South - Medical/Surgical Unit (MSU) - SB | Barberton | Barberton Campus | Summa Barberton Hospital | 4th Floor | 2022-06-10 | Low
No | 039780 | Aspirators, Airway | 2314 - S-Scort New-Duet | M78128 | Sscor | SCI - Cardiac Stress Testing - SB | Barberton | Barberton Campus | Summa Barberton Hospital | Ground Floor | 2022-06-10 | Low
No | 039781 | Aspirators, Airway | 2314 - S-Scort New-Duet | M48138 | Sscor | Emergency Department (ED) - SBH | Barberton | Barberton Campus | Summa Barberton Hospital | Ground Floor | 2022-06-10 | Low
No | 039782 | Aspirators, Airway | 2314 - S-Scort New-Duet | M48078 | Sscor | Intensive Care Unit (ICU) - SB | Barberton | Barberton Campus | Summa Barberton Hospital | 2nd Floor | 2022-06-10 | Low
No | 039783 | Aspirators, Airway | 2314 - S-Scort New-Duet | M48134 | Sscor | DMT Equipment Distribution - SB | Barberton | Barberton Campus | Summa Barberton Hospital | 5th Floor | 2022-06-10 | Low
No | 039784 | Aspirators, Airway | 2314 - S-Scort New-Duet | M48079 | Sscor | Emergency Department (ED) - SBH | Barberton | Barberton Campus | Summa Barberton Hospital | Ground Floor | 2022-06-10 | Low
No | 039785 | Aspirators, Airway | 2314 - S-Scort New-Duet | M48140 | Sscor | Emergency Department (ED) - SBH | Barberton | Barberton Campus | Summa Barberton Hospital | Ground Floor | 2022-06-10 | Low
No | 039786 | Aspirators, Airway | 2314 - S-Scort New-Duet | M48119 | Sscor | Emergency Department (ED) - SBH | Barberton | Barberton Campus | Summa Barberton Hospital | Ground Floor | 2022-06-10 | Low
No | 039787 | Aspirators, Airway | 2314 - S-Scort New-Duet | M48125 | Sscor | Acuity Adaptable Unit (AAU) - SB | Barberton | Barberton Campus | Summa Barberton Hospital | 2nd Floor | 2022-06-10 | Low
No | 039788 | Aspirators, Airway | 2314 - S-Scort New-Duet | M48086 | Sscor | Intensive Care Unit (ICU) - SB | Barberton | Barberton Campus | Summa Barberton Hospital | 2nd Floor | 2022-06-10 | Low
No | 039789 | Aspirators, Airway | 2314 - S-Scort New-Duet | M48090 | Sscor | Radiation Therapy - SB | Barberton | Barberton Campus | Parkview Pavilion | Ground Floor | 2022-06-10 | Low
No | 039790 | Aspirators, Airway | 2314 - S-Scort New-Duet | M48127 | Sscor | Operating Room - SB | Barberton | Barberton Campus | Summa Barberton Hospital | 2nd Floor | 2022-06-10 | Low
No | 039791 | Aspirators, Airway | 2314 - S-Scort New-Duet | M48123 | Sscor | Barberton Wound Care Center | Barberton | Barberton Campus | Summa Barberton Hospital | Ground Floor | 2022-06-10 | Low
No | 039792 | Aspirators, Airway | 2314 - S-Scort New-Duet | M48135 | Sscor | SCI - Noninvasive Cardio Service | Akron | Akron City Campus | 95 Arch | 3rd Floor | 2022-06-10 | Low
No | 039793 | Aspirators, Airway | 2314 - S-Scort New-Duet | M48071 | Sscor | Sameday Surgery Center - SB | Barberton | Barberton Campus | Summa Barberton Hospital | 2nd Floor | 2022-06-10 | Low
No | 039794 | Aspirators, Airway | 2314 - S-Scort New-Duet | M48132 | Sscor | Diagnostic Radiology - SW | Barberton | Wadsworth Campus | Wadsworth-Rittman Medical Center | 1st Floor | 2022-06-10 | Low
No | 039795 | Aspirators, Airway | 2314 - S-Scort New-Duet | M48136 | Sscor | Emergency Department (ED) - Wadsworth | Barberton | Wadsworth Campus | Wadsworth Emergency Bldg | Ground Floor | 2022-06-10 | Low
No | 039796 | Aspirators, Airway | 2314 - S-Scort New-Duet | M48110 | Sscor | Emergency Department (ED) - Wadsworth | Barberton | Wadsworth Campus | Wadsworth Emergency Bldg | Ground Floor | 2022-06-10 | Low
No | 039797 | Aspirators, Airway | 2314 - S-Scort New-Duet | M48099 | Sscor | Endoscopy - SW | Barberton | Wadsworth Campus | Wadsworth-Rittman Medical Center | 1st Floor | 2022-06-10 | Low
No | 039798 | Aspirators, Airway | 2314 - S-Scort New-Duet | M48084 | Sscor | Sameday Surgery Center - SW | Barberton | Wadsworth Campus | Wadsworth-Rittman Medical Center | 1st Floor | 2022-06-10 | Low
No | 039799 | Aspirators, Airway | 2314 - S-Scort New-Duet | M48076 | Sscor | SCI - Cardiovasc Testg Svcs - SW | Barberton | Wadsworth Campus | Wadsworth-Rittman Medical Center | 1st Floor | 2022-06-10 | Low
No | 058902 | Aspirators, Airway | 2314 - S-Scort New-Duet | M21377 | Sscor | Health Tech Mgmt | Akron | Akron City Campus | ACH Admin Building | Ground Floor | 2020-04-15 | Low
No | 061886 | Aspirators, Airway | 2314 - S-Scort New-Duet | M48106 | Sscor | Nursing Administration | Akron | Akron City Campus | Juve Family BH Pavillion | Ground Floor | 2022-06-10 | Low
No | 061887 | Aspirators, Airway | 2314 - S-Scort New-Duet | M48144 | Sscor | Interventional Psychiatry | Akron | Akron City Campus | Akron City Hospital | 2nd Floor | 2022-06-10 | Low
No | 061888 | Aspirators, Airway | 2314 - S-Scort New-Duet | M48103 | Sscor | BHP 4 - Geropsych Unit | Akron | Akron City Campus | Juve Family BH Pavillion | 4th Floor | 2022-06-10 | Low
No | 061889 | Aspirators, Airway | 2314 - S-Scort New-Duet | M48126 | Sscor | BHP 7 - Adult Subacute Psychiatric Unit | Akron | Akron City Campus | Juve Family BH Pavillion | 7th Floor | 2022-06-10 | Low
No | 061890 | Aspirators, Airway | 2314 - S-Scort New-Duet | M48142 | Sscor | BHP 5 - Acute Adult Psychiatric Unit | Akron | Akron City Campus | Juve Family BH Pavillion | 5th Floor | 2022-06-10 | Low
No | 061891 | Aspirators, Airway | 2314 - S-Scort New-Duet | M48116 | Sscor | Health Tech Mgmt | Akron | Akron City Campus | H Tower | Basement | 2022-06-10 | Low
No | 061893 | Aspirators, Airway | 2314 - S-Scort New-Duet | M48120 | Sscor | DMT Equipment Distribution | Akron | Akron City Campus | Akron City Hospital | Basement | 2022-06-10 | Low
No | 061894 | Aspirators, Airway | 2314 - S-Scort New-Duet | M48085 | Sscor | Medina ASC | Barberton | Medina Campus | Medina Medical Center | 1st Floor | 2022-06-10 | Low
No | 061895 | Aspirators, Airway | 2314 - S-Scort New-Duet | M48089 | Sscor | SCI-CV Testing Center - Stow | Akron | Stow-Kent Campus | Stow-Kent Medical Center | 1st Floor | 2022-06-10 | Low
No | 061976 | Aspirators, Airway | 2314 - S-Scort New-Duet | M48122 | Sscor | 3 West - Trauma/Neuro Progressive Care Unit (PCU) | Akron | Akron City Campus | Akron City Hospital | 3rd Floor | 2022-06-02 | Low
No | 061977 | Aspirators, Airway | 2314 - S-Scort New-Duet | M48115 | Sscor | 4 West - CPI Progressive Care Unit (CPI-PCU) | Akron | Akron City Campus | Akron City Hospital | 4th Floor | 2022-06-02 | Low
No | 061978 | Aspirators, Airway | 2314 - S-Scort New-Duet | M48081 | Sscor | 5 West - Cardiac Progressive Care Unit (PCU) | Akron | Akron City Campus | Akron City Hospital | 5th Floor | 2022-06-02 | Low
No | 061979 | Aspirators, Airway | 2314 - S-Scort New-Duet | M48130 | Sscor | 6 West - Acute Care of the Elderly (ACE) Unit | Akron | Akron City Campus | Akron City Hospital | 6th Floor | 2022-06-02 | Low
No | 061980 | Aspirators, Airway | 2314 - S-Scort New-Duet | M48094 | Sscor | Nursing Administration | Akron | Akron City Campus | ACH Admin Building | 1st Floor | 2022-06-03 | Low
No | 061981 | Aspirators, Airway | 2314 - S-Scort New-Duet | M48091 | Sscor | 7 West - Respiratory Unit | Akron | Akron City Campus | Akron City Hospital | 7th Floor | 2022-06-02 | Low
No | 061982 | Aspirators, Airway | 2314 - S-Scort New-Duet | M48113 | Sscor | Nursing Administration | Akron | Akron City Campus | ACH Admin Building | 1st Floor | 2022-06-03 | Low
No | 061983 | Aspirators, Airway | 2314 - S-Scort New-Duet | M48139 | Sscor | Nursing Administration | Akron | Akron City Campus | ACH Admin Building | 1st Floor | 2022-06-03 | Low
No | 061984 | Aspirators, Airway | 2314 - S-Scort New-Duet | M48101 | Sscor | Hemodialysis | Akron | Akron City Campus | Akron City Hospital | Ground Floor | 2022-06-03 | Low
No | 061985 | Aspirators, Airway | 2314 - S-Scort New-Duet | M48112 | Sscor | DMT Equipment Distribution | Akron | Akron City Campus | Akron City Hospital | Basement | 2022-06-03 | Low
No | 061986 | Aspirators, Airway | 2314 - S-Scort New-Duet | M48083 | Sscor | DMT Equipment Distribution | Akron | Akron City Campus | Akron City Hospital | Basement | 2022-06-06 | Low
No | 061987 | Aspirators, Airway | 2314 - S-Scort New-Duet | M48092 | Sscor | DMT Equipment Distribution | Akron | Akron City Campus | Akron City Hospital | Basement | 2022-06-03 | Low
No | 061988 | Aspirators, Airway | 2314 - S-Scort New-Duet | M48145 | Sscor | BHP 6 - Adult Dual Diagnosis Unit | Akron | Akron City Campus | Juve Family BH Pavillion | 6th Floor | 2022-06-03 | Low
No | 061989 | Aspirators, Airway | 2314 - S-Scort New-Duet | M48087 | Sscor | DMT Equipment Distribution | Akron | Akron City Campus | Akron City Hospital | Basement | 2022-06-03 | Low
No | 061990 | Aspirators, Airway | 2314 - S-Scort New-Duet | M48141 | Sscor | BHP 4 - Geropsych Unit | Akron | Akron City Campus | Juve Family BH Pavillion | 4th Floor | 2022-06-03 | Low
No | 061991 | Aspirators, Airway | 2314 - S-Scort New-Duet | M48129 | Sscor | Emergency Department (ED) - ACH | Akron | Akron City Campus | Akron City Hospital | Ground Floor | 2022-06-06 | Low
No | 061992 | Aspirators, Airway | 2314 - S-Scort New-Duet | M48088 | Sscor | Endoscopy | Akron | Akron City Campus | Akron City Hospital | Ground Floor | 2022-06-06 | Low
No | 061993 | Aspirators, Airway | 2314 - S-Scort New-Duet | M48097 | Sscor | Endoscopy - Outpatient | Akron | Akron City Campus | 95 Arch | Ground Floor | 2022-06-06 | Low
No | 061994 | Aspirators, Airway | 2314 - S-Scort New-Duet | M48104 | Sscor | Endoscopy | Akron | Akron City Campus | Akron City Hospital | Ground Floor | 2022-06-06 | Low
No | 061995 | Aspirators, Airway | 2314 - S-Scort New-Duet | M48118 | Sscor | Endoscopy - Outpatient | Akron | Akron City Campus | 95 Arch | Ground Floor | 2022-06-06 | Low
No | 061996 | Aspirators, Airway | 2314 - S-Scort New-Duet | M48082 | Sscor | Nursing Administration | Akron | Akron City Campus | ACH Admin Building | Ground Floor | 2022-06-06 | Low
No | 061997 | Aspirators, Airway | 2314 - S-Scort New-Duet | M48100 | Sscor | H6 - Surgical Progressive Care Unit (PCU) | Akron | Akron City Campus | H Tower | 6th Floor | 2022-06-06 | Low
No | 061998 | Aspirators, Airway | 2314 - S-Scort New-Duet | M48098 | Sscor | T1 - CTV Intensive Care Unit (CTV-ICU) | Akron | Akron City Campus | Critical Care Tower | 1st Floor | 2022-06-07 | Low
No | 061999 | Aspirators, Airway | 2314 - S-Scort New-Duet | M48107 | Sscor | Outpatient Oncology - Akron | Akron | Akron City Campus | Cooper Cancer Center |  | 2022-06-07 | Low
No | 062000 | Aspirators, Airway | 2314 - S-Scort New-Duet | M48131 | Sscor | Health Tech Mgmt | Akron | Akron City Campus | ACH Admin Building | Ground Floor | 2022-06-07 | Low
No | 062026 | Aspirators, Airway | 2314 - S-Scort New-Duet | M48124 | Sscor | Health Tech Mgmt | Akron | Akron City Campus | ACH Admin Building | Ground Floor | 2022-06-07 | Low
No | 062027 | Aspirators, Airway | 2314 - S-Scort New-Duet | M48111 | Sscor | Radiation Therapy - Akron | Akron | Akron City Campus | Cooper Cancer Center |  | 2022-06-07 | Low
No | 062028 | Aspirators, Airway | 2314 - S-Scort New-Duet | M48121 | Sscor | REHAB YMCA | Akron | Akron City Campus | Kohl Family YMCA at University Park |  | 2022-06-07 | Low
No | 062029 | Aspirators, Airway | 2314 - S-Scort New-Duet | M48117 | Sscor | SCI - Noninvasive Cardio Service | Akron | Akron City Campus | Akron City Hospital | Ground Floor | 2022-06-07 | Low
No | 062031 | Aspirators, Airway | 2314 - S-Scort New-Duet | M48137 | Sscor | Angiography | Akron | Akron City Campus | Akron City Hospital | 2nd Floor | 2022-06-08 | Low
No | 062032 | Aspirators, Airway | 2314 - S-Scort New-Duet | M48077 | Sscor | Staff Development | Akron | Corporate Campus | Corporate Center |  | 2022-06-08 | Low
No | 062033 | Aspirators, Airway | 2314 - S-Scort New-Duet | M48073 | Sscor | Staff Development | Akron | Corporate Campus | Corporate Center |  | 2022-06-08 | Low
No | 062034 | Aspirators, Airway | 2314 - S-Scort New-Duet | M48075 | Sscor | Staff Development | Akron | Corporate Campus | Corporate Center |  | 2022-06-08 | Low
No | 062035 | Aspirators, Airway | 2314 - S-Scort New-Duet | M48072 | Sscor | T2 - STN Intensive Care Unit (STN-ICU) | Akron | Akron City Campus | Critical Care Tower | 2nd Floor | 2022-06-08 | Low
No | 062036 | Aspirators, Airway | 2314 - S-Scort New-Duet | M48074 | Sscor | T3 - Medical Intensive Care Unit (MICU) | Akron | Akron City Campus | Critical Care Tower | 3rd Floor | 2022-06-08 | Low
No | 062276 | Aspirators, Airway | 2314 - S-Scort New-Duet | M48594 | Sscor | Sameday Surgery Center | Akron | Akron City Campus | H Tower | 1st Floor | 2022-08-05 | Low
No | 062277 | Aspirators, Airway | 2314 - S-Scort New-Duet | M48595 | Sscor | Sameday Surgery Center | Akron | Akron City Campus | H Tower | 1st Floor | 2022-08-05 | Low
No | 063070 | Aspirators, Airway | 2314 - S-Scort New-Duet | M50461 | Sscor | 3 North - Epilepsy Monitoring Unit (EMU) | Akron | Akron City Campus | Akron City Hospital | 3rd Floor | 2022-06-10 | Low
No | 063518 | Aspirators, Airway | 2314 - S-Scort New-Duet | M51237 | Sscor | Infusion Center - Stow | Akron | Stow-Kent Campus | Stow-Kent Medical Center | 1st Floor | 2024-01-04 14:17 | Low
No | 070606 | Aspirators, Airway | 2314 - S-Scort New-Duet | M53904 | Sscor | PACU - SW | Barberton | Wadsworth Campus | Wadsworth-Rittman Medical Center | 1st Floor | 2022-06-10 | Low
No | 029555 | Aspirators, Airway | 2314B - S-Scort | N07367 | Sscor | IMG Medina Imaging | Barberton | Medina Campus | Medina Medical Center | 2nd Floor | 2012-08-15 | Low
No | 058314 | Aspirators, Airway | 2314B - S-Scort | M33656 | Sscor | Nursing Administration | Akron | Akron City Campus | Juve Family BH Pavillion | 2nd Floor | 2017-09-08 | Low
No | 005289 | Aspirators, Airway | 799 - Gomco 799 | A57668 | Allied Healthcare Products | Virtual Care Simulation Lab | Akron | Akron City Campus | Akron City Hospital | 1st Floor | 1978-01-01 | Low
No | 033158 | Aspirators, Airway | G180 - Optivac | Unknown | Allied Healthcare Products | Summa Rehab Hospital | Akron | Akron City Campus | Summa Rehab Hospital |  | 2015-02-16 | Low
No | 033159 | Aspirators, Airway | G180 - Optivac | Unknown | Allied Healthcare Products | Summa Rehab Hospital | Akron | Akron City Campus | Summa Rehab Hospital |  | 2015-02-16 | Low
No | 033396 | Aspirators, Airway | G180 - Optivac | Unknown | Allied Healthcare Products | Virtual Care Simulation Lab | Akron | Akron City Campus | Akron City Hospital | 1st Floor | 2016-09-29 | Low
No | 037694 | Aspirators, Airway | PM60 - EasyVac | 13621 | Precision Medical | SCI-Cardiac Cath Lab Svcs - SB | Barberton | Barberton Campus | Summa Barberton Hospital | 2nd Floor | 2009-04-01 | Low
No | 038100 | Aspirators, Airway | PM60 - EasyVac | 13608 | Precision Medical | Endoscopy - SB | Barberton | Barberton Campus | Summa Barberton Hospital | 2nd Floor | 2013-11-08 | Low
No | 038159 | Aspirators, Airway | PM60 - EasyVac | 13606 | Precision Medical | Diagnostic Radiology - SB | Barberton | Barberton Campus | Summa Barberton Hospital | Ground Floor | 2009-04-01 | Low
No | 038179 | Aspirators, Airway | PM60 - EasyVac | 13599 | Precision Medical | Operating Room - SB | Barberton | Barberton Campus | Summa Barberton Hospital | 2nd Floor | 2009-04-01 | Low
No | 015625 | Aspirators, Airway | Vario 18 AC | 1043832 | Medela | Endoscopy - Outpatient | Akron | Akron City Campus | 95 Arch | Ground Floor | 2004-07-08 | Low
No | 037376 | Aspirators, Airway | Vario 18 AC | 1543717 | Medela | Endoscopy - SB | Barberton | Barberton Campus | Summa Barberton Hospital | 2nd Floor | 2016-10-19 | Low
No | 053368 | Aspirators, Airway | Vario 18 AC | 1729441 | Medela | Endoscopy | Akron | Akron City Campus | Akron City Hospital | Ground Floor | 2004-07-08 | Low
No | 061311 | Aspirators, Paracentesis | GIS-27 - Renovarp Paracentesis Pump | G27210112 | Gi Supply Inc | Ultrasound | Akron | Akron City Campus | Akron City Hospital | Ground Floor | 2022-01-12 | Low
No | 061454 | Aspirators, Paracentesis | GIS-27 - Renovarp Paracentesis Pump | G27210111 | Gi Supply Inc | Ultrasound - SB | Barberton | Barberton Campus | Summa Barberton Hospital | Ground Floor | 2022-01-11 | Low
No | 005324 | Aspirators, Surgical | 3040 - Gomco 3040 | H1-559 | Allied Healthcare Products | Virtual Care Simulation Lab | Akron | Akron City Campus | Akron City Hospital | 1st Floor | 1988-03-02 | Low
No | 001571 | Aspirators, Surgical | 4030 - Gomco 4030 Suction Pump | DL-5906 | Allied Healthcare Products | Virtual Care Simulation Lab | Akron | Akron City Campus | Akron City Hospital | 1st Floor | 1984-11-01 | Low
No | 004965 | Aspirators, Surgical | 4030 - Gomco 4030 Suction Pump | C1-8309 | Allied Healthcare Products | Virtual Care Simulation Lab | Akron | Akron City Campus | Akron City Hospital | 1st Floor | 1983-12-01 | Low
No | 061081 | Aspirators, Surgical | HCS7000 - Vac-Assist | SU20K00267 | Medline Industries | Colon/Rectal Surgeons | Akron | Akron City Campus | 95 Arch | 1st Floor | 2021-10-26 | Low
No | 061469 | Aspirators, Surgical | HCS7000 - Vac-Assist | SU16D00048 | Medline Industries | SHMG Plastic - AES | Akron | Non-Campus Sites | AES Family Medicine | 1st Floor | 2022-03-30 | Low
No | 053367 | Aspirators, Surgical | PMXENGN - Penumbra Engine | S10114-59 | Penumbra | Angiography | Akron | Akron City Campus | Akron City Hospital | 2nd Floor | 2018-09-26 | Low
No | 058790 | Aspirators, Surgical | PMXENGN - Penumbra Engine | S10163-32 | Penumbra | SCI-Cardiac Cath Lab Svcs | Akron | Akron City Campus | Akron City Hospital | 1st Floor | 2020-05-04 | Low
No | 058898 | Aspirators, Surgical | PMXENGN - Penumbra Engine | S10169-23 | Penumbra | Angiography | Akron | Akron City Campus | Akron City Hospital | 2nd Floor | 2020-09-15 | Low
No | 063174 | Aspirators, Surgical | PMXENGN - Penumbra Engine | S10481-46 | Penumbra | Angiography | Akron | Akron City Campus | Akron City Hospital | 2nd Floor | 2024-01-04 | Low
No | 063187 | Aspirators, Surgical | PMXENGN - Penumbra Engine | S10477-03 | Penumbra | Operating Room | Akron | Akron City Campus | Akron City Hospital | 1st Floor | 2023-08-04 06:35 | Low
No | 063920 | Aspirators, Surgical | PMXENGN - Penumbra Engine | S10492-20 | Penumbra | SCI-Cardiac Cath Lab Svcs | Akron | Akron City Campus | Akron City Hospital | 1st Floor | 2024-05-02 | Low
No | 014393 | Aspirators, Surgical, Liposuction | 1020 - Console, Liposuction, Pwr | 03102327 | Microaire Surgical Instruments | Operating Room | Akron | Akron City Campus | Akron City Hospital | 1st Floor | 2003-12-17 | Low
No | 034599 | Aspirators, Surgical, Liposuction | 20-5007-00 - Hercules | 21660715 | Wells Johnson Co | Operating Room | Akron | Akron City Campus | Akron City Hospital | 1st Floor | 2015-09-10 | Low
No | 039335 | Aspirators, Surgical, Liposuction | B89025 - Vitruvian Ultimate | A1200 | Black & Black Surgical Inc | Operating Room - SB | Barberton | Barberton Campus | Summa Barberton Hospital | 2nd Floor | 2021-03-29 | Low
No | 057314 | Aspirators, Surgical, Liposuction | B89025 - Vitruvian Ultimate | A1118 | Black & Black Surgical Inc | Operating Room | Akron | Akron City Campus | Akron City Hospital | 1st Floor | 2019-06-25 | Low
No | 038008 | Aspirators, Uterine | System 10 - | 6632 | Berkely | Operating Room - SB | Barberton | Barberton Campus | Summa Barberton Hospital | 2nd Floor | 2009-04-01 | Low
No | 002835 | Aspirators, Uterine | VC-2 - Berkeley | 6F2129 | Cabot Medical | H2 - Labor and Delivery Unit (L&D) | Akron | Akron City Campus | H Tower | 2nd Floor | 1996-07-11 | Low
No | 018890 | Aspirators, Uterine | VC-2 - Berkeley | V03F1416C | Cabot Medical | Operating Room | Akron | Akron City Campus | Akron City Hospital | 1st Floor | 2003-07-11 | Low
No | 063737 | Aspirators, Uterine | VC-2 - Berkeley | 2H1536 | Cabot Medical | Operating Room | Akron | Akron City Campus | Akron City Hospital | 1st Floor | 2024-03-20 08:07 | Low
No | 061354 | Audiometers | 8107523 - Audiostar Pro | GS0092932 | Grason-Stadler | Multi Spec Ctr - Lake Medina Ste 250 | Barberton | Medina Campus | Medina Medical Center | 2nd Floor | 2022-02-16 | Low
No | 020103 | Audiometers | EB-60 - Mini-Audiometer | 7975 | Eckstein Brothers | Center for Corporate Health | Akron | Cuyahoga Falls Campus | Cuyahoga Falls Medical Center | Ground Floor | 1990-03-01 | Low
No | 013433 | Audiometers | ES-AM - Earscan Mp Pure Tone Audiometer | 20116 | Micro Audiometrics Corporation | Center for Corp Health - NEOMED | Akron | Rootstown Campus | Rootstown Medical Center | Ground Floor | 2002-04-02 | Low
No | 020723 | Audiometers | GSI 61 - 2 Ch Audiometer +Earpiece | AA060001 | Grason-Stadler | Communication Disorders | Akron | Akron City Campus | Akron City Hospital | Basement | 2006-01-26 | Low
No | 002141 | Audiometers | MA-40 | MA4072252 | Maico Diagnostics | Communication Disorders | Akron | Akron City Campus | Akron City Hospital | Basement | 1989-06-21 | Low
No | 033896 | Audiometers | MA-40 | 76983 | Maico Diagnostics | Internal Medicine - White Pond | Barberton | White Pond Campus | White Pond Medical Center | 2nd Floor | 2020-12-17 | Low
No | 034374 | Audiometers | ML-AM - Microlab Compact Audiometer | 17618 | Micro Audiometrics Corporation | Center for Corp Health - NEOMED | Akron | Rootstown Campus | Rootstown Medical Center | Ground Floor | 2015-05-26 | Low
No | 028817 | Audiometers | RA300+ | 113079 | Tremetrics | Center for Corp Health - NEOMED | Akron | Rootstown Campus | Rootstown Medical Center | Ground Floor | 2011-05-10 | Low
No | 037487 | Audiometers | RA360 | TR01407 | Tremetrics | Center for Corp Health - SW | Barberton | Wadsworth Campus | Wadsworth Emergency Bldg | Ground Floor | 2021-12-06 | Low
No | 039294 | Audiometers | RA360 | TR01141 | Tremetrics | Center for Corp Health - SB | Barberton | Barberton Campus | Tuscora Park Pavilion | 1st Floor | 2021-05-04 | Low
No | 039681 | Audiometers | RA360 | TR01140 | Tremetrics | Center for Corp Health - Green | Barberton | Green Campus | Green Medical Center | Ground Floor | 2022-02-04 | Low
No | 061612 | Audiometers | RA360 | TR01410 | Tremetrics | Center for Corp Health - NEOMED | Akron | Rootstown Campus | Rootstown Medical Center | Ground Floor | 2023-04-06 18:01 | Low
No | 023689 | Audiometers | RA660 | TR01375 | Tremetrics | Center for Corporate Health | Akron | Cuyahoga Falls Campus | Cuyahoga Falls Medical Center | Ground Floor | 2021-08-30 | Low
No | 023690 | Audiometers | RA660 | TR01346 | Tremetrics | Center for Corporate Health | Akron | Cuyahoga Falls Campus | Cuyahoga Falls Medical Center | Ground Floor | 2021-08-30 | Low
No | 039293 | Audiometric Booths | AB-4230 | 20210040 | Eckel Industries | Center for Corp Health - SB | Barberton | Barberton Campus | Tuscora Park Pavilion | 1st Floor | 2021-05-04 | Low
No | 061352 | Audiometric Booths | AB-4230 | 20210375 | Eckel Industries | Multi Spec Ctr - Lake Medina Ste 250 | Barberton | Medina Campus | Medina Medical Center | 2nd Floor | 2022-02-16 | Low
No | 017184 | Audiometric Booths | IAC 250 | SHS685-1 | IAC Acoustic | Center for Corp Health - Green | Barberton | Green Campus | Green Medical Center | Ground Floor | 2002-10-17 | Low
No | 101-15222 | Audiometric Booths | RE120 | 5564 | Acoustic Systems | Center for Corp Health - SW | Barberton | Wadsworth Campus | Wadsworth Emergency Bldg | Ground Floor | 2008-01-10 | Low
No | 032505 | Auditory Function Screening Devices | 580-AXBBOX-001 - Audx Screener | 7F10579F | Biologic Systems Corp. | Physical Therapy | Akron | Akron City Campus | Akron City Hospital | Basement | 2012-04-02 | Low
No | 052171 | Auditory Function Screening Devices, Newborn | 1077 Madsen AccuScreen | 294126 | Natus Medical | Physical Therapy | Akron | Akron City Campus | Akron City Hospital | Ground Floor | 2018-07-30 | Low
No | 064569 | Auditory Function Screening Devices, Newborn | 1077 Madsen AccuScreen | 3098410 | Natus Medical | Physical Therapy | Akron | Akron City Campus | Akron City Hospital | Basement | 2024-12-27 09:52 | Low
No | 032503 | Auditory Function Screening Devices, Newborn | 580-ABBOX1007 - Abaer Screener | 8104988 | Biologic Systems Corp. | Communication Disorders | Akron | Akron City Campus | Akron City Hospital | Basement | 2012-04-02 | Low
No | 065006 | Autofluorescence Detection Units | PT102 - PTeye | X31607268 | Medtronic | Operating Room | Akron | Akron City Campus | Akron City Hospital | 1st Floor | 2025-02-14 16:10 | Low
No | 070161 | Automation Systems, Laboratory | CF-70 | 12796 | Sysmex America | LAB Critical Care - SB | Barberton | Barberton Campus | Summa Barberton Hospital | 6th Floor | 2023-09-06 09:10 | Low
Yes | 032304 | Automation Systems, Operating Room | 0678-000-521 - Router, Infinity, Video | 14E003138 | Stryker | Operating Room | Akron | Akron City Campus | Akron City Hospital | 1st Floor | 2014-08-04 | Low
Yes | 050456 | Automation Systems, Operating Room | 0678-000-521 - Router, Infinity, Video | P16B1748 | Stryker | Operating Room | Akron | Akron City Campus | Akron City Hospital | 1st Floor | 2017-02-21 | Low
Yes | 053292 | Automation Systems, Operating Room | 0678-000-521 - Router, Infinity, Video | P16B1771 | Stryker | Operating Room | Akron | Akron City Campus | Akron City Hospital | 1st Floor | 2017-05-08 | Low
Yes | 056578 | Automation Systems, Operating Room | 0678-000-537 - Router, Hd,Infinity,Video | 18L534758 | Stryker | Operating Room | Akron | Akron City Campus | Akron City Hospital | 1st Floor | 2019-04-23 | Low
Yes | 056581 | Automation Systems, Operating Room | 0678-000-537 - Router, Hd,Infinity,Video | 18L534788 | Stryker | Operating Room | Akron | Akron City Campus | Akron City Hospital | 1st Floor | 2019-04-23 | Low
Yes | 056584 | Automation Systems, Operating Room | 0678-000-537 - Router, Hd,Infinity,Video | 18L534808 | Stryker | Operating Room | Akron | Akron City Campus | Akron City Hospital | 1st Floor | 2019-04-23 | Low
Yes | 056587 | Automation Systems, Operating Room | 0678-000-537 - Router, Hd,Infinity,Video | 18L534818 | Stryker | Operating Room | Akron | Akron City Campus | Akron City Hospital | 1st Floor | 2019-04-23 | Low
Yes | 056593 | Automation Systems, Operating Room | 0678-000-537 - Router, Hd,Infinity,Video | 18L534878 | Stryker | Operating Room | Akron | Akron City Campus | Akron City Hospital | 1st Floor | 2019-04-23 | Low
Yes | 059198 | Automation Systems, Operating Room | 0678-000-537 - Router, Hd,Infinity,Video | 19L512928 | Stryker | Operating Room | Akron | Akron City Campus | Akron City Hospital | 1st Floor | 2020-12-10 | Low
Yes | 032196 | Automation Systems, Operating Room | 678-001-000 - Switchpoint Infinity 3 (SPI3) | 14E003998 | Stryker | Operating Room | Akron | Akron City Campus | Akron City Hospital | 1st Floor | 2014-08-04 | Low
Yes | 037383 | Automation Systems, Operating Room | 678-001-000 - Switchpoint Infinity 3 (SPI3) | 20A563268 | Stryker | Operating Room - SB | Barberton | Barberton Campus | Summa Barberton Hospital | 2nd Floor | 2020-03-30 | Low
Yes | 037384 | Automation Systems, Operating Room | 678-001-000 - Switchpoint Infinity 3 (SPI3) | 20A563278 | Stryker | Operating Room - SB | Barberton | Barberton Campus | Summa Barberton Hospital | 2nd Floor | 2020-03-30 | Low
Yes | 037385 | Automation Systems, Operating Room | 678-001-000 - Switchpoint Infinity 3 (SPI3) | 20A563258 | Stryker | Operating Room - SB | Barberton | Barberton Campus | Summa Barberton Hospital | 2nd Floor | 2020-03-30 | Low
Yes | 037386 | Automation Systems, Operating Room | 678-001-000 - Switchpoint Infinity 3 (SPI3) | 20A563238 | Stryker | Operating Room - SB | Barberton | Barberton Campus | Summa Barberton Hospital | 2nd Floor | 2020-03-30 | Low
Yes | 039478 | Automation Systems, Operating Room | 678-001-000 - Switchpoint Infinity 3 (SPI3) | 20A563288 | Stryker | Operating Room - SB | Barberton | Barberton Campus | Summa Barberton Hospital | 2nd Floor | 2020-11-01 | Low
Yes | 039480 | Automation Systems, Operating Room | 678-001-000 - Switchpoint Infinity 3 (SPI3) | 20A563248 | Stryker | Operating Room - SB | Barberton | Barberton Campus | Summa Barberton Hospital | 2nd Floor | 2020-11-01 | Low
Yes | 053293 | Automation Systems, Operating Room | 678-001-000 - Switchpoint Infinity 3 (SPI3) | Unknown | Stryker | Operating Room | Akron | Akron City Campus | Akron City Hospital | 1st Floor | 2017-05-08 | Low
Yes | 056590 | Automation Systems, Operating Room | 678-001-000 - Switchpoint Infinity 3 (SPI3) | 18L534888 | Stryker | Operating Room | Akron | Akron City Campus | Akron City Hospital | 1st Floor | 2019-04-22 | Low
Yes | 065275 | Automation Systems, Operating Room | 678-001-000 - Switchpoint Infinity 3 (SPI3) | TPAE205739 | Stryker | Operating Room | Akron | Akron City Campus | Akron City Hospital | 1st Floor | 2025-03-26 07:15 | Low
Yes | 032195 | Automation Systems, Operating Room | P11130 - SPI3-0012 - Switchpoint Infinity 3 | P1430803 | Stryker | Operating Room | Akron | Akron City Campus | Akron City Hospital | 1st Floor | 2014-08-04 | Low
No | 039496 | Balance Weight Sets | 80850115 - Calibrated Weights | T19731-1 | Ohaus | Health Tech Mgmt - SB | Barberton | Barberton Campus | Summa Barberton Hospital | 5th Floor | 2009-01-01 | Low
No | 065112 | Balances, Electronic | 311 | NSN | Brecknell USA | LAB Blood Bank | Akron | Akron City Campus | Akron City Hospital | Ground Floor | 2025-03-14 06:31 | Low
No | 065113 | Balances, Electronic | 311 | NSN | Brecknell USA | LAB Blood Bank | Akron | Akron City Campus | Akron City Hospital | Ground Floor | 2025-03-14 06:31 | Low
No | 070174 | Balances, Electronic | 311 | 12080457 | Brecknell USA | LAB Blood Bank - SB | Barberton | Barberton Campus | Summa Barberton Hospital | 6th Floor | 2023-09-25 14:51 | Low
No | 025407 | Balances, Electronic | AE200 | J22722 | Mettler Toledo | Translational Research | Akron | Akron City Campus | ACH Medical Annex | 2nd Floor | 2024-04-22 09:54 | Low
No | 043116 | Balances, Electronic | Compass CX2200 | 8343522019 | Ohaus | Operating Room - SB | Barberton | Barberton Campus | Summa Barberton Hospital | 2nd Floor | 2023-05-09 08:50 | Low
No | 061263 | Balances, Electronic | Compass CX2200 | 8342319182 | Ohaus | Operating Room | Akron | Akron City Campus | Akron City Hospital | 1st Floor | 2021-12-27 | Low
No | 061264 | Balances, Electronic | Compass CX2200 | 8342319181 | Ohaus | Operating Room | Akron | Akron City Campus | Akron City Hospital | 1st Floor | 2021-12-27 | Low
No | 062956 | Balances, Electronic | Compass CX2200 | 8343522059 | Ohaus | Operating Room | Akron | Akron City Campus | Akron City Hospital | 1st Floor | 2023-05-09 08:52 | Low
No | 062957 | Balances, Electronic | Compass CX2200 | 8343522048 | Ohaus | Operating Room | Akron | Akron City Campus | Akron City Hospital | 1st Floor | 2023-05-09 08:49 | Low
No | 062958 | Balances, Electronic | Compass CX2200 | 8343522068 | Ohaus | Operating Room | Akron | Akron City Campus | Akron City Hospital | 1st Floor | 2023-05-09 08:50 | Low
No | 062959 | Balances, Electronic | Compass CX2200 | 8343522080 | Ohaus | Operating Room | Akron | Akron City Campus | Akron City Hospital | 1st Floor | 2023-05-09 08:51 | Low
No | 062960 | Balances, Electronic | Compass CX2200 | 8343522064 | Ohaus | Operating Room | Akron | Akron City Campus | Akron City Hospital | 1st Floor | 2023-05-09 08:52 | Low
No | 057619 | Balances, Electronic | CS2000 - CS Series Portable Balance | 07.21.2009 | Ohaus | Operating Room | Akron | Akron City Campus | Akron City Hospital | 1st Floor | 2019-08-22 | Low
No | 059034 | Balances, Electronic | CS2000 - CS Series Portable Balance | Unknown | Ohaus | SH Clinical Rsrch Ctr-Oncology | Akron | Akron City Campus | 75 Arch | 1st Floor | 2020-05-18 | Low
No | 070120 | Balances, Electronic | CS2000 - CS Series Portable Balance | Ohaus 99 | Ohaus | LAB Specimen Procurement - SB | Barberton | Barberton Campus | Summa Barberton Hospital | 6th Floor | 2024-07-18 17:18 | Low
No | 070142 | Balances, Electronic | Dura-1 | ESN56784224992T | MyWeigh | LAB Blood Bank - SB | Barberton | Barberton Campus | Summa Barberton Hospital | 6th Floor | 2023-08-03 13:19 | Low
No | 070602 | Balances, Electronic | ED2202S | 22550285 | Sartorious | Operating Room - SW | Barberton | Wadsworth Campus | Wadsworth-Rittman Medical Center | 1st Floor | 2024-07-02 20:36 | Low
No | 064006 | Balances, Electronic | M3 | H39807 | Mettler Toledo | Translational Research | Akron | Akron City Campus | ACH Medical Annex | 2nd Floor | 2024-04-22 09:54 | Low
No | 058692 | Balances, Electronic | ME204E | C004961069 | Mettler Toledo | LAB Special Proced Tox | Akron | Akron City Campus | ACH Admin Building |  | 2025-01-01 21:36 | Low
No | 064022 | Balances, Electronic | R200D | 064022nsn | Sartorious | Translational Research | Akron | Akron City Campus | Akron City Hospital | 2nd Floor | 2024-05-20 09:53 | Low
No | 039774 | Balances, Electronic | SK-2000 | M4118477 | A&D Company | Operating Room - SB | Barberton | Barberton Campus | Summa Barberton Hospital | 2nd Floor | 2023-09-01 13:32 | Low
No | 065108 | Balances, Electronic | SPX8200 - Scout SPX | 8345345107 | Ohaus | LAB Histology/Morgue | Akron | Akron City Campus | Akron City Hospital | 2nd Floor | 2025-03-14 06:21 | Low
No | 065109 | Balances, Electronic | SPX8200 - Scout SPX | 8345345159 | Ohaus | LAB Histology/Morgue | Akron | Akron City Campus | Akron City Hospital | 2nd Floor | 2025-03-14 06:31 | Low
No | 065110 | Balances, Electronic | SPX8200 - Scout SPX | 8345345161 | Ohaus | LAB Histology/Morgue | Akron | Akron City Campus | Akron City Hospital | 2nd Floor | 2025-03-14 06:22 | Low
No | 064005 | Balances, Electronic | XSR105 | C137580048 | Mettler Toledo | Translational Research | Akron | Akron City Campus | ACH Medical Annex | 2nd Floor | 2024-04-22 09:54 | Low
No | 057621 | Balances, Mechanical | 311-00 - Table Top Balance | 03159012 | American Scientific, Llc | Operating Room | Akron | Akron City Campus | Akron City Hospital | 1st Floor | 2019-08-22 | Low
No | 065107 | Balances, Mechanical | Ohaus-3 | 8345341450 | Ohaus | LAB Histology/Morgue | Akron | Akron City Campus | Akron City Hospital | 2nd Floor | 2025-03-14 06:31 | Low
No | 070123 | Balances, Mechanical | Ohaus-3 | None | Ohaus | LAB Specimen Procurement - SB | Barberton | Barberton Campus | Summa Barberton Hospital | Basement | 2023-08-03 11:10 | Low
No | 060326 | Bassinets | 6038700 - Neo Cot | Unknown | Atom Medical | H4 - Mother/Baby Unit | Akron | Akron City Campus | H Tower | 4th Floor | 2024-03-11 12:53 | Low
No | 060327 | Bassinets | 6038700 - Neo Cot | NSN060327 | Atom Medical | H4 - Mother/Baby Unit | Akron | Akron City Campus | H Tower | 4th Floor | 2022-12-26 13:30 | Low
No | 060328 | Bassinets | 6038700 - Neo Cot | NSN060328 | Atom Medical | H4 - Mother/Baby Unit | Akron | Akron City Campus | H Tower | 4th Floor | 2022-12-27 08:17 | Low
No | 060329 | Bassinets | 6038700 - Neo Cot | NSN060329 | Atom Medical | H4 - Mother/Baby Unit | Akron | Akron City Campus | H Tower | 4th Floor | 2022-12-27 08:17 | Low
No | 060330 | Bassinets | 6038700 - Neo Cot | NSN060330 | Atom Medical | H4 - Mother/Baby Unit | Akron | Akron City Campus | H Tower | 4th Floor | 2021-07-07 | Low
No | 060331 | Bassinets | 6038700 - Neo Cot | NSN060331 | Atom Medical | H4 - Mother/Baby Unit | Akron | Akron City Campus | H Tower | 4th Floor | 2023-03-16 01:26 | Low
No | 060332 | Bassinets | 6038700 - Neo Cot | Unknown | Atom Medical | H4 - Mother/Baby Unit | Akron | Akron City Campus | H Tower | 4th Floor | 2023-01-09 15:12 | Low
No | 060333 | Bassinets | 6038700 - Neo Cot | NSN060333 | Atom Medical | H4 - Mother/Baby Unit | Akron | Akron City Campus | H Tower | 4th Floor | 2021-07-07 | Low
No | 060438 | Bassinets | 6038700 - Neo Cot | Unknown | Atom Medical | H4 - Mother/Baby Unit | Akron | Akron City Campus | H Tower | 4th Floor | 2024-02-29 09:23 | Low
No | 060439 | Bassinets | 6038700 - Neo Cot | NSN060439 | Atom Medical | H4 - Mother/Baby Unit | Akron | Akron City Campus | H Tower | 4th Floor | 2022-12-26 10:38 | Low
No | 060441 | Bassinets | 6038700 - Neo Cot | NSN060441 | Atom Medical | H4 - Mother/Baby Unit | Akron | Akron City Campus | H Tower | 4th Floor | 2021-07-07 | Low
No | 060442 | Bassinets | 6038700 - Neo Cot | NSN060442 | Atom Medical | H4 - Mother/Baby Unit | Akron | Akron City Campus | H Tower | 4th Floor | 2021-07-07 | Low
No | 060443 | Bassinets | 6038700 - Neo Cot | NSN060443 | Atom Medical | H4 - Mother/Baby Unit | Akron | Akron City Campus | H Tower | 4th Floor | 2021-07-07 | Low
No | 060445 | Bassinets | 6038700 - Neo Cot | Unknown | Atom Medical | H4 - Mother/Baby Unit | Akron | Akron City Campus | H Tower | 4th Floor | 2021-07-07 | Low
No | 060447 | Bassinets | 6038700 - Neo Cot | Unknown | Atom Medical | H4 - Mother/Baby Unit | Akron | Akron City Campus | H Tower | 4th Floor | 2021-07-07 | Low
No | 060621 | Bassinets | 6038700 - Neo Cot | NSN060621 | Atom Medical | H4 - Mother/Baby Unit | Akron | Akron City Campus | H Tower | 4th Floor | 2021-07-07 | Low
No | 060623 | Bassinets | 6038700 - Neo Cot | Unknown | Atom Medical | H4 - Mother/Baby Unit | Akron | Akron City Campus | H Tower | 4th Floor | 2021-07-07 | Low
No | 060624 | Bassinets | 6038700 - Neo Cot | Unknown | Atom Medical | H4 - Mother/Baby Unit | Akron | Akron City Campus | H Tower | 4th Floor | 2021-07-07 | Low
No | 060630 | Bassinets | 6038700 - Neo Cot | NSN060630 | Atom Medical | H4 - Mother/Baby Unit | Akron | Akron City Campus | H Tower | 4th Floor | 2023-03-16 02:09 | Low
No | 060631 | Bassinets | 6038700 - Neo Cot | NSN060631 | Atom Medical | H4 - Mother/Baby Unit | Akron | Akron City Campus | H Tower | 4th Floor | 2021-07-07 | Low
No | 061140 | Bassinets | 6038700 - Neo Cot | Unknown | Atom Medical | H4 - Mother/Baby Unit | Akron | Akron City Campus | H Tower | 4th Floor | 2021-07-07 | Low
No | 061144 | Bassinets | 6038700 - Neo Cot | Unknown | Atom Medical | H4 - Mother/Baby Unit | Akron | Akron City Campus | H Tower | 4th Floor | 2021-07-07 | Low
No | 062421 | Bassinets | 6038700 - Neo Cot | NSN062421 | Atom Medical | H4 - Mother/Baby Unit | Akron | Akron City Campus | H Tower | 4th Floor | 2023-01-09 15:12 | Low
No | 063138 | Bassinets | 6038700 - Neo Cot | NSN063138 | Atom Medical | H4 - Mother/Baby Unit | Akron | Akron City Campus | H Tower | 4th Floor | 2021-07-07 | Low
No | 063287 | Bassinets | 6038700 - Neo Cot | NSN063287 | Atom Medical | H4 - Mother/Baby Unit | Akron | Akron City Campus | H Tower | 4th Floor | 2021-07-07 | Low
No | 063403 | Bassinets | 6038700 - Neo Cot | NSN063403 | Atom Medical | H4 - Mother/Baby Unit | Akron | Akron City Campus | H Tower | 4th Floor | 2021-07-07 | Low
No | 063413 | Bassinets | 6038700 - Neo Cot | NSN063413 | Atom Medical | H4 - Mother/Baby Unit | Akron | Akron City Campus | H Tower | 4th Floor | 2021-07-07 | Low
No | 063519 | Bassinets | 6038700 - Neo Cot | Unknown | Atom Medical | H4 - Mother/Baby Unit | Akron | Akron City Campus | H Tower | 4th Floor | 2021-07-07 12:39 | Low
No | 063776 | Bassinets | 6038700 - Neo Cot | Unknown | Atom Medical | H4 - Mother/Baby Unit | Akron | Akron City Campus | H Tower | 4th Floor | 2021-07-07 | Low
No | 063777 | Bassinets | 6038700 - Neo Cot | Unknown | Atom Medical | H4 - Mother/Baby Unit | Akron | Akron City Campus | H Tower | 4th Floor | 2021-07-07 09:52 | Low
No | 063786 | Bassinets | 6038700 - Neo Cot | Unknown | Atom Medical | H4 - Mother/Baby Unit | Akron | Akron City Campus | H Tower | 4th Floor | 2023-01-09 15:12 | Low
No | 063787 | Bassinets | 6038700 - Neo Cot | Unknown | Atom Medical | H4 - Mother/Baby Unit | Akron | Akron City Campus | H Tower | 4th Floor | 2024-03-01 12:42 | Low
No | 064983 | Bassinets | 6038700 - Neo Cot | Unknown | Atom Medical | H4 - Mother/Baby Unit | Akron | Akron City Campus | H Tower | 4th Floor | 2024-03-01 12:42 | Low
No | 062407 | Bassinets | Nara Bassinet | NSN062407 | Stryker | H4 - Mother/Baby Unit | Akron | Akron City Campus | H Tower | 4th Floor | 2022-11-18 | Low
No | 062408 | Bassinets | Nara Bassinet | NSN062408 | Stryker | H4 - Mother/Baby Unit | Akron | Akron City Campus | H Tower | 4th Floor | 2022-11-18 | Low
No | 062410 | Bassinets | Nara Bassinet | NSN062410 | Stryker | H4 - Mother/Baby Unit | Akron | Akron City Campus | H Tower | 4th Floor | 2022-11-18 | Low
No | 062412 | Bassinets | Nara Bassinet | NSN062412 | Stryker | H4 - Mother/Baby Unit | Akron | Akron City Campus | H Tower | 4th Floor | 2022-11-18 | Low
No | 060850 | Bassinets | S1000 - SNOO Bassinet Smart Sleeper | 8118200841948948 | Happiest Baby | H4 - Mother/Baby Unit | Akron | Akron City Campus | H Tower | 4th Floor | 2023-02-07 08:43 | Low
No | 061101 | Bassinets | S1000 - SNOO Bassinet Smart Sleeper | 0645212400032293 | Happiest Baby | H4 - Mother/Baby Unit | Akron | Akron City Campus | H Tower | 4th Floor | 2023-02-07 08:47 | Low
No | 061102 | Bassinets | S1000 - SNOO Bassinet Smart Sleeper | 8170193691112220 | Happiest Baby | H4 - Mother/Baby Unit | Akron | Akron City Campus | H Tower | 4th Floor | 2023-02-07 08:41 | Low
No | 062856 | Bassinets | S1000 - SNOO Bassinet Smart Sleeper | 3206174162115938 | Happiest Baby | H4 - Mother/Baby Unit | Akron | Akron City Campus | H Tower | 4th Floor | 2023-02-07 08:51 | Low
No | 020427 | Baths, Paraffin, Physical Therapy | Therabath Pro | Unknown | WR Medical Electronics | REHAB YMCA | Akron | Akron City Campus | Kohl Family YMCA at University Park |  | 2005-10-07 | Low
No | 021091 | Baths, Paraffin, Physical Therapy | Therabath Pro | No Serial | WR Medical Electronics | Rehab Services OP - Green | Barberton | Green Campus | Green Family YMCA | Ground Floor | 2005-03-16 | Low
No | 059885 | Baths, Tissue Flotation | 3725A | Unknown | Thermo Fisher Scientific | LAB Histology/Morgue | Akron | Akron City Campus | ACH Admin Building | 2nd Floor | 2021-01-29 | Low
No | 101-15243 | Baths, Tissue Flotation | 3725A | Unknown | Thermo Fisher Scientific | LAB General - SW | Barberton | Wadsworth Campus | Wadsworth-Rittman Medical Center | 1st Floor | 2005-06-01 | Low
No | 065111 | Baths, Tissue Flotation | XH-1001 | NSN | Premiere | LAB Histology/Morgue | Akron | Akron City Campus | Akron City Hospital | 2nd Floor | 2025-03-14 06:29 | Low
No | 065117 | Baths, Tissue Flotation | XH-1001 | GA38110010416 | Premiere | LAB Histology/Morgue | Akron | Akron City Campus | Akron City Hospital | 2nd Floor | 2025-03-24 07:26 | Low
No | 065118 | Baths, Tissue Flotation | XH-1001 | GA38110010406 | Premiere | LAB Histology/Morgue | Akron | Akron City Campus | Akron City Hospital | 2nd Floor | 2025-03-24 07:26 | Low
No | 065119 | Baths, Tissue Flotation | XH-1001 | GA94410010106 | Premiere | LAB Histology/Morgue | Akron | Akron City Campus | Akron City Hospital | 2nd Floor | 2025-03-24 07:26 | Low
No | 016308 | Baths, Water | 134 | 144-1 | Fisher Scientific | LAB Histology/Morgue | Akron | Akron City Campus | ACH Admin Building | 2nd Floor | 1985-10-01 | Low
No | 028268 | Baths, Water | 134 | 14401 | Fisher Scientific | LAB Histology/Morgue | Akron | Akron City Campus | ACH Admin Building | 2nd Floor | 2012-09-07 | Low
No | 025422 | Baths, Water | 181 | 21AK-2 | Precision Scientific | Translational Research | Akron | Akron City Campus | ACH Medical Annex | 2nd Floor | 2024-04-22 09:54 | Low
No | 036606 | Baths, Water | 2032 | 16508046 | Thermo Fisher Scientific | REHAB YMCA | Akron | Akron City Campus | Kohl Family YMCA at University Park |  | 2017-06-06 | Low
No | 038682 | Baths, Water | 2032 | 20322 | Thermo Fisher Scientific | LAB Blood Bank - SB | Barberton | Barberton Campus | Summa Barberton Hospital | 6th Floor | 2009-04-01 | Low
No | 050111 | Baths, Water | 14792 | 092112880 | Boekel | LAB Histology/Morgue | Akron | Akron City Campus | ACH Admin Building | 2nd Floor | 2013-04-22 | Low
No | 050110 | Baths, Water | 26103 | 0340 | Labline Instruments | LAB Histology/Morgue | Akron | Akron City Campus | ACH Admin Building | 2nd Floor | 2009-04-01 | Low
No | 023346 | Baths, Water | 290200 | 081302003 | Boekel | LAB Special Proced Tox | Akron | Akron City Campus | ACH Admin Building | 2nd Floor | 2008-05-07 | Low
No | 064016 | Baths, Water | 15-462-15 - IsoTemp 215 | 1606060746608 | Fisher Scientific | Translational Research | Akron | Akron City Campus | ACH Medical Annex | 2nd Floor | 2024-04-22 09:54 | Low
No | 031457 | Baths, Water | DH4 Plasma Thawer | 1007461 | Helmer Scientific | LAB Blood Bank - SB | Barberton | Barberton Campus | Summa Barberton Hospital | 6th Floor | 2012-07-02 | Low
No | 053363 | Baths, Water | DH4 Plasma Thawer | 2054234 | Helmer Scientific | LAB Blood Bank | Akron | Akron City Campus | H Tower | Ground Floor | 2018-08-27 | Low
No | 059876 | Baths, Water | DH4 Plasma Thawer | 2086671 | Helmer Scientific | LAB Blood Bank | Akron | Akron City Campus | H Tower | Ground Floor | 2020-12-23 | Low
No | 024344 | Baths, Water | ORS-2038D - ORS-2000 Series Irrigation Solution Warming System | 41653 | O.R. Solutions | Operating Room | Akron | Akron City Campus | Akron City Hospital | 1st Floor | 2007-12-06 | Low
No | 024642 | Baths, Water | ORS-2038D - ORS-2000 Series Irrigation Solution Warming System | 43113 | O.R. Solutions | Operating Room | Akron | Akron City Campus | Akron City Hospital | 1st Floor | 2007-12-06 | Low
No | 024643 | Baths, Water | ORS-2038D - ORS-2000 Series Irrigation Solution Warming System | 47843 | O.R. Solutions | Operating Room | Akron | Akron City Campus | Akron City Hospital | 1st Floor | 2007-12-06 | Low
No | 024644 | Baths, Water | ORS-2038D - ORS-2000 Series Irrigation Solution Warming System | 40148 | O.R. Solutions | Operating Room | Akron | Akron City Campus | Akron City Hospital | 1st Floor | 2007-12-06 | Low
No | 024783 | Baths, Water | ORS-2038D - ORS-2000 Series Irrigation Solution Warming System | 44807 | O.R. Solutions | Operating Room | Akron | Akron City Campus | Akron City Hospital | 1st Floor | 2008-12-16 | Low
No | 032146 | Baths, Water | ORS-2038D - ORS-2000 Series Irrigation Solution Warming System | 45837 | O.R. Solutions | Operating Room | Akron | Akron City Campus | Akron City Hospital | 1st Floor | 2014-03-17 | Low
No | 032419 | Baths, Water | ORS-2038D - ORS-2000 Series Irrigation Solution Warming System | 52792 | O.R. Solutions | Operating Room | Akron | Akron City Campus | Akron City Hospital | 1st Floor | 2015-03-30 | Low
No | 033492 | Baths, Water | ORS-2038D - ORS-2000 Series Irrigation Solution Warming System | 58597 | O.R. Solutions | Operating Room | Akron | Akron City Campus | Akron City Hospital | 1st Floor | 2016-02-25 | Low
No | 033493 | Baths, Water | ORS-2038D - ORS-2000 Series Irrigation Solution Warming System | 58095 | O.R. Solutions | Operating Room | Akron | Akron City Campus | Akron City Hospital | 1st Floor | 2016-02-25 | Low
No | 052714 | Baths, Water | ORS-2038D - ORS-2000 Series Irrigation Solution Warming System | 61032 | O.R. Solutions | Operating Room | Akron | Akron City Campus | Akron City Hospital | 1st Floor | 2018-09-18 | Low
No | 057064 | Baths, Water | ORS-2038D - ORS-2000 Series Irrigation Solution Warming System | 42254 | O.R. Solutions | Operating Room - SB | Barberton | Barberton Campus | Summa Barberton Hospital | 2nd Floor | 2019-06-13 | Low
No | 057065 | Baths, Water | ORS-2038D - ORS-2000 Series Irrigation Solution Warming System | 42341 | O.R. Solutions | Operating Room | Akron | Akron City Campus | Akron City Hospital | 1st Floor | 2019-06-13 | Low
No | 057066 | Baths, Water | ORS-2038D - ORS-2000 Series Irrigation Solution Warming System | 48369 | O.R. Solutions | Operating Room | Akron | Akron City Campus | Akron City Hospital | 1st Floor | 2019-06-13 | Low
No | 057067 | Baths, Water | ORS-2038D - ORS-2000 Series Irrigation Solution Warming System | 56154 | O.R. Solutions | Operating Room | Akron | Akron City Campus | Akron City Hospital | 1st Floor | 2019-06-13 | Low
No | 057068 | Baths, Water | ORS-2038D - ORS-2000 Series Irrigation Solution Warming System | 56158 | O.R. Solutions | Operating Room | Akron | Akron City Campus | Akron City Hospital | 1st Floor | 2019-06-13 | Low
No | 057069 | Baths, Water | ORS-2038D - ORS-2000 Series Irrigation Solution Warming System | 56204 | O.R. Solutions | Operating Room | Akron | Akron City Campus | Akron City Hospital | 1st Floor | 2019-06-13 | Low
No | 024784 | Baths, Water | ORS-2057D-F - ORS-2000 Series Irrigation Solution Warming System | 48269 | O.R. Solutions | Operating Room | Akron | Akron City Campus | Akron City Hospital | 1st Floor | 2008-12-16 | Low
No | 027565 | Baths, Water | ORS-2057D-F - ORS-2000 Series Irrigation Solution Warming System | 54306 | O.R. Solutions | Operating Room | Akron | Akron City Campus | Akron City Hospital | 1st Floor | 2012-03-12 | Low
No | 027566 | Baths, Water | ORS-2057D-F - ORS-2000 Series Irrigation Solution Warming System | 54307 | O.R. Solutions | Operating Room | Akron | Akron City Campus | Akron City Hospital | 1st Floor | 2012-03-12 | Low
No | 027568 | Baths, Water | ORS-2057D-F - ORS-2000 Series Irrigation Solution Warming System | 54358 | O.R. Solutions | Operating Room | Akron | Akron City Campus | Akron City Hospital | 1st Floor | 2012-03-12 | Low
No | 059473 | Baths, Water | ORS-2057D-F - ORS-2000 Series Irrigation Solution Warming System | 49911 | O.R. Solutions | Operating Room | Akron | Akron City Campus | Akron City Hospital | 1st Floor | 2020-10-29 | Low
No | 021365 | Baths, Water | ORS-2066R - ORS-2000 Series Irrigation Solution Warming System | 46961 | O.R. Solutions | Operating Room | Akron | Akron City Campus | Akron City Hospital | 1st Floor | 2006-08-09 | Low
No | 032167 | Baths, Water | ORS-2066R - ORS-2000 Series Irrigation Solution Warming System | 53497 | O.R. Solutions | Operating Room | Akron | Akron City Campus | Akron City Hospital | 1st Floor | 2014-07-01 | Low
No | 032168 | Baths, Water | ORS-2066R - ORS-2000 Series Irrigation Solution Warming System | 55936 | O.R. Solutions | Operating Room | Akron | Akron City Campus | Akron City Hospital | 1st Floor | 2014-07-01 | Low
No | 032169 | Baths, Water | ORS-2066R - ORS-2000 Series Irrigation Solution Warming System | 55938 | O.R. Solutions | Operating Room | Akron | Akron City Campus | Akron City Hospital | 1st Floor | 2014-07-01 | Low
No | 033440 | Baths, Water | ORS-2066R - ORS-2000 Series Irrigation Solution Warming System | 55959 | O.R. Solutions | Operating Room | Akron | Akron City Campus | Akron City Hospital | 1st Floor | 2015-10-27 | Low
No | 033494 | Baths, Water | ORS-2066R - ORS-2000 Series Irrigation Solution Warming System | 54194 | O.R. Solutions | Operating Room | Akron | Akron City Campus | Akron City Hospital | 1st Floor | 2016-02-25 | Low
No | 023981 | Baths, Water | PR-1502 | 072154 | Sammons Preston | Rehab Services OP - Hudson | Akron | Hudson Campus | Summa Health Wellness Center | Ground Floor | 2008-01-29 | Low
No | 028829 | Baths, Water | PR-1502 | 10261704 | Sammons Preston | Rehab Services OP - Green | Barberton | Green Campus | Green Family YMCA | Ground Floor | 2011-08-17 | Low
No | 059992 | Baths, Water | SM-1501 | 1333191 | Whitehall Manufacturing | Park West Therapy | Barberton | White Pond Campus | White Pond Medical Center | 3rd Floor | 2021-01-27 | Low
No | 060252 | Baths, Water | SM-1502 | 072061 | Sammons Preston | REHAB YMCA | Akron | Akron City Campus | Kohl Family YMCA at University Park |  | 2014-01-29 | Low
No | 039522 | Baths, Water, Molded Plastic Splint | SP-1502 | 1371574 | Whitehall Manufacturing | Wadsworth Comm. Ctn. PT | Barberton | Wadsworth Campus | Wadsworth Community Center | 1st Floor | 2021-10-11 | Low
No | 031001 | Beds, Electric | 3002S3EX - S3 Medsurg Bed | 111117531 | Stryker | Summa Rehab Hospital | Akron | Akron City Campus | Summa Rehab Hospital |  | 2011-12-28 | Low
No | 031002 | Beds, Electric | 3002S3EX - S3 Medsurg Bed | 111117536 | Stryker | Summa Rehab Hospital | Akron | Akron City Campus | Summa Rehab Hospital |  | 2011-12-28 | Low
No | 031004 | Beds, Electric | 3002S3EX - S3 Medsurg Bed | 111117516 | Stryker | Summa Rehab Hospital | Akron | Akron City Campus | Summa Rehab Hospital |  | 2011-12-28 | Low
No | 031005 | Beds, Electric | 3002S3EX - S3 Medsurg Bed | 111117520 | Stryker | Summa Rehab Hospital | Akron | Akron City Campus | Summa Rehab Hospital |  | 2011-12-28 | Low
No | 031006 | Beds, Electric | 3002S3EX - S3 Medsurg Bed | 111117525 | Stryker | Summa Rehab Hospital | Akron | Akron City Campus | Summa Rehab Hospital |  | 2011-12-28 | Low
No | 031007 | Beds, Electric | 3002S3EX - S3 Medsurg Bed | 111117507 | Stryker | Summa Rehab Hospital | Akron | Akron City Campus | Summa Rehab Hospital |  | 2011-12-28 | Low
No | 031008 | Beds, Electric | 3002S3EX - S3 Medsurg Bed | 111117518 | Stryker | Summa Rehab Hospital | Akron | Akron City Campus | Summa Rehab Hospital |  | 2011-12-28 | Low
No | 031009 | Beds, Electric | 3002S3EX - S3 Medsurg Bed | 111117542 | Stryker | Summa Rehab Hospital | Akron | Akron City Campus | Summa Rehab Hospital |  | 2011-12-28 | Low
No | 031010 | Beds, Electric | 3002S3EX - S3 Medsurg Bed | 111117541 | Stryker | Summa Rehab Hospital | Akron | Akron City Campus | Summa Rehab Hospital |  | 2011-12-28 | Low
No | 031011 | Beds, Electric | 3002S3EX - S3 Medsurg Bed | 111117511 | Stryker | Summa Rehab Hospital | Akron | Akron City Campus | Summa Rehab Hospital |  | 2011-12-28 | Low
No | 031012 | Beds, Electric | 3002S3EX - S3 Medsurg Bed | 111117515 | Stryker | Summa Rehab Hospital | Akron | Akron City Campus | Summa Rehab Hospital |  | 2011-12-28 | Low
No | 031014 | Beds, Electric | 3002S3EX - S3 Medsurg Bed | 111117527 | Stryker | Summa Rehab Hospital | Akron | Akron City Campus | Summa Rehab Hospital |  | 2011-12-28 | Low
No | 031015 | Beds, Electric | 3002S3EX - S3 Medsurg Bed | 111117528 | Stryker | Summa Rehab Hospital | Akron | Akron City Campus | Summa Rehab Hospital |  | 2011-12-28 | Low
No | 031016 | Beds, Electric | 3002S3EX - S3 Medsurg Bed | 111117509 | Stryker | Summa Rehab Hospital | Akron | Akron City Campus | Summa Rehab Hospital |  | 2011-12-28 | Low
No | 031018 | Beds, Electric | 3002S3EX - S3 Medsurg Bed | 111117514 | Stryker | Summa Rehab Hospital | Akron | Akron City Campus | Summa Rehab Hospital |  | 2011-12-28 | Low
No | 031019 | Beds, Electric | 3002S3EX - S3 Medsurg Bed | 111117530 | Stryker | Summa Rehab Hospital | Akron | Akron City Campus | Summa Rehab Hospital |  | 2011-12-28 | Low
No | 031020 | Beds, Electric | 3002S3EX - S3 Medsurg Bed | 111117504 | Stryker | Summa Rehab Hospital | Akron | Akron City Campus | Summa Rehab Hospital |  | 2011-12-28 | Low
No | 031021 | Beds, Electric | 3002S3EX - S3 Medsurg Bed | 111117529 | Stryker | Summa Rehab Hospital | Akron | Akron City Campus | Summa Rehab Hospital |  | 2011-12-28 | Low
No | 031022 | Beds, Electric | 3002S3EX - S3 Medsurg Bed | 111117512 | Stryker | Summa Rehab Hospital | Akron | Akron City Campus | Summa Rehab Hospital |  | 2011-12-28 | Low
No | 031023 | Beds, Electric | 3002S3EX - S3 Medsurg Bed | 111117550 | Stryker | Summa Rehab Hospital | Akron | Akron City Campus | Summa Rehab Hospital |  | 2011-12-28 | Low
No | 031024 | Beds, Electric | 3002S3EX - S3 Medsurg Bed | 111117501 | Stryker | Summa Rehab Hospital | Akron | Akron City Campus | Summa Rehab Hospital |  | 2011-12-28 | Low
No | 031025 | Beds, Electric | 3002S3EX - S3 Medsurg Bed | 111117539 | Stryker | Summa Rehab Hospital | Akron | Akron City Campus | Summa Rehab Hospital |  | 2011-12-28 | Low
No | 031026 | Beds, Electric | 3002S3EX - S3 Medsurg Bed | 111117532 | Stryker | Summa Rehab Hospital | Akron | Akron City Campus | Summa Rehab Hospital |  | 2011-12-28 | Low
No | 031027 | Beds, Electric | 3002S3EX - S3 Medsurg Bed | 111117510 | Stryker | Summa Rehab Hospital | Akron | Akron City Campus | Summa Rehab Hospital |  | 2011-12-28 | Low
No | 031028 | Beds, Electric | 3002S3EX - S3 Medsurg Bed | 111117538 | Stryker | Summa Rehab Hospital | Akron | Akron City Campus | Summa Rehab Hospital |  | 2011-12-28 | Low
No | 031029 | Beds, Electric | 3002S3EX - S3 Medsurg Bed | 111117519 | Stryker | Summa Rehab Hospital | Akron | Akron City Campus | Summa Rehab Hospital |  | 2011-12-28 | Low
No | 031030 | Beds, Electric | 3002S3EX - S3 Medsurg Bed | 111117544 | Stryker | Summa Rehab Hospital | Akron | Akron City Campus | Summa Rehab Hospital |  | 2011-12-28 | Low
No | 031031 | Beds, Electric | 3002S3EX - S3 Medsurg Bed | 111117502 | Stryker | Summa Rehab Hospital | Akron | Akron City Campus | Summa Rehab Hospital |  | 2011-12-28 | Low
No | 031032 | Beds, Electric | 3002S3EX - S3 Medsurg Bed | 111119239 | Stryker | Summa Rehab Hospital | Akron | Akron City Campus | Summa Rehab Hospital |  | 2011-12-28 | Low
No | 031033 | Beds, Electric | 3002S3EX - S3 Medsurg Bed | 111119238 | Stryker | Summa Rehab Hospital | Akron | Akron City Campus | Summa Rehab Hospital |  | 2011-12-28 | Low
No | 031035 | Beds, Electric | 3002S3EX - S3 Medsurg Bed | 111117546 | Stryker | Summa Rehab Hospital | Akron | Akron City Campus | Summa Rehab Hospital |  | 2011-12-28 | Low
No | 031036 | Beds, Electric | 3002S3EX - S3 Medsurg Bed | 111117540 | Stryker | Summa Rehab Hospital | Akron | Akron City Campus | Summa Rehab Hospital |  | 2011-12-28 | Low
No | 031037 | Beds, Electric | 3002S3EX - S3 Medsurg Bed | 111117508 | Stryker | Summa Rehab Hospital | Akron | Akron City Campus | Summa Rehab Hospital |  | 2011-12-28 | Low
No | 031038 | Beds, Electric | 3002S3EX - S3 Medsurg Bed | 111117506 | Stryker | Summa Rehab Hospital | Akron | Akron City Campus | Summa Rehab Hospital |  | 2011-12-28 | Low
No | 031039 | Beds, Electric | 3002S3EX - S3 Medsurg Bed | 111117549 | Stryker | Summa Rehab Hospital | Akron | Akron City Campus | Summa Rehab Hospital |  | 2011-12-28 | Low
No | 031040 | Beds, Electric | 3002S3EX - S3 Medsurg Bed | 111117521 | Stryker | Summa Rehab Hospital | Akron | Akron City Campus | Summa Rehab Hospital |  | 2011-12-28 | Low
No | 031041 | Beds, Electric | 3002S3EX - S3 Medsurg Bed | 111117534 | Stryker | Summa Rehab Hospital | Akron | Akron City Campus | Summa Rehab Hospital |  | 2011-12-28 | Low
No | 031042 | Beds, Electric | 3002S3EX - S3 Medsurg Bed | 111117533 | Stryker | Summa Rehab Hospital | Akron | Akron City Campus | Summa Rehab Hospital |  | 2011-12-28 | Low
No | 031043 | Beds, Electric | 3002S3EX - S3 Medsurg Bed | 111117522 | Stryker | Summa Rehab Hospital | Akron | Akron City Campus | Summa Rehab Hospital |  | 2011-12-28 | Low
No | 031044 | Beds, Electric | 3002S3EX - S3 Medsurg Bed | 111117505 | Stryker | Summa Rehab Hospital | Akron | Akron City Campus | Summa Rehab Hospital |  | 2011-12-28 | Low
No | 031045 | Beds, Electric | 3002S3EX - S3 Medsurg Bed | 111117523 | Stryker | Summa Rehab Hospital | Akron | Akron City Campus | Summa Rehab Hospital |  | 2011-12-28 | Low
No | 031046 | Beds, Electric | 3002S3EX - S3 Medsurg Bed | 111117548 | Stryker | Summa Rehab Hospital | Akron | Akron City Campus | Summa Rehab Hospital |  | 2011-12-28 | Low
No | 031048 | Beds, Electric | 3002S3EX - S3 Medsurg Bed | 111119240 | Stryker | Summa Rehab Hospital | Akron | Akron City Campus | Summa Rehab Hospital |  | 2011-12-28 | Low
No | 031049 | Beds, Electric | 3002S3EX - S3 Medsurg Bed | 111119242 | Stryker | Summa Rehab Hospital | Akron | Akron City Campus | Summa Rehab Hospital |  | 2011-12-28 | Low
No | 031050 | Beds, Electric | 3002S3EX - S3 Medsurg Bed | 111119243 | Stryker | Summa Rehab Hospital | Akron | Akron City Campus | Summa Rehab Hospital |  | 2011-12-28 | Low
No | 031051 | Beds, Electric | 3002S3EX - S3 Medsurg Bed | 111119241 | Stryker | Summa Rehab Hospital | Akron | Akron City Campus | Summa Rehab Hospital |  | 2011-12-28 | Low
No | 031052 | Beds, Electric | 3002S3EX - S3 Medsurg Bed | 111117424 | Stryker | Summa Rehab Hospital | Akron | Akron City Campus | Summa Rehab Hospital |  | 2011-12-28 | Low
No | 031053 | Beds, Electric | 3002S3EX - S3 Medsurg Bed | 111117526 | Stryker | Summa Rehab Hospital | Akron | Akron City Campus | Summa Rehab Hospital |  | 2011-12-28 | Low
No | 031054 | Beds, Electric | 3002S3EX - S3 Medsurg Bed | 111117535 | Stryker | Summa Rehab Hospital | Akron | Akron City Campus | Summa Rehab Hospital |  | 2011-12-28 | Low
No | 031055 | Beds, Electric | 3002S3EX - S3 Medsurg Bed | 111117543 | Stryker | Summa Rehab Hospital | Akron | Akron City Campus | Summa Rehab Hospital |  | 2011-12-28 | Low
No | 031056 | Beds, Electric | 3002S3EX - S3 Medsurg Bed | 111117547 | Stryker | Summa Rehab Hospital | Akron | Akron City Campus | Summa Rehab Hospital |  | 2011-12-28 | Low
No | 031057 | Beds, Electric | 3002S3EX - S3 Medsurg Bed | 111117513 | Stryker | Summa Rehab Hospital | Akron | Akron City Campus | Summa Rehab Hospital |  | 2011-12-28 | Low
No | 031058 | Beds, Electric | 3002S3EX - S3 Medsurg Bed | 111117517 | Stryker | Summa Rehab Hospital | Akron | Akron City Campus | Summa Rehab Hospital |  | 2011-12-28 | Low
No | 031059 | Beds, Electric | 3002S3EX - S3 Medsurg Bed | 111117537 | Stryker | Summa Rehab Hospital | Akron | Akron City Campus | Summa Rehab Hospital |  | 2011-12-28 | Low
No | 031060 | Beds, Electric | 3002S3EX - S3 Medsurg Bed | 111117545 | Stryker | Summa Rehab Hospital | Akron | Akron City Campus | Summa Rehab Hospital |  | 2011-12-28 | Low
No | 031061 | Beds, Electric | 3002S3EX - S3 Medsurg Bed | 111117503 | Stryker | Summa Rehab Hospital | Akron | Akron City Campus | Summa Rehab Hospital |  | 2011-12-28 | Low
No | 033193 | Beds, Electric | 419801 - Kit, Bed Extender | Unknown | Stryker | Summa Rehab Hospital | Akron | Akron City Campus | Summa Rehab Hospital |  | 2015-06-08 | Low
No | 033194 | Beds, Electric | 419801 - Kit, Bed Extender | Unknown | Stryker | Summa Rehab Hospital | Akron | Akron City Campus | Summa Rehab Hospital |  | 2015-06-08 | Low
No | 033195 | Beds, Electric | 419801 - Kit, Bed Extender | Unknown | Stryker | Summa Rehab Hospital | Akron | Akron City Campus | Summa Rehab Hospital |  | 2015-06-08 | Low
No | 052080 | Beds, Electric | 419801 - Kit, Bed Extender | Unknown | Stryker | Summa Rehab Hospital | Akron | Akron City Campus | Summa Rehab Hospital |  | 2017-12-15 | Low
No | 063976 | Beds, Electric | 419801 - Kit, Bed Extender | Unknown | Stryker | Summa Rehab Hospital | Akron | Akron City Campus | Summa Rehab Hospital |  | 2024-04-01 09:33 | Low
No | 063977 | Beds, Electric | 419801 - Kit, Bed Extender | Unknown | Stryker | Summa Rehab Hospital | Akron | Akron City Campus | Summa Rehab Hospital |  | 2024-04-01 09:34 | Low
No | 052096 | Beds, Electric, Obese | RCUHLB850 - Rc Ultra Hi-Lo 850 Bariatric Bed | 1000057390 | Joerns Healthcare | Summa Rehab Hospital | Akron | Akron City Campus | Summa Rehab Hospital |  | 2018-02-08 | Low
No | 052112 | Beds, Electric, Obese | RCUHLB850 - Rc Ultra Hi-Lo 850 Bariatric Bed | 1000062829 | Joerns Healthcare | Summa Rehab Hospital | Akron | Akron City Campus | Summa Rehab Hospital |  | 2018-03-23 | Low
No | 052113 | Beds, Electric, Obese | RCUHLB850 - Rc Ultra Hi-Lo 850 Bariatric Bed | 1000062830 | Joerns Healthcare | Summa Rehab Hospital | Akron | Akron City Campus | Summa Rehab Hospital |  | 2018-03-23 | Low
No | 052114 | Beds, Electric, Obese | RCUHLB850 - Rc Ultra Hi-Lo 850 Bariatric Bed | 1000062831 | Joerns Healthcare | Summa Rehab Hospital | Akron | Akron City Campus | Summa Rehab Hospital |  | 2018-03-23 | Low
No | 056251 | Bilirubinometers | MU20105 - JM105 | H2500027 | Draeger | H4 - Mother/Baby Unit | Akron | Akron City Campus | H Tower | 4th Floor | 2019-05-20 | Low
No | 056253 | Bilirubinometers | MU20105 - JM105 | H2500028 | Draeger | H4 - Mother/Baby Unit | Akron | Akron City Campus | H Tower | 4th Floor | 2019-05-20 | Low
No | 056255 | Bilirubinometers | MU20105 - JM105 | H2500029 | Draeger | H4 - Mother/Baby Unit | Akron | Akron City Campus | H Tower | 4th Floor | 2019-05-20 | Low
No | 056257 | Bilirubinometers | MU20105 - JM105 | H2500030 | Draeger | H4 - Mother/Baby Unit | Akron | Akron City Campus | H Tower | 4th Floor | 2019-05-20 | Low
No | 032526 | Bilirubinometers | MU20606 - JM-103 | B2202980 | Draeger | Nursery - SB | Barberton | Barberton Campus | Summa Barberton Hospital | 3rd Floor | 2012-05-29 | Low
No | 032935 | Bilirubinometers | MU20606 - JM-103 | B2203920 | Draeger | Nursery - SB | Barberton | Barberton Campus | Summa Barberton Hospital | 3rd Floor | 2014-05-16 | Low
No | 038745 | Bilirubinometers | MU20606 - JM-103 | B2203769 | Draeger | Nursery - SB | Barberton | Barberton Campus | Summa Barberton Hospital | 3rd Floor | 2014-02-13 | Low
No | 037532 | Bio-Acoustic Simulators | Oscar 360 | ID153227 | Tremetrics | Center for Corp Health - SW | Barberton | Wadsworth Campus | Wadsworth-Rittman Medical Center | 1st Floor | 2022-11-22 09:19 | Low
No | 064571 | Bio-Acoustic Simulators | Oscar 360 | ID153215 | Tremetrics | Center for Corp Health - NEOMED | Akron | Rootstown Campus | Rootstown Medical Center | Ground Floor | 2025-03-03 10:12 | Low
No | 070362 | Bio-Acoustic Simulators | Oscar 360 | ID159650 | Tremetrics | Center for Corp Health - Green | Barberton | Green Campus | Green Medical Center | Ground Floor | 2024-01-05 13:57 | Low
No | 070573 | Bio-Acoustic Simulators | Oscar 360 | ID150822 | Tremetrics | Center for Corp Health - SB | Barberton | Barberton Campus | Summa Barberton Hospital | 1st Floor | 2024-05-01 13:57 | Low
No | 028413 | Bone Ultrasonometers | Sahara - Bone Ultrasonometers | RM00573 | Hologic | IMG Summa's Health Ctr - Green | Barberton | Green Campus | Green Family YMCA | Ground Floor | 2005-01-03 | Low
No | 034535 | Cabinets | 40687-9999 - Merge Cube Cabinet | BLACK CL1 | Laystrom Manufacturing | SCI-Cardiac Cath Lab Svcs | Akron | Akron City Campus | Akron City Hospital | 1st Floor | 2015-08-03 | Low
No | 034549 | Cabinets | 40687-9999 - Merge Cube Cabinet | BLACK CL2 | Laystrom Manufacturing | SCI-Cardiac Cath Lab Svcs | Akron | Akron City Campus | Akron City Hospital | 1st Floor | 2015-08-03 | Low
No | 034559 | Cabinets | 40687-9999 - Merge Cube Cabinet | BLACK HHOR | Laystrom Manufacturing | Operating Room | Akron | Akron City Campus | Akron City Hospital | 1st Floor | 2015-08-11 | Low
No | 052764 | Cabinets | 40687-9999 - Merge Cube Cabinet | 18891010204201404 | Laystrom Manufacturing | SCI-Cardiac Cath Lab Svcs | Akron | Akron City Campus | Akron City Hospital | 1st Floor | 2018-12-17 | Low
No | 052771 | Cabinets | 40687-9999 - Merge Cube Cabinet | 19028010429201405 | Laystrom Manufacturing | SCI-Cardiac Cath Lab Svcs | Akron | Akron City Campus | Akron City Hospital | 2nd Floor | 2018-12-17 | Low
No | 025398 | Cabinets, Biological Safety, Class II | 1100 - Forma 1100 | 14781-1004 | Forma Scientific | LAB Administration | Akron | Akron City Campus | ACH Admin Building | 3rd Floor | 2009-08-24 | Low
No | 058308 | Cabinets, Biological Safety, Class II | 1377 - 1300 Series Cabinet | P88609 | Thermo Fisher Scientific | LAB Histology/Morgue | Akron | Akron City Campus | ACH Admin Building | 2nd Floor | 2019-09-25 | Low
No | 063746 | Cabinets, Biological Safety, Class II | 1377 - 1300 Series Cabinet | 300182863 | Thermo Fisher Scientific | LAB Microbiology | Akron | Akron City Campus | ACH Admin Building | 2nd Floor | 2024-06-20 13:13 | Low
No | 070150 | Cabinets, Biological Safety, Class II | 1377 - 1300 Series Cabinet | 300132793 | Thermo Fisher Scientific | LAB Critical Care - SB | Barberton | Barberton Campus | Summa Barberton Hospital |  | 2018-09-21 | Low
No | 065013 | Cabinets, Biological Safety, Class II | B60-ATS - BioGARD | 10862 | The Baker Co | LAB Infectious Disease | Akron | Akron City Campus | Akron City Hospital | 3rd Floor | 2025-02-17 07:52 | Low
No | 064017 | Cabinets, Biological Safety, Class II | SterilGARD III Advance | 95255 | The Baker Co | Translational Research | Akron | Akron City Campus | ACH Medical Annex | 2nd Floor | 2024-04-22 09:54 | Low
No | 038302 | Cabinets, Storage, AED | 9898031136531 | Unknown | Philips Healthcare | Emergency Department (ED) - Wadsworth | Barberton | Wadsworth Campus | Wadsworth Emergency Bldg | Ground Floor | 2014-02-27 | Low
No | 038304 | Cabinets, Storage, AED | 9898031136531 | Unknown | Philips Healthcare | Emergency Department (ED) - Wadsworth | Barberton | Wadsworth Campus | Wadsworth Emergency Bldg | Ground Floor | 2014-02-27 | Low
No | 028178 | Cabinets, Storage, AED | AMP147-14R-SSSM - Compact, Stainless | Unknown | AED Superstore | Nursing Administration | Akron | Akron City Campus | ACH Admin Building | 1st Floor | 2012-04-30 | Low
No | 025761 | Cabinets, Storage, AED | AMP147-1SM - Smaller AED Cabinet | Unknown | AED Superstore | Nursing Administration | Akron | Akron City Campus | ACH Admin Building | 1st Floor | 2009-02-05 | Low
No | 025762 | Cabinets, Storage, AED | AMP147-1SM - Smaller AED Cabinet | Unknown | AED Superstore | Nursing Administration | Akron | Akron City Campus | Critical Care Tower | 1st Floor | 2009-02-05 | Low
No | 025764 | Cabinets, Storage, AED | AMP147-1SM - Smaller AED Cabinet | Unknown | AED Superstore | Nursing Administration | Akron | Akron City Campus | Cooper Cancer Center | Ground Floor | 2009-02-05 | Low
No | 025765 | Cabinets, Storage, AED | AMP147-1SM - Smaller AED Cabinet | Unknown | AED Superstore | Nursing Administration | Akron | Akron City Campus | ACH Admin Building | 1st Floor | 2009-02-05 | Low
No | 033135 | Cabinets, Storage, AED | AMP147-1SM - Smaller AED Cabinet | Unknown | AED Superstore | Nursing Administration | Akron | Akron City Campus | 55 Arch | 2nd Floor | 2014-09-04 | Low
No | 025760 | Cabinets, Storage, AED | AMP180-14RSM - Larger AED Cabinet | Unknown | AED Superstore | Nursing Administration | Akron | Akron City Campus | ACH Admin Building | 1st Floor | 2009-02-05 | Low
No | 025763 | Cabinets, Storage, AED | AMP180-14RSM - Larger AED Cabinet | Unknown | AED Superstore | Nursing Administration | Akron | Akron City Campus | ACH Admin Building | 1st Floor | 2009-02-05 | Low
No | 028305 | Cabinets, Storage, AED | AMP180-14R-SSSM - Standard, Stainless Steel | 028305nsn | AED Superstore | Infectious Disease Research | Akron | Akron City Campus | 75 Arch | 1st Floor | 2010-10-14 | Low
No | 039426 | Cabinets, Storage, AED | AMP180-1SM - Standard Cab. W/ Alarm | Unknown | AED Superstore | Wadsworth Comm. Ctn. PT | Barberton | Wadsworth Campus | Wadsworth Community Center | 1st Floor | 2017-04-13 | Low
No | 051899 | Cabinets, Storage, AED | AMP180-1SM - Standard Cab. W/ Alarm | Unknown | AED Superstore | Sleep Lab - Green | Barberton | Green Campus | Green Physician Office Building | 2nd Floor | 2017-04-13 | Low
No | 057568 | Cabinets, Storage, AED | AMP180-1SM - Standard Cab. W/ Alarm | Unknown | AED Superstore | Nursing Administration | Akron | Akron City Campus | ACH Admin Building | 1st Floor | 2019-06-14 | Low
No | 070555 | Cabinets, Storage, AED | AMP180-1SM - Standard Cab. W/ Alarm | MMP2024J0N39 | AED Superstore | Bariatric Care - Green | Barberton | Green Campus | 7034 Braucher St | Ground Floor | 2024-06-28 | Low
No | 070558 | Cabinets, Storage, AED | AMP180-1SM - Standard Cab. W/ Alarm | MMP2024J0n39 | AED Superstore | Endocrinology - Green | Barberton | Green Campus | 1790 Graybill Road | 2nd Floor | 2024-07-23 11:07 | Low
No | 028136 | Cabinets, Storage, AED | PAD-PKG-01 | Unknown | Heartsine | IMG Summa Health Ctr - White Pond | Barberton | White Pond Campus | White Pond Medical Center | 1st Floor | 2011-10-13 | Low
No | 028138 | Cabinets, Storage, AED | PAD-PKG-01 | Unknown | Heartsine | Sleep Lab - Medina | Barberton | Medina Campus | Medina Medical Center | 2nd Floor | 2011-10-13 | Low
No | 028140 | Cabinets, Storage, AED | PAD-PKG-01 | Unknown | Heartsine | Neurodiagnostics - White Pond | Barberton | White Pond Campus | Summa Health Neuroscience Services | 2nd Floor | 2011-10-13 | Low
No | 028142 | Cabinets, Storage, AED | PAD-PKG-01 | Unknown | Heartsine | IMG Medina Imaging | Barberton | Medina Campus | Medina Medical Center | 1st Floor | 2011-10-13 | Low
No | 028146 | Cabinets, Storage, AED | PAD-PKG-01 | Unknown | Heartsine | IMG Summa's Health Ctr - Green | Barberton | Green Campus | Green Family YMCA | Ground Floor | 2011-10-13 | Low
No | 064031 | Cabinets, Storage, Endoscope | 610-1323 - CAB-TEE Storage System | 150-01310 | Civco Medical Solutions (PCI Medical) | SCI - Noninvasive Cardio Service | Akron | Akron City Campus | Akron City Hospital | 1st Floor | 2024-07-01 07:37 | Low
No | 064032 | Cabinets, Storage, Endoscope | 610-1323 - CAB-TEE Storage System | 150-01311 | Civco Medical Solutions (PCI Medical) | SCI - Noninvasive Cardio Service | Akron | Akron City Campus | Akron City Hospital | 1st Floor | 2024-07-01 07:45 | Low
No | 064042 | Cabinets, Storage, Endoscope | 610-1323 - CAB-TEE Storage System | 150-01313 | Civco Medical Solutions (PCI Medical) | SCI - Echo Services - SB | Barberton | Barberton Campus | Summa Barberton Hospital | Ground Floor | 2024-07-30 11:00 | Low
No | 038741 | Cabinets, Storage, Endoscope | DRY-1001 - Endodry | CM00705 | Medivators | Endoscopy - SB | Barberton | Barberton Campus | Summa Barberton Hospital | 2nd Floor | 2020-06-05 | Low
No | 038742 | Cabinets, Storage, Endoscope | DRY-1001 - Endodry | CM01313 | Medivators | Endoscopy - SB | Barberton | Barberton Campus | Summa Barberton Hospital | 2nd Floor | 2020-06-05 | Low
No | 058910 | Cabinets, Storage, Endoscope | DRY-1001 - Endodry | CM00450 | Medivators | Central Processing/Supply | Akron | Akron City Campus | Akron City Hospital | Basement | 2020-06-05 | Low
No | 058911 | Cabinets, Storage, Endoscope | DRY-1001 - Endodry | CM01268 | Medivators | Central Processing/Supply | Akron | Akron City Campus | Akron City Hospital | Basement | 2020-06-05 | Low
No | 058914 | Cabinets, Storage, Endoscope | DRY-1001 - Endodry | CM00516 | Medivators | Endoscopy - Outpatient | Akron | Akron City Campus | 95 Arch | Ground Floor | 2020-06-05 | Low
No | 058915 | Cabinets, Storage, Endoscope | DRY-1001 - Endodry | CM00518 | Medivators | Endoscopy - Outpatient | Akron | Akron City Campus | 95 Arch | Ground Floor | 2020-06-05 | Low
No | 058916 | Cabinets, Storage, Endoscope | DRY-1001 - Endodry | CM00517 | Medivators | Endoscopy - Outpatient | Akron | Akron City Campus | 95 Arch | Ground Floor | 2020-06-05 | Low
No | 061147 | Calibrators, Pressure | 721EX-1630 - Fluke 721Ex Calibrator | 4317001 | Fluke Industrial | Health Tech Mgmt | Akron | Akron City Campus | ACH Admin Building | Ground Floor | 2022-06-20 | Low
No | 063990 | Calibrators, Pressure | PTE-2 | 23983 | Heise (an Ashcroft Company) | Health Tech Mgmt | Akron | Akron City Campus | H Tower | Basement | 2023-04-20 07:03 | Low
No | 020170 | Calibrators, Radiopharmaceutical | 177 - Survey Meter | 94731 | Ludlum Corp. | Nuclear Medicine | Akron | Akron City Campus | Akron City Hospital | Ground Floor | 1999-10-21 | Low
No | 011896 | Calibrators, Radiopharmaceutical | 2200 - Scintillation Counter | PR202896 | Ludlum Corp. | Nuclear Medicine | Akron | Akron City Campus | Akron City Hospital | Ground Floor | 2003-07-31 | Low
No | 011903 | Calibrators, Radiopharmaceutical | 2200 - Scintillation Counter | 195282 | Ludlum Corp. | Nuclear Medicine | Akron | Akron City Campus | Akron City Hospital | Ground Floor | 2003-07-31 | Low
No | 011914 | Calibrators, Radiopharmaceutical | 2200 - Scintillation Counter | 108235 | Ludlum Corp. | Nuclear Medicine | Akron | Akron City Campus | Akron City Hospital | Ground Floor | 1999-10-21 | Low
No | 027700 | Calibrators, Radiopharmaceutical | 2200 - Scintillation Counter | XXXXXX | Ludlum Corp. | IMG Green MOB | Barberton | Green Campus | Green Medical Center | Ground Floor | 1999-10-01 | Low
No | 055693 | Calibrators, Radiopharmaceutical | 2200 - Scintillation Counter | 212989 | Ludlum Corp. | Nuclear Medicine - SB | Barberton | Barberton Campus | Summa Barberton Hospital | Ground Floor | 2019-04-22 | Low
No | 020171 | Calibrators, Radiopharmaceutical | CRC-15R - Dose Calibrator | 150039 | Capintec | Nuclear Medicine | Akron | Akron City Campus | Akron City Hospital | Ground Floor | 1999-10-22 | Low
No | 020172 | Calibrators, Radiopharmaceutical | CRC-15R - Dose Calibrator | 156170 | Capintec | Nuclear Medicine | Akron | Akron City Campus | Akron City Hospital | Ground Floor | 2005-11-07 | Low
No | 027706 | Calibrators, Radiopharmaceutical | CRC-15R - Dose Calibrator | 156116 | Capintec | IMG Green MOB | Barberton | Green Campus | Green Medical Center | Ground Floor | 2009-11-17 | Low
No | 039413 | Calibrators, Radiopharmaceutical | CRC-15R - Dose Calibrator | 156895 | Capintec | Nuclear Medicine - SB | Barberton | Barberton Campus | Summa Barberton Hospital | Ground Floor | 2009-04-01 | Low
No | CE5291 | Calibrators, Radiopharmaceutical | CRC-15R - Dose Calibrator | 157340 | Capintec | Nuclear Medicine - SB | Barberton | Barberton Campus | Summa Barberton Hospital | Ground Floor | 2009-04-01 | Low
No | 050032 | Calibrators, Sound Measuring Instrument | 407744 - Sound Level Calibrator 1Khz / 94Db | Z091028 | Extech Instruments | LAB Administration | Akron | Akron City Campus | ACH Admin Building | 3rd Floor | 2021-03-08 | Low
No | 064163 | Cameras, Photographic, Ophthalmic, Fundus | 266002-1168-950 - CLARUS 500 | CL500-50417 | Carl Zeiss Meditec | Ophthalmology | Akron | Akron City Campus | 75 Arch | 2nd Floor | 2023-07-02 09:44 | Low
No | 057488 | Cameras, Video, Intraoral | 5379-084 - Pro-Sys Intraoral Camera | 200202202 | Benco Dental | Center for Dental Health | Akron | Akron City Campus | 75 Arch | 3rd Floor | 2020-03-23 | Low
No | 057489 | Cameras, Video, Intraoral | 5379-084 - Pro-Sys Intraoral Camera | 211220275 | Benco Dental | Center for Dental Health | Akron | Akron City Campus | 75 Arch | 3rd Floor | 2020-03-23 | Low
No | 057490 | Cameras, Video, Intraoral | 5379-084 - Pro-Sys Intraoral Camera | 200202201 | Benco Dental | Center for Dental Health | Akron | Akron City Campus | 75 Arch | 3rd Floor | 2020-03-23 | Low
Yes | 058139 | CARDIAC SURGICAL DEVICE | SS4000 380677-17 - Surgeon'S Console, Is4000, P8E | 747817 | Intuitive Surgical | Operating Room | Akron | Akron City Campus | Akron City Hospital | 1st Floor | 2019-11-05 | High
Yes | 058140 | CARDIAC SURGICAL DEVICE | SS4000 380677-17 - Surgeon'S Console, Is4000, P8E | 751415 | Intuitive Surgical | Operating Room | Akron | Akron City Campus | Akron City Hospital | 1st Floor | 2019-11-05 | High
Yes | 058146 | CARDIAC SURGICAL DEVICE | SS4000 380677-17 - Surgeon'S Console, Is4000, P8E | 751637 | Intuitive Surgical | Operating Room | Akron | Akron City Campus | Akron City Hospital | 1st Floor | 2019-11-05 | High
Yes | 058147 | CARDIAC SURGICAL DEVICE | SS4000 380677-20 - Surgeon'S Console, Is4000, P9 | 762522 | Intuitive Surgical | Operating Room | Akron | Akron City Campus | Akron City Hospital | 1st Floor | 2019-11-05 | High
No | 029703 | Carts | 0027E-PA00001 - Ultrasound Cart | PA-49002598 | Mindray | Virtual Care Simulation Lab | Akron | Akron City Campus | Akron City Hospital | 1st Floor | 2015-02-18 | Low
No | 029720 | Carts | 0027E-PA00001 - Ultrasound Cart | PA-54002868 | Mindray | Emergency Department (ED) - Green | Barberton | Green Campus | Green Medical Center | Ground Floor | 2015-09-29 | Low
No | 039330 | Carts | 20180-000 - VIO Cart w/Footswitch Holder | VC020181 | Erbe | Endoscopy - SB | Barberton | Barberton Campus | Summa Barberton Hospital | 2nd Floor | 2021-03-24 | Low
No | 039333 | Carts | 20180-000 - VIO Cart w/Footswitch Holder | VC020191 | Erbe | Endoscopy - SB | Barberton | Barberton Campus | Summa Barberton Hospital | 2nd Floor | 2021-03-24 | Low
No | 058922 | Carts | 20180-000 - VIO Cart w/Footswitch Holder | VC018863 | Erbe | Endoscopy | Akron | Akron City Campus | Akron City Hospital | Ground Floor | 2020-06-09 | Low
No | 060540 | Carts | 20180-000 - VIO Cart w/Footswitch Holder | VC020358 | Erbe | Endoscopy | Akron | Akron City Campus | Akron City Hospital | Ground Floor | 2021-06-01 | Low
No | 022960 | Carts | 3000RE | 3000re111309a | PHS West | Endoscopy | Akron | Akron City Campus | Akron City Hospital | Ground Floor | 2009-11-24 | Low
No | 022961 | Carts | 3000RE | 3000RE111309B | PHS West | Endoscopy | Akron | Akron City Campus | Akron City Hospital | Ground Floor | 2009-11-24 | Low
No | 056134 | Carts | 4030000009 - Seca 403 Infant Scale Cart | 6002143001313 | Seca North America | H4 - Mother/Baby Unit | Akron | Akron City Campus | H Tower | 4th Floor | 2019-07-17 | Low
No | 057345 | Carts | 4030000009 - Seca 403 Infant Scale Cart | 6002143001283 | Seca North America | H4 - Mother/Baby Unit | Akron | Akron City Campus | H Tower | 4th Floor | 2019-07-17 | Low
No | 057346 | Carts | 4030000009 - Seca 403 Infant Scale Cart | 6002143001269 | Seca North America | H4 - Mother/Baby Unit | Akron | Akron City Campus | H Tower | 4th Floor | 2019-07-17 | Low
No | 057347 | Carts | 4030000009 - Seca 403 Infant Scale Cart | 6002143001268 | Seca North America | H4 - Mother/Baby Unit | Akron | Akron City Campus | H Tower | 4th Floor | 2019-07-17 | Low
No | 057348 | Carts | 4030000009 - Seca 403 Infant Scale Cart | 6002143001267 | Seca North America | H4 - Mother/Baby Unit | Akron | Akron City Campus | H Tower | 4th Floor | 2019-07-17 | Low
No | 057349 | Carts | 4030000009 - Seca 403 Infant Scale Cart | 6002143001270 | Seca North America | H4 - Mother/Baby Unit | Akron | Akron City Campus | H Tower | 4th Floor | 2019-07-17 | Low
No | 024892 | Carts | 5323918-7 - Cart, Ultrasound | C1005139 | GE Healthcare | SCI-Cardiac Cath Lab Svcs | Akron | Akron City Campus | Akron City Hospital | 1st Floor | 2010-07-07 | Low
No | 035144 | Carts | 9770116 - Medical Equipment Roll Stand | Unknown | Bard Access Systems | T2 - STN Intensive Care Unit (STN-ICU) | Akron | Akron City Campus | Critical Care Tower | 2nd Floor | 2015-01-26 | Low
No | 036994 | Carts | APC Trailer | B-1282 | Erbe | Endoscopy - SW | Barberton | Wadsworth Campus | Wadsworth-Rittman Medical Center | 1st Floor | 2006-10-20 | Low
No | 032466 | Carts | ASCB2 - Cart, Equipment W/1800Va Isotransformer | 61610202-0020-008 | Atricure | Operating Room | Akron | Akron City Campus | Akron City Hospital | 1st Floor | 2016-12-01 | Low
No | 028180 | Carts | EM-5402-010 | 001-000452 | Biosense Webster | SCI-Heart Rhythm Services | Akron | Akron City Campus | Akron City Hospital | 1st Floor | 2012-05-31 | Low
No | 034586 | Carts | EM-5402-010 | 001-056827 | Biosense Webster | SCI-Heart Rhythm Services | Akron | Akron City Campus | Akron City Hospital | 1st Floor | 2015-06-01 | Low
No | 029906 | Carts | H48722AM - Vivid Iq Generic Cart | S1805004 | GE Healthcare | SCI - Noninvasive Cardio Service | Akron | Akron City Campus | Akron City Hospital | Ground Floor | 2018-07-31 | Low
No | 029887 | Carts | H48892LW - Venue 50 Docking Cart | V1742058 | GE Healthcare | Operating Room | Akron | Akron City Campus | Akron City Hospital | 1st Floor | 2018-03-02 | Low
No | 029894 | Carts | H48952AE - Vivid Iq Deluxe Cart | S1745001 | GE Healthcare | SCI-Heart Rhythm Services | Akron | Akron City Campus | Akron City Hospital | 1st Floor | 2018-02-06 | Low
No | 058815 | Carts | H48952AE - Vivid Iq Deluxe Cart | S2025030 | GE Healthcare | SCI-Heart Rhythm Services | Akron | Akron City Campus | Akron City Hospital | 1st Floor | 2020-08-06 | Low
No | 053496 | Carts | Manoscan 360 Modular Cart | 6231 | Given Imaging (Medtronic) | Endoscopy - Outpatient | Akron | Akron City Campus | 95 Arch | Ground Floor | 2016-10-19 | Low
No | 034721 | Carts | Med Surg - Drug/Meds Carts | R90012601 | Intermetro Industries Corp | Breast Center | Akron | Akron City Campus | H Tower | Ground Floor | 2014-03-03 | Low
No | 034722 | Carts | Med Surg - Drug/Meds Carts | R90012602 | Intermetro Industries Corp | Breast Center | Akron | Akron City Campus | H Tower | Ground Floor | 2014-03-03 | Low
No | 034723 | Carts | Med Surg - Drug/Meds Carts | R90012603 | Intermetro Industries Corp | Breast Center | Akron | Akron City Campus | H Tower | Ground Floor | 2014-03-03 | Low
No | 056462 | Carts | P15800-28 - Edge Stand | 04KWMM | FUJIFILM / Sonosite | Rootstown Primary Care | Akron | Rootstown Campus | Rootstown Medical Center | Ground Floor | 2019-07-12 | Low
No | 029896 | Carts | P21432-04 - Sonosite SII Cart | 04CBJ2 | FUJIFILM / Sonosite | Anesthesia - SB | Barberton | Barberton Campus | Summa Barberton Hospital | 2nd Floor | 2018-03-14 | Low
No | 050168 | Carts | P21432-04 - Sonosite SII Cart | Q4L2ZL | FUJIFILM / Sonosite | Anesthesia | Akron | Akron City Campus | Akron City Hospital | 1st Floor | 2017-01-11 | Low
No | 029980 | Carts | P21432-06 - Sonosite SII Cart | 04JW5H | FUJIFILM / Sonosite | Anesthesia | Akron | Akron City Campus | Akron City Hospital | 1st Floor | 2019-01-10 | Low
No | 029983 | Carts | P21432-06 - Sonosite SII Cart | 04JW5N | FUJIFILM / Sonosite | Anesthesia | Akron | Akron City Campus | Akron City Hospital | 1st Floor | 2019-01-10 | Low
No | 056457 | Carts | P21432-06 - Sonosite SII Cart | Q52MQ3 | FUJIFILM / Sonosite | Anesthesia | Akron | Akron City Campus | Akron City Hospital | 1st Floor | 2019-05-14 | Low
No | 056460 | Carts | P21432-06 - Sonosite SII Cart | Q53968 | FUJIFILM / Sonosite | Emergency Department (ED) - ACH | Akron | Akron City Campus | Akron City Hospital | Ground Floor | 2019-07-12 | Low
No | 058534 | Carts | P21432-06 - Sonosite SII Cart | Q55X3G | FUJIFILM / Sonosite | Endoscopy - Outpatient | Akron | Akron City Campus | 95 Arch | Ground Floor | 2019-12-10 | Low
No | 058549 | Carts | P21432-06 - Sonosite SII Cart | Q56XC0 | FUJIFILM / Sonosite | Anesthesia - SW | Barberton | Wadsworth Campus | Wadsworth-Rittman Medical Center | 1st Floor | 2020-03-11 | Low
No | 059549 | Carts | P21432-55 - Sonosite SII Cart | Q5MDJW | FUJIFILM / Sonosite | Anesthesia | Akron | Akron City Campus | Akron City Hospital | 1st Floor | 2022-01-04 | Low
No | 061315 | Carts | P21432-55 - Sonosite SII Cart | Q5PC7F | FUJIFILM / Sonosite | Medina ASC | Barberton | Medina Campus | Medina Medical Center | 1st Floor | 2022-02-16 | Low
No | 061322 | Carts | P21432-55 - Sonosite SII Cart | Q5NJQ8 | FUJIFILM / Sonosite | Virtual Care Simulation Lab | Akron | Akron City Campus | Akron City Hospital | 1st Floor | 2022-04-06 | Low
No | 061319 | Carts | P25002-20 - PX Stand | 054BCL | FUJIFILM / Sonosite | Angiography | Akron | Akron City Campus | Akron City Hospital | 2nd Floor | 2022-03-22 | Low
No | 061920 | Carts | P25002-20 - PX Stand | 057LJ6 | FUJIFILM / Sonosite | Angiography - SB | Barberton | Barberton Campus | Summa Barberton Hospital | 2nd Floor | 2023-01-10 08:22 | Low
No | 062927 | Carts | P25002-20 - PX Stand | 05CDNB | FUJIFILM / Sonosite | Trauma Services | Akron | Akron City Campus | Akron City Hospital | Ground Floor | 2023-03-23 10:37 | Low
No | 062929 | Carts | P25002-20 - PX Stand | 05CDNC | FUJIFILM / Sonosite | Trauma Services | Akron | Akron City Campus | Akron City Hospital | Ground Floor | 2023-03-23 10:41 | Low
No | 006583 | Carts | WHITE - CART, VIDEO | OR17 | GE Healthcare / OEC | Operating Room | Akron | Akron City Campus | Akron City Hospital | 1st Floor | 1998-12-01 | Low
No | 037289 | Carts, Computer/Video Monitor | 0240-099-011 - Video Cart | 060927ad048 | Stryker | Operating Room - SW | Barberton | Wadsworth Campus | Wadsworth-Rittman Medical Center | 1st Floor | 2006-10-09 | Low
No | 037593 | Carts, Computer/Video Monitor | 0240-099-011 - Video Cart | 060927ad047 | Stryker | Operating Room - SW | Barberton | Wadsworth Campus | Wadsworth-Rittman Medical Center | 1st Floor | 2006-10-09 | Low
No | 037946 | Carts, Computer/Video Monitor | 0240-099-011 - Video Cart | 060803AD021 | Stryker | Operating Room - SB | Barberton | Barberton Campus | Summa Barberton Hospital | 2nd Floor | 2010-04-21 | Low
No | 070004 | Carts, Computer/Video Monitor | 0240-099-011 - Video Cart | 051117AD046 | Stryker | Operating Room - SW | Barberton | Wadsworth Campus | Wadsworth-Rittman Medical Center | 1st Floor | 2023-04-19 09:38 | Low
No | 070937 | Carts, Computer/Video Monitor | 0240-099-011 - Video Cart | 110221AM 012 | Stryker | Medina ASC | Barberton | Medina Campus | Medina Medical Center | 1st Floor | 2025-03-19 10:00 | Low
No | 028578 | Carts, Computer/Video Monitor | AV8500 - Visualization Cart | 06110885 | Conmed | Medina ASC | Barberton | Medina Campus | Medina Medical Center | 1st Floor | 2025-03-19 09:32 | Low
No | 031744 | Carts, Computer/Video Monitor | WM-NP2 - Video Cart | 21409693 | Olympus America | Operating Room | Akron | Akron City Campus | Akron City Hospital | 1st Floor | 2014-10-08 | Low
No | 031756 | Carts, Computer/Video Monitor | WM-NP2 - Video Cart | 21414585 | Olympus America | Operating Room | Akron | Akron City Campus | Akron City Hospital | 1st Floor | 2014-10-08 | Low
No | 031762 | Carts, Computer/Video Monitor | WM-NP2 - Video Cart | 21414588 | Olympus America | Operating Room | Akron | Akron City Campus | Akron City Hospital | 1st Floor | 2014-10-08 | Low
No | 031768 | Carts, Computer/Video Monitor | WM-NP2 - Video Cart | 21414586 | Olympus America | Operating Room | Akron | Akron City Campus | Akron City Hospital | 1st Floor | 2014-10-08 | Low
No | 031794 | Carts, Computer/Video Monitor | WM-NP2 - Video Cart | 21410654 | Olympus America | Colon/Rectal Surgeons | Akron | Akron City Campus | 95 Arch | 1st Floor | 2014-10-20 | Low
No | 031795 | Carts, Computer/Video Monitor | WM-NP2 - Video Cart | 21411206 | Olympus America | Endoscopy | Akron | Akron City Campus | Akron City Hospital | Ground Floor | 2014-10-20 | Low
No | 031811 | Carts, Computer/Video Monitor | WM-NP2 - Video Cart | 21411782 | Olympus America | Endoscopy - Outpatient | Akron | Akron City Campus | 95 Arch | Ground Floor | 2014-10-21 | Low
No | 031812 | Carts, Computer/Video Monitor | WM-NP2 - Video Cart | 21411365 | Olympus America | Endoscopy - Outpatient | Akron | Akron City Campus | 95 Arch | Ground Floor | 2014-10-21 | Low
No | 036750 | Carts, Computer/Video Monitor | WM-NP2 - Video Cart | 21969916 | Olympus America | Endoscopy - SB | Barberton | Barberton Campus | Summa Barberton Hospital | 2nd Floor | 2019-03-26 | Low
No | 036754 | Carts, Computer/Video Monitor | WM-NP2 - Video Cart | 21970061 | Olympus America | Endoscopy - SB | Barberton | Barberton Campus | Summa Barberton Hospital | 2nd Floor | 2019-03-26 | Low
No | 036758 | Carts, Computer/Video Monitor | WM-NP2 - Video Cart | 21970469 | Olympus America | Endoscopy - SB | Barberton | Barberton Campus | Summa Barberton Hospital | 2nd Floor | 2019-03-26 | Low
No | 060528 | Carts, Computer/Video Monitor | WM-NP2 - Video Cart | 22031156 | Olympus America | Endoscopy | Akron | Akron City Campus | Akron City Hospital | Ground Floor | 2021-05-14 | Low
No | 060531 | Carts, Computer/Video Monitor | WM-NP2 - Video Cart | 27030632 | Olympus America | Endoscopy | Akron | Akron City Campus | Akron City Hospital | Ground Floor | 2021-05-14 | Low
No | 070949 | Carts, Computer/Video Monitor | WM-NP2 - Video Cart | 21316908 | Olympus America | Medina ASC | Barberton | Medina Campus | Medina Medical Center | 1st Floor | 2025-03-19 11:21 | Low
No | 037920 | Carts, Storage/Transport | 2780-06 - Maxair Cart | 2689 | Bio-Medical Devices | DMT Equipment Distribution - SB | Barberton | Barberton Campus | Summa Barberton Hospital | 5th Floor | 2019-08-21 | Low
No | 053796 | Carts, Storage/Transport | 2780-06 - Maxair Cart | 2456 | Bio-Medical Devices | Employee Health Center | Akron | Akron City Campus | Akron City Hospital | Basement | 2019-11-25 | Low
No | 057941 | Carts, Storage/Transport | 2780-06 - Maxair Cart | 5376 | Bio-Medical Devices | DMT Equipment Distribution | Akron | Akron City Campus | Akron City Hospital | Basement | 2020-07-08 | Low
No | 057942 | Carts, Storage/Transport | 2780-06 - Maxair Cart | 5380 | Bio-Medical Devices | DMT Equipment Distribution | Akron | Akron City Campus | Akron City Hospital | Basement | 2020-07-08 | Low
No | 058338 | Carts, Storage/Transport | 2780-06 - Maxair Cart | 5024 | Bio-Medical Devices | Employee Health Center | Akron | Akron City Campus | Akron City Hospital | Basement | 2019-11-25 | Low
No | 058679 | Carts, Storage/Transport | 2780-06 - Maxair Cart | 2457 | Bio-Medical Devices | Employee Health Center | Akron | Akron City Campus | Akron City Hospital | Basement | 2019-11-25 | Low
No | 059192 | Carts, Storage/Transport | 2780-06 - Maxair Cart | 6221 | Bio-Medical Devices | DMT Equipment Distribution | Akron | Akron City Campus | Akron City Hospital | Basement | 2020-10-27 | Low
No | 060301 | Carts, Storage/Transport | 2780-06 - Maxair Cart | 6853 | Bio-Medical Devices | DMT Equipment Distribution | Akron | Akron City Campus | Akron City Hospital | Basement | 2020-10-27 | Low
No | 060302 | Carts, Storage/Transport | 2780-06 - Maxair Cart | 6852 | Bio-Medical Devices | DMT Equipment Distribution | Akron | Akron City Campus | Akron City Hospital | Basement | 2020-10-27 | Low
No | 060303 | Carts, Storage/Transport | 2780-06 - Maxair Cart | 6854 | Bio-Medical Devices | DMT Equipment Distribution | Akron | Akron City Campus | Akron City Hospital | Basement | 2020-10-27 | Low
No | 060304 | Carts, Storage/Transport | 2780-06 - Maxair Cart | 6851 | Bio-Medical Devices | DMT Equipment Distribution | Akron | Akron City Campus | Akron City Hospital | Basement | 2020-10-27 | Low
No | 014470 | Carts, Video System | 0240-097-000 | 04030054C97 | Stryker | Virtual Care Simulation Lab | Akron | Akron City Campus | Akron City Hospital | 1st Floor | 2004-05-19 | Low
No | 015681 | Carts, Video System | 0240-097-000 | 04040174C97 | Stryker | Operating Room | Akron | Akron City Campus | Akron City Hospital | 1st Floor | 2004-07-28 | Low
No | 021447 | Carts, Video System | 0240-099-020 - 0240-099-020 Video Cart | 070123AG006 | Stryker | Operating Room | Akron | Akron City Campus | Akron City Hospital | 1st Floor | 2007-03-05 | Low
No | 021482 | Carts, Video System | 0240-099-020 - 0240-099-020 Video Cart | 070123AG011 | Stryker | Operating Room | Akron | Akron City Campus | Akron City Hospital | 1st Floor | 2007-03-05 | Low
No | 039756 | Carts, Video System | 372617-13 - Da Vinci Cart | VBM2040828 | Intuitive Surgical | Operating Room - SB | Barberton | Barberton Campus | Summa Barberton Hospital | 2nd Floor | 2021-01-08 | Low
No | 029849 | Carts, Video System | 85000-00 - Smartcart Ultra | 02805C308D | Mindray / Zonare | Maternal Fetal Medicine | Akron | Akron City Campus | 75 Arch | 1st Floor | 2008-12-23 | Low
No | 070717 | Carts, Video System | AR-3260-0001 - Synergy Video Cart | 0000898 | Arthrex | Operating Room - SW | Barberton | Wadsworth Campus | Wadsworth-Rittman Medical Center | 1st Floor | 2025-01-16 14:41 | Low
No | 070718 | Carts, Video System | AR-3260-0001 - Synergy Video Cart | 0000879 | Arthrex | Operating Room - SW | Barberton | Wadsworth Campus | Wadsworth-Rittman Medical Center | 1st Floor | 2025-01-16 14:41 | Low
No | 070719 | Carts, Video System | AR-3260-0001 - Synergy Video Cart | 000894 | Arthrex | Operating Room - SW | Barberton | Wadsworth Campus | Wadsworth-Rittman Medical Center | 1st Floor | 2025-01-16 14:41 | Low
No | 064245 | Carts, Video System | KU.2763.903 - Pro-Cart 35E | 001-363014 | ITD GmbH | Operating Room | Akron | Akron City Campus | Akron City Hospital | 1st Floor | 2024-09-24 12:51 | Low
No | 036989 | Carts, Video System | MAJ-174 | 2706621 | Olympus America | Endoscopy - SW | Barberton | Wadsworth Campus | Wadsworth-Rittman Medical Center | 1st Floor | 2016-09-01 | Low
No | 031699 | Carts, Video System | QCT-0001-30 - Flat Panel Cart | Unknown | Global Technologies | Endoscopy - Outpatient | Akron | Akron City Campus | 95 Arch | Ground Floor | 2014-02-17 | Low
No | 031700 | Carts, Video System | QCT-0001-30 - Flat Panel Cart | Unknown | Global Technologies | Endoscopy - Outpatient | Akron | Akron City Campus | 95 Arch | Ground Floor | 2014-02-17 | Low
No | 024856 | Carts, Video System | VS3000 371683-06 - Cart, Robot, Video | VB0946255 | Intuitive Surgical | Operating Room - SB | Barberton | Barberton Campus | Summa Barberton Hospital | 2nd Floor | 2010-01-11 | Low
No | 035415 | Carts, Video System | VS4000 381121-19 - Cart, Robot, Video | SK0758 | Intuitive Surgical | Operating Room | Akron | Akron City Campus | Akron City Hospital | 1st Floor | 2016-04-04 | Low
No | 058134 | Carts, Video System | VS4000 381121-36 - Vss Vision System, Is4000 P8E, 4Th Ed | 753636 | Intuitive Surgical | Operating Room | Akron | Akron City Campus | Akron City Hospital | 1st Floor | 2019-11-05 | Low
No | 058141 | Carts, Video System | VS4000 381121-37 - Vss Vision System, Is4000, P9 | 763163 | Intuitive Surgical | Operating Room | Akron | Akron City Campus | Akron City Hospital | 1st Floor | 2019-11-05 | Low
No | 018866 | Carts, Video System | WM-D60 | 13153 | Olympus America | Endoscopy - Outpatient | Akron | Akron City Campus | 95 Arch | Ground Floor | 2003-06-25 | Low
No | 018867 | Carts, Video System | WM-D60 | 05181 | Olympus America | Endoscopy - Outpatient | Akron | Akron City Campus | 95 Arch | Ground Floor | 2003-06-25 | Low
No | 039708 | Carts, Video System | WM-DP3 | 22212404 | Olympus America | Endoscopy - SB | Barberton | Barberton Campus | Summa Barberton Hospital | 2nd Floor | 2022-05-26 | Low
No | 037439 | Carts, Video System | WM-WP1 | 21010135 | Olympus America | Endoscopy - SW | Barberton | Wadsworth Campus | Wadsworth-Rittman Medical Center | 1st Floor | 2010-08-24 | Low
No | 060277 | Carts, w/ RPT | 700-60401 - Ekosonic Es Cu4.0 Cart | 092220 | Boston Scientific | SCI-Cardiac Cath Lab Svcs | Akron | Akron City Campus | Akron City Hospital | 1st Floor | 2021-04-15 | Low
No | 059094 | Carts, w/ RPT | KD.8641.800 - Cart w/ Isolation Transformer / RPT | 001-224696 | ITD GmbH | SCI-Heart Rhythm Services | Akron | Akron City Campus | Akron City Hospital | 1st Floor | 2020-09-16 | Low
No | 059099 | Carts, w/ RPT | KD.8641.800 - Cart w/ Isolation Transformer / RPT | 001-224665 | ITD GmbH | SCI-Heart Rhythm Services | Akron | Akron City Campus | Akron City Hospital | 1st Floor | 2020-09-16 | Low
No | 064083 | Carts, w/ RPT | M004RAWRKCART0 - Rhythmia Workstation Cart | LOT#24A29A | Boston Scientific | SCI-Heart Rhythm Services | Akron | Akron City Campus | Akron City Hospital | 1st Floor | 2024-08-28 08:12 | Low
No | 060357 | Cast Cutter Vacuums | 0295-400 | 39981 | American Orthopedics | Orthopedics - Rootstown | Akron | Rootstown Campus | Rootstown Medical Center | Ground Floor | 2023-04-14 06:42 | Low
No | 001512 | Cast Cutter Vacuums | 4401-00 - Dust Evacuator | 0942 | Depuy Synthes | Operating Room | Akron | Akron City Campus | Akron City Hospital | 1st Floor | 1989-11-10 | Low
No | 027977 | Cast Cutter Vacuums | 986 - Cast Cutter Vacuum | 924700089 | Stryker | Orthopedics - Green | Barberton | Green Campus | 1790 Graybill Road | 1st Floor | 2024-01-22 14:39 | Low
No | 070224 | Centrifugal Blood Cell Processors, Platelet Sep. | ABS-10060 - Angel | GB1749 | Arthrex | Orthopedics - White Pond | Barberton | White Pond Campus | White Pond Medical Center | 3rd Floor | 2024-02-27 07:47 | Low
No | 025420 | Centrifuges, Tabletop, High-Speed | 05-090-100 - Mini-Fuge | 61213344 | Fisher Scientific | Translational Research | Akron | Akron City Campus | ACH Medical Annex | 2nd Floor | 2024-01-02 07:30 | Low
No | 063412 | Centrifuges, Tabletop, High-Speed | 05-090-100 - Mini-Fuge | 90713371 | Fisher Scientific | SH Clinical Rsrch Ctr-Oncology | Akron | Akron City Campus | 75 Arch | 1st Floor | 2023-09-22 07:05 | Low
No | 063594 | Centrifuges, Tabletop, High-Speed | 201324 - Micro 7 | L0027732 | Fisher Scientific | Translational Research | Akron | Akron City Campus | ACH Medical Annex | 2nd Floor | 2024-01-02 07:31 | Low
No | 063585 | Centrifuges, Tabletop, High-Speed | 75004221 - Sorvall Legend X1 | 41121286 | Thermo Fisher Scientific | SH Clinical Rsrch Ctr-Oncology | Akron | Akron City Campus | 75 Arch | 1st Floor | 2023-11-09 12:22 | Low
No | 057339 | Centrifuges, Tabletop, High-Speed | 75772436 - Sorvall Legend Micro 21 | 42450751 | Thermo Fisher Scientific | LAB Special Proced Tox | Akron | Akron City Campus | ACH Admin Building | 2nd Floor | 2019-06-13 | Low
No | 063593 | Centrifuges, Tabletop, High-Speed | A46474 - Microfuge 16 | MBA08B084 | Beckman Coulter | Translational Research | Akron | Akron City Campus | ACH Medical Annex | 2nd Floor | 2024-01-02 07:30 | Low
No | 039640 | Centrifuges, Tabletop, High-Speed | AccuSpin Micro17 - Fisherbrand Accuspin Micro 17 Microcentrifuge | 42915707 | Thermo Fisher Scientific | LAB General - SW | Barberton | Wadsworth Campus | Wadsworth-Rittman Medical Center | 1st Floor | 2021-12-27 | Low
No | 063592 | Centrifuges, Tabletop, High-Speed | C1301 | 02080573 | ISC BioExpress | Translational Research | Akron | Akron City Campus | ACH Medical Annex | 2nd Floor | 2024-01-02 07:30 | Low
No | 057343 | Centrifuges, Tabletop, High-Speed | C19417 - Avanti J-15 | JBV19F11 | Beckman Coulter | LAB Special Proced Tox | Akron | Akron City Campus | ACH Admin Building | 2nd Floor | 2019-06-27 | Low
No | 043916 | Centrifuges, Tabletop, High-Speed | CF02 - Statspin Cytofuge 2 | 2201M80105323 | Beckman Coulter | LAB Cytology - SB | Barberton | Barberton Campus | Summa Barberton Hospital | 3rd Floor | 2022-01-27 | Low
No | 031479 | Centrifuges, Tabletop, High-Speed | M502-22 - Express 3 Iris | 114M50204545 | Statspin Inc. | LAB Critical Care | Akron | Akron City Campus | Akron City Hospital | Ground Floor | 2012-08-08 | Low
No | 033144 | Centrifuges, Tabletop, High-Speed | M502-22 - Express 3 Iris | 1410M50206481 | Statspin Inc. | LAB Green | Barberton | Green Campus | Green Medical Center | Ground Floor | 2014-12-11 | Low
No | 036847 | Centrifuges, Tabletop, High-Speed | M502-22 - Express 3 Iris | 802M50202674 | Statspin Inc. | LAB Critical Care - SB | Barberton | Barberton Campus | Summa Barberton Hospital | 6th Floor | 2010-02-26 | Low
No | 059886 | Centrifuges, Tabletop, High-Speed | VS-13000 - Vs-13000 Variable-Speed Microcentrifuges | BT 1909031 | Cole-Palmer Instrument | LAB Blood Bank | Akron | Akron City Campus | H Tower | Ground Floor | 2021-02-04 | Low
No | 059887 | Centrifuges, Tabletop, High-Speed | VS-13000 - Vs-13000 Variable-Speed Microcentrifuges | BT 1909021 | Cole-Palmer Instrument | LAB Blood Bank | Akron | Akron City Campus | H Tower | Ground Floor | 2021-02-04 | Low
No | 039586 | Centrifuges, Tabletop, Low-Speed | 00-018-018-001 - 642E | 210113GC485 | Drucker Diagnostics | Center for Corp Health - NEOMED | Akron | Rootstown Campus | Rootstown Medical Center | Ground Floor | 2021-11-09 | Low
No | 039591 | Centrifuges, Tabletop, Low-Speed | 00-018-018-001 - 642E | 211013HA470 | Drucker Diagnostics | LAB Specimen Procurement | Akron | Akron City Campus | ACH Admin Building | 2nd Floor | 2021-11-09 | Low
No | 039603 | Centrifuges, Tabletop, Low-Speed | 00-018-018-001 - 642E | 211013HA488 | Drucker Diagnostics | LAB Specimen Procurement | Akron | Akron City Campus | Akron City Hospital | 2nd Floor | 2021-11-09 | Low
No | 043861 | Centrifuges, Tabletop, Low-Speed | 00-018-018-001 - 642E | 211013HA448 | Drucker Diagnostics | Center for Corp Health - SB | Barberton | Barberton Campus | Tuscora Park Pavilion | 1st Floor | 2021-11-10 | Low
No | 043873 | Centrifuges, Tabletop, Low-Speed | 00-018-018-001 - 642E | 211013HA478 | Drucker Diagnostics | LAB Specimen Procurement | Akron | Akron City Campus | ACH Admin Building | 2nd Floor | 2021-11-10 | Low
No | 043885 | Centrifuges, Tabletop, Low-Speed | 00-018-018-001 - 642E | 211013HA491 | Drucker Diagnostics | Center for Corporate Health | Akron | Cuyahoga Falls Campus | Cuyahoga Falls Medical Center | Ground Floor | 2021-11-10 | Low
No | 043888 | Centrifuges, Tabletop, Low-Speed | 00-018-018-001 - 642E | 211013HA494 | Drucker Diagnostics | LAB Specimen Procurement | Akron | Akron City Campus | Akron City Hospital | 2nd Floor | 2021-11-10 | Low
No | 038496 | Centrifuges, Tabletop, Low-Speed | 00-024-009-002 - Horizon 642Ves | 610608-9 | Drucker Diagnostics | LAB General - SW | Barberton | Wadsworth Campus | Wadsworth-Rittman Medical Center | 1st Floor | 2008-06-19 | Low
No | 053767 | Centrifuges, Tabletop, Low-Speed | 00-024-009-002 - Horizon 642Ves | 190300AA012 | Drucker Diagnostics | LAB Critical Care | Akron | Akron City Campus | Akron City Hospital | Ground Floor | 2019-03-26 | Low
No | 053768 | Centrifuges, Tabletop, Low-Speed | 00-183-009-000 - Dash Flex 12 | 190300AA011 | Drucker Diagnostics | LAB Critical Care | Akron | Akron City Campus | Akron City Hospital | Ground Floor | 2019-03-26 | Low
No | 060574 | Centrifuges, Tabletop, Low-Speed | 00-183-009-000 - Dash Flex 12 | 210905AA834 | Drucker Diagnostics | LAB Green | Barberton | Green Campus | Green Medical Center | Ground Floor | 2021-09-28 | Low
No | 060575 | Centrifuges, Tabletop, Low-Speed | 00-183-009-000 - Dash Flex 12 | 210905AS833 | Drucker Diagnostics | LAB Green | Barberton | Green Campus | Green Medical Center | Ground Floor | 2021-09-28 | Low
No | 065025 | Centrifuges, Tabletop, Low-Speed | 00-183-009-000 - Dash Flex 12 | 250113LN530 | Drucker Diagnostics | LAB Specimen Procurement | Akron | Akron City Campus | Akron City Hospital | 2nd Floor | 2025-02-20 11:12 | Low
No | 039215 | Centrifuges, Tabletop, Low-Speed | 00-384-009-000 - Horizon 24 Flex | 201106AA614 | Drucker Diagnostics | LAB Specimen Procurement - SB | Barberton | Barberton Campus | Summa Barberton Hospital | 6th Floor | 2020-12-10 | Low
No | 039138 | Centrifuges, Tabletop, Low-Speed | 00-483-104-000 - Sero 12 | 210214AA285 | Drucker Diagnostics | LAB General - SW | Barberton | Wadsworth Campus | Wadsworth-Rittman Medical Center | 1st Floor | 2021-02-19 | Low
No | 039141 | Centrifuges, Tabletop, Low-Speed | 00-676-018-000 - Dash Coag | 210279AA076 | Drucker Diagnostics | LAB General - SW | Barberton | Wadsworth Campus | Wadsworth-Rittman Medical Center | 1st Floor | 2021-02-19 | Low
No | 011510 | Centrifuges, Tabletop, Low-Speed | 100-100 - Hemastat Ii, Centrifuge | 0700HS03034 | Separation Technologies | LAB Critical Care | Akron | Akron City Campus | Akron City Hospital | Ground Floor | 2001-01-25 | Low
No | 036855 | Centrifuges, Tabletop, Low-Speed | 100-600 - Plasmaprep-12 Centrifuge | 1215PP12006 | Separation Technologies | LAB Critical Care - SB | Barberton | Barberton Campus | Summa Barberton Hospital | 6th Floor | 2016-03-15 | Low
No | 034137 | Centrifuges, Tabletop, Low-Speed | 2300-01 - EBA270 | 214 | Andreas Hettich | LAB Critical Care | Akron | Akron City Campus | Akron City Hospital | Ground Floor | 2014-03-04 | Low
No | 038283 | Centrifuges, Tabletop, Low-Speed | 2300-01 - EBA270 | 0000165 | Andreas Hettich | LAB General - SW | Barberton | Wadsworth Campus | Wadsworth-Rittman Medical Center | 1st Floor | 2011-09-21 | Low
No | 038493 | Centrifuges, Tabletop, Low-Speed | 2300-01 - EBA270 | 0000234 | Andreas Hettich | LAB General - SW | Barberton | Wadsworth Campus | Wadsworth-Rittman Medical Center | 1st Floor | 2013-02-12 | Low
No | 038494 | Centrifuges, Tabletop, Low-Speed | 2300-01 - EBA270 | 0000227 | Andreas Hettich | LAB General - SW | Barberton | Wadsworth Campus | Wadsworth-Rittman Medical Center | 1st Floor | 2013-02-12 | Low
No | 009303 | Centrifuges, Tabletop, Low-Speed | 3531 - Centrifuge | 185562 | Abbott Laboratories | LAB Critical Care | Akron | Akron City Campus | Akron City Hospital | Ground Floor | 1998-02-01 | Low
No | 033951 | Centrifuges, Tabletop, Low-Speed | 5100 - Ortho Workstation Centrifuge/Warmer | 510010484 | Ortho Clinical Diagnostics | LAB Medina | Barberton | Medina Campus | Medina Medical Center | 1st Floor | 2021-04-05 | Low
No | 038628 | Centrifuges, Tabletop, Low-Speed | 5100 - Ortho Workstation Centrifuge/Warmer | 51001547 | Ortho Clinical Diagnostics | LAB Blood Bank - SB | Barberton | Barberton Campus | Summa Barberton Hospital | 6th Floor | 2016-06-24 | Low
No | 038629 | Centrifuges, Tabletop, Low-Speed | 5100 - Ortho Workstation Centrifuge/Warmer | 51001549 | Ortho Clinical Diagnostics | LAB Blood Bank - SB | Barberton | Barberton Campus | Summa Barberton Hospital | 6th Floor | 2016-06-24 | Low
No | 059168 | Centrifuges, Tabletop, Low-Speed | 5100 - Ortho Workstation Centrifuge/Warmer | 510010209 | Ortho Clinical Diagnostics | LAB Blood Bank | Akron | Akron City Campus | H Tower | Ground Floor | 2020-08-04 | Low
No | 059172 | Centrifuges, Tabletop, Low-Speed | 5100 - Ortho Workstation Centrifuge/Warmer | 510010210 | Ortho Clinical Diagnostics | LAB Green | Barberton | Green Campus | Green Medical Center | Ground Floor | 2020-08-20 | Low
No | 059173 | Centrifuges, Tabletop, Low-Speed | 5100 - Ortho Workstation Centrifuge/Warmer | 510010221 | Ortho Clinical Diagnostics | LAB General - SW | Barberton | Wadsworth Campus | Wadsworth-Rittman Medical Center | 1st Floor | 2020-08-20 | Low
No | 060569 | Centrifuges, Tabletop, Low-Speed | 5100 - Ortho Workstation Centrifuge/Warmer | 510010590 | Ortho Clinical Diagnostics | LAB Blood Bank | Akron | Akron City Campus | H Tower | Ground Floor | 2021-09-21 | Low
No | 060570 | Centrifuges, Tabletop, Low-Speed | 5100 - Ortho Workstation Centrifuge/Warmer | 510010588 | Ortho Clinical Diagnostics | LAB Blood Bank | Akron | Akron City Campus | H Tower | Ground Floor | 2021-09-21 | Low
No | 060571 | Centrifuges, Tabletop, Low-Speed | 5100 - Ortho Workstation Centrifuge/Warmer | 510010589 | Ortho Clinical Diagnostics | LAB Blood Bank | Akron | Akron City Campus | H Tower | Ground Floor | 2021-09-21 | Low
No | 014115 | Centrifuges, Tabletop, Low-Speed | 5150-60 - Centrifuge | 01-10-2910 | Micro Typing Systems | LAB Blood Bank | Akron | Akron City Campus | H Tower | Ground Floor | 2002-04-01 | Low
No | 036853 | Centrifuges, Tabletop, Low-Speed | 6500 - Centrifuge | 08795 | Hamilton | LAB Critical Care - SB | Barberton | Barberton Campus | Summa Barberton Hospital | 6th Floor | 2015-09-25 | Low
No | 028852 | Centrifuges, Tabletop, Low-Speed | 75004231 - Heraeus Megafuge 16 | 41260988 | Thermo Fisher Scientific | LAB Critical Care | Akron | Akron City Campus | Akron City Hospital | Ground Floor | 2011-11-30 | Low
No | 031441 | Centrifuges, Tabletop, Low-Speed | 75004231 - Heraeus Megafuge 16 | 41350812 | Thermo Fisher Scientific | LAB Green | Barberton | Green Campus | Green Medical Center | Ground Floor | 2012-06-25 | Low
No | 027292 | Centrifuges, Tabletop, Low-Speed | 75004251 - Heraeus Multifuge X1R | 410309805 | Thermo Fisher Scientific | SH Clinical Rsrch Ctr-Oncology |  |  |  |  | 2010-04-12 | Low
No | 036850 | Centrifuges, Tabletop, Low-Speed | 75008821 - Accuspin 8C | 42067824 | Fisher Scientific | LAB Critical Care - SB | Barberton | Barberton Campus | Summa Barberton Hospital | 6th Floor | 2017-05-03 | Low
No | 037311 | Centrifuges, Tabletop, Low-Speed | 755VES CellFactorTec - Centrifuge | 600605-30 | Biomet | Operating Room - SW | Barberton | Wadsworth Campus | Wadsworth-Rittman Medical Center | 1st Floor | 2011-03-24 | Low
No | 031443 | Centrifuges, Tabletop, Low-Speed | A78300002 - Cytospin 4, Centrifuge | CY82011204 | Thermo Fisher Scientific | LAB Critical Care | Akron | Akron City Campus | Akron City Hospital | Ground Floor | 2012-06-25 | Low
No | 058311 | Centrifuges, Tabletop, Low-Speed | A78300002 - Cytospin 4, Centrifuge | CY04550207 | Thermo Fisher Scientific | LAB Microbiology | Akron | Akron City Campus | ACH Admin Building | 2nd Floor | 2010-02-26 | Low
No | 023378 | Centrifuges, Tabletop, Low-Speed | Allegra X-22 | AKB07H014 | Beckman Coulter | LAB Critical Care | Akron | Akron City Campus | Akron City Hospital | Ground Floor | 2008-03-05 | Low
No | 023380 | Centrifuges, Tabletop, Low-Speed | Allegra X-22 | AKB07H016 | Beckman Coulter | LAB Cytology - SB | Barberton | Barberton Campus | Summa Barberton Hospital | 3rd Floor | 2008-03-05 | Low
No | 028210 | Centrifuges, Tabletop, Low-Speed | Allegra X-22 | ALB10L022 | Beckman Coulter | LAB Critical Care | Akron | Akron City Campus | Akron City Hospital | Ground Floor | 2011-01-05 | Low
No | 031883 | Centrifuges, Tabletop, Low-Speed | Allegra X-30 - Allegra X-30 | ALT15B005 | Beckman Coulter | IMMUNOLOGY/SEROLOGY | Akron | Akron City Campus | Akron City Hospital | 2nd Floor | 2015-08-05 | Low
No | 031500 | Centrifuges, Tabletop, Low-Speed | C5 | 1002199 | LW Scientific | Oncology | Akron | Akron City Campus | Cooper Cancer Center | 1st Floor | 2012-10-18 | Low
No | 036849 | Centrifuges, Tabletop, Low-Speed | Clinifuge | 284076 | Heraeus | LAB Critical Care - SB | Barberton | Barberton Campus | Summa Barberton Hospital | 6th Floor | 2010-02-24 | Low
No | 004568 | Centrifuges, Tabletop, Low-Speed | CYTOSPIN 3 - Centrifuge | MA4435 033U | Thermo Fisher Scientific | IMMUNOLOGY/SEROLOGY | Akron | Akron City Campus | Akron City Hospital | 2nd Floor | 1994-05-15 | Low
No | 036848 | Centrifuges, Tabletop, Low-Speed | Cytospin 4 - Centrifuge | CY7092 | Thermo Fisher Scientific | LAB Critical Care - SB | Barberton | Barberton Campus | Summa Barberton Hospital | 6th Floor | 2013-04-22 | Low
No | 053290 | Centrifuges, Tabletop, Low-Speed | Cytospin 4 - Centrifuge | CY203591702 | Thermo Fisher Scientific | LAB Microbiology | Akron | Akron City Campus | ACH Admin Building | 2nd Floor | 2017-04-10 | Low
No | 028627 | Centrifuges, Tabletop, Low-Speed | EBA 20S - Centrifuge | 0000808 | Helmer Scientific | LAB Medina | Barberton | Medina Campus | Medina Medical Center | 1st Floor | 2010-11-03 | Low
No | 053365 | Centrifuges, Tabletop, Low-Speed | EBA 20S - Centrifuge | 0006049-01-00 | Helmer Scientific | LAB Blood Bank | Akron | Akron City Campus | H Tower | Ground Floor | 2018-08-23 | Low
No | 036851 | Centrifuges, Tabletop, Low-Speed | EBA270 - Centrifuge Zentrifugen | 0000162 | Hettich/Zentrifugen | LAB Critical Care - SB | Barberton | Barberton Campus | Summa Barberton Hospital | 6th Floor | 2012-11-20 | Low
No | 036852 | Centrifuges, Tabletop, Low-Speed | EBA270 - Centrifuge Zentrifugen | 0000141 | Hettich/Zentrifugen | LAB Critical Care - SB | Barberton | Barberton Campus | Summa Barberton Hospital | 6th Floor | 2012-11-20 | Low
No | 039059 | Centrifuges, Tabletop, Low-Speed | EBA270 - Centrifuge Zentrifugen | 000461-02 | Hettich/Zentrifugen | LAB General - SW | Barberton | Wadsworth Campus | Wadsworth-Rittman Medical Center | 1st Floor | 2020-12-16 | Low
No | 039229 | Centrifuges, Tabletop, Low-Speed | EBA270 - Centrifuge Zentrifugen | 0001462-02 | Hettich/Zentrifugen | LAB Critical Care - SB | Barberton | Barberton Campus | Summa Barberton Hospital | 6th Floor | 2020-10-20 | Low
No | 038069 | Centrifuges, Tabletop, Low-Speed | Immufuge II | 10083 | Dade Behring | LAB Blood Bank - SB | Barberton | Barberton Campus | Summa Barberton Hospital | 6th Floor | 2010-07-01 | Low
No | 038630 | Centrifuges, Tabletop, Low-Speed | Immufuge II | 10086 | Dade Behring | LAB Blood Bank - SB | Barberton | Barberton Campus | Summa Barberton Hospital | 6th Floor | 2010-07-27 | Low
No | 010624 | Centrifuges, Tabletop, Low-Speed | Labofuge 400 | 40053617 | Heraeus | Infectious Disease Research | Akron | Akron City Campus | 75 Arch | 1st Floor | 2023-09-01 10:40 | Low
No | 039242 | Centrifuges, Tabletop, Low-Speed | OCT-VI - Centrifuge Octafuge | 033743 | Block Scientific | Center for Corp Health - NEOMED | Akron | Rootstown Campus | Rootstown Medical Center | Ground Floor | 2014-04-17 | Low
No | 060541 | Centrifuges, Tabletop, Low-Speed | Rolofix 32A - Centrifuge | 0010984 | Hettich/Zentrifugen | LAB Blood Bank | Akron | Akron City Campus | H Tower | Ground Floor | 2021-06-01 | Low
No | 039368 | Centrifuges, Tabletop, Low-Speed | SERO-FUGE 2 - Centrifuge | 4540002 | Clay Adams | LAB Blood Bank - SB | Barberton | Barberton Campus | Summa Barberton Hospital | 6th Floor | 2010-04-06 | Low
No | 039730 | Centrifuges, Tabletop, Low-Speed | SERO-FUGE 2 - Centrifuge | 4540004 | Clay Adams | LAB Blood Bank - SB | Barberton | Barberton Campus | Summa Barberton Hospital | 6th Floor | 2010-04-06 | Low
No | 036856 | Centrifuges, Tabletop, Low-Speed | STAT-60 - Tabletop Centrifuge | 1001AL01019 | Allegiance Healthcare | LAB Critical Care - SB | Barberton | Barberton Campus | Summa Barberton Hospital | 6th Floor | 2002-01-04 | Low
No | 026035 | Centrifuges, Tabletop, Low-Speed, Cell Washing | 550103-1 - UltraCW | 0002140 | Helmer Scientific | LAB Blood Bank | Akron | Akron City Campus | H Tower | Ground Floor | 2009-09-28 | Low
No | 028624 | Centrifuges, Tabletop, Low-Speed, Cell Washing | 550103-1 - UltraCW | 000244 | Helmer Scientific | LAB Medina | Barberton | Medina Campus | Medina Medical Center | 1st Floor | 2010-11-03 | Low
No | 030530 | Centrifuges, Tabletop, Low-Speed, Cell Washing | 550103-1 - UltraCW | 0002847 | Helmer Scientific | LAB Blood Bank | Akron | Akron City Campus | H Tower | Ground Floor | 2012-01-23 | Low
No | 031453 | Centrifuges, Tabletop, Low-Speed, Cell Washing | 550103-1 - UltraCW | 0002989 | Helmer Scientific | LAB Green | Barberton | Green Campus | Green Medical Center | Ground Floor | 2012-07-02 | Low
No | 039405 | Centrifuges, Tabletop, Low-Speed, Cell Washing | 550164-1 - Ultracw Ii | 0001481 | Helmer Scientific | LAB Blood Bank - SB | Barberton | Barberton Campus | Summa Barberton Hospital | 6th Floor | 2021-05-28 | Low
No | 039406 | Centrifuges, Tabletop, Low-Speed, Cell Washing | 550164-1 - Ultracw Ii | 0001485 | Helmer Scientific | LAB Blood Bank - SB | Barberton | Barberton Campus | Summa Barberton Hospital | 6th Floor | 2021-06-02 | Low
No | 053366 | Centrifuges, Tabletop, Low-Speed, Cell Washing | 75007400 - CW3 | 382922 | Thermo Fisher Scientific | LAB Blood Bank | Akron | Akron City Campus | H Tower | Ground Floor | 2018-08-29 | Low
No | 033162 | Centrifuges, Tabletop, Low-Speed, Refrigerated | 75230102 - Centrifuge, Refrigerated | 41747271 | Thermo Fisher Scientific | Infectious Disease Research | Akron | Akron City Campus | 75 Arch | 1st Floor | 2015-03-13 | Low
No | 002973 | Centrifuges, Tabletop, Low-Speed, Refrigerated | Allegra 6KR - Allegra 6Kr | ALK99M32 | Beckman Coulter | LAB Special Proced Tox | Akron | Akron City Campus | ACH Admin Building | 3rd Floor | 2000-01-13 | Low
No | 028212 | Centrifuges, Tabletop, Low-Speed, Refrigerated | Allegra X-15R - Centrifuge | ALP10L16 | Beckman Coulter | LAB Microbiology | Akron | Akron City Campus | ACH Admin Building | 2nd Floor | 2011-01-11 | Low
No | 031440 | Centrifuges, Tabletop, Low-Speed, Refrigerated | Allegra X-30R - Allegra X-30R | ALZ11L026 | Beckman Coulter | IMMUNOLOGY/SEROLOGY | Akron | Akron City Campus | Akron City Hospital | 2nd Floor | 2012-06-25 | Low
No | 031541 | Centrifuges, Tabletop, Low-Speed, Refrigerated | Allegra X-30R - Allegra X-30R | ALZ11L030 | Beckman Coulter | LAB Critical Care | Akron | Akron City Campus | Akron City Hospital | Ground Floor | 2012-11-12 | Low
No | 036845 | Centrifuges, Tabletop, Low-Speed, Refrigerated | Rotina 380R - Rotina 380R | 1706-01 0000146 | Andreas Hettich | LAB Critical Care - SB | Barberton | Barberton Campus | Summa Barberton Hospital | 6th Floor | 2009-10-02 | Low
No | 036846 | Centrifuges, Tabletop, Ultrahigh-Speed | 350624 - Airfuge B3 Ultrafuge | SP2346 | Beckman Coulter | LAB Critical Care - SB | Barberton | Barberton Campus | Summa Barberton Hospital | 6th Floor | 2012-07-13 | Low
No | 038495 | Centrifuges, Tabletop, Ultrahigh-Speed | 350624 - Airfuge B3 Ultrafuge | ALV07d08 | Beckman Coulter | LAB General - SW | Barberton | Wadsworth Campus | Wadsworth-Rittman Medical Center | 1st Floor | 2007-09-20 | Low
No | 002387 | Chairs, Examination/Treatment | 130 LSF - Chair, Exam | C70492297 | Orl Systems | Ophthalmology | Akron | Akron City Campus | 75 Arch | 2nd Floor | 1992-05-18 | Low
No | 026393 | Chairs, Examination/Treatment | 2000 - EXAM, LASER PROCEDURES | 200002B1009004 | Reliance Medical Products | Ophthalmology | Akron | Akron City Campus | 75 Arch | 2nd Floor | 2010-09-03 | Low
No | 059792 | Chairs, Examination/Treatment | 223 - Ritter 223 | Unknown | Midmark | Urogynecology | Akron | Akron City Campus | 95 Arch | 2nd Floor | 2020-12-02 | Low
No | 061763 | Chairs, Examination/Treatment | 223 - Ritter 223 | V1164102 | Midmark | New Seasons | Barberton | Non-Campus Sites - SBH | Equity Center | Ground Floor | 2023-05-04 12:17 | Low
No | 039667 | Chairs, Examination/Treatment | 317-001 - Ritter 317 | KM001621 | Midmark | Orthopedics - Barberton | Barberton | Barberton Campus | Tuscora Park Pavilion | Ground Floor | 2022-01-20 | Low
No | 000766 | Chairs, Examination/Treatment | 411-003 - Ritter 75L | FA002108 | Midmark | SHMG OB/GYN - Springfield | Akron | Non-Campus Sites | Springfield OBGYN |  | 2023-04-12 16:29 | Low
No | 002649 | Chairs, Examination/Treatment | 411-003 - Ritter 75L | FA002514 | Midmark | Maternal Fetal Medicine | Akron | Akron City Campus | 75 Arch | 1st Floor | 1996-01-30 | Low
No | 059689 | Chairs, Examination/Treatment | 411-003 - Ritter 75L | AV006899 | Midmark | Drs. Dalton & Van Fossen | Akron | Akron City Campus | 95 Arch | 1st Floor | 2020-11-03 | Low
No | 059645 | Chairs, Examination/Treatment | 411-009 - Ritter 75L | FA001694 | Midmark | Akron Vascular Associate | Akron | Akron City Campus | 95 Arch | 2nd Floor | 2020-12-14 | Low
No | 057993 | Chairs, Examination/Treatment | 411-016 - Ritter 75L | JX003904 | Midmark | Urology - Wadsworth | Barberton | Wadsworth Campus | Founder's Hall | 3rd Floor | 2019-09-04 | Low
No | 059644 | Chairs, Examination/Treatment | 411-016 - Ritter 75L | JY004034 | Midmark | Akron Vascular Associate | Akron | Akron City Campus | 95 Arch | 2nd Floor | 2020-12-14 | Low
No | 059677 | Chairs, Examination/Treatment | 411-016 - Ritter 75L | AV1567 | Midmark | Drs. Dalton & Van Fossen | Akron | Akron City Campus | 95 Arch | 1st Floor | 2020-12-03 | Low
No | 059680 | Chairs, Examination/Treatment | 411-016 - Ritter 75L | AV003519 | Midmark | Drs. Dalton & Van Fossen | Akron | Akron City Campus | 95 Arch | 1st Floor | 2020-12-03 | Low
No | 039664 | Chairs, Examination/Treatment | 419 - 419 Power Exam Chair | AY1762 | Midmark | Orthopedics - Barberton | Barberton | Barberton Campus | Tuscora Park Pavilion | Ground Floor | 2022-01-20 | Low
No | 058215 | Chairs, Examination/Treatment | 419 - 419 Power Exam Chair | Unknown | Midmark | Barberton OB/GYN | Barberton | Barberton Campus | Tuscora Park Pavilion | Ground Floor | 2019-10-16 | Low
No | 058878 | Chairs, Examination/Treatment | 5050-000-000 - Stretcher Chair | 0608080859 | Stryker | Diagnostic Radiology | Akron | Akron City Campus | Akron City Hospital | Ground Floor | 2020-07-21 | Low
No | 028937 | Chairs, Examination/Treatment | 527-115 - 527 Procedure Chair | Unknown | Medical Technology Industries (MTI) | Wound Care Center | Akron | Akron City Campus | Wound Care Building | Ground Floor | 2023-11-22 09:58 | Low
No | 035612 | Chairs, Examination/Treatment | 527-115 - 527 Procedure Chair | 111011037 | Medical Technology Industries (MTI) | Wound Care Center | Akron | Akron City Campus | Wound Care Building | Ground Floor | 2017-11-02 | Low
No | 062994 | Chairs, Examination/Treatment | 527-115 - 527 Procedure Chair | 111027003 | Medical Technology Industries (MTI) | Wound Care Center | Akron | Akron City Campus | Wound Care Building | Ground Floor | 2023-02-09 10:18 | Low
No | 002281 | Chairs, Examination/Treatment | 6100L - Chair, Exam | 0066181 | Optics Inc. | Ophthalmology Chapel Hill | Akron | Chapel Hill Campus | Summa Health Chapel Hill | Ground Floor | 1987-02-01 | Low
No | 052181 | Chairs, Examination/Treatment | 6200 - Exam Chair | 62010708044 | Reliance Medical Products | Ophthalmology | Akron | Akron City Campus | 75 Arch | 2nd Floor | 2006-12-28 | Low
No | 052182 | Chairs, Examination/Treatment | 6200 - Exam Chair | 62010708036 | Reliance Medical Products | Ophthalmology Chapel Hill | Akron | Chapel Hill Campus | Summa Health Chapel Hill | Ground Floor | 2006-12-28 | Low
No | 052185 | Chairs, Examination/Treatment | 6200 - Exam Chair | 62069703006 | Reliance Medical Products | Ophthalmology | Akron | Akron City Campus | 75 Arch | 2nd Floor | 2018-10-17 | Low
No | 002263 | Chairs, Examination/Treatment | 70002FC - Chair, Exam | 0108874 | Reliance Medical Products | Ophthalmology | Akron | Akron City Campus | 75 Arch | 2nd Floor | 1990-06-02 | Low
No | 015432 | Chairs, Examination/Treatment | 7000h - Chair, Exam | 7001030317 | Reliance Medical Products | Ophthalmology | Akron | Akron City Campus | 75 Arch | 2nd Floor | 2004-02-23 | Low
No | 002243 | Chairs, Examination/Treatment | 7000L - Chair, Exam | 018871 | Reliance Medical Products | Ophthalmology | Akron | Akron City Campus | 75 Arch | 2nd Floor | 1990-06-02 | Low
No | 002250 | Chairs, Examination/Treatment | 7000L - Chair, Exam | 0108580 | Reliance Medical Products | Ophthalmology | Akron | Akron City Campus | 75 Arch | 2nd Floor | 1990-06-02 | Low
No | 036314 | Chairs, Examination/Treatment | 7000L - Chair, Exam | 070025B0510020 | Reliance Medical Products | Ophthalmology Chapel Hill | Akron | Chapel Hill Campus | Summa Health Chapel Hill | Ground Floor | 2016-10-31 | Low
No | 016971 | Chairs, Examination/Treatment | 880 - Chair, Exam | 0073727 | Reliance Medical Products | Ophthalmology | Akron | Akron City Campus | 75 Arch | 2nd Floor | 2001-11-27 | Low
No | 016972 | Chairs, Examination/Treatment | 880H - Chair, Exam | 10395 | Reliance Medical Products | Ophthalmology | Akron | Akron City Campus | 75 Arch | 2nd Floor | 2001-11-27 | Low
No | 025889 | Chairs, Examination/Treatment | 980 - Exam Chair (Full Pwr) | 98099B03019 | Reliance Medical Products | Ophthalmology | Akron | Akron City Campus | 75 Arch | 2nd Floor | 2009-10-30 | Low
No | 036323 | Chairs, Examination/Treatment | 980 - Exam Chair (Full Pwr) | 0149662 | Reliance Medical Products | Ophthalmology Chapel Hill | Akron | Chapel Hill Campus | Summa Health Chapel Hill | Ground Floor | 2016-10-31 | Low
No | 054588 | Chairs, Examination/Treatment | EPC250ST - Chair For Breast Biopsies | 19CE0111 | GF Hausted Products | Breast Center | Akron | Akron City Campus | H Tower | Ground Floor | 2019-02-01 | Low
No | 058371 | Chairs, Examination/Treatment | Reliance 710 Chair | 071002B0309002 | Reliance Medical Products | Ophthalmology | Akron | Akron City Campus | 75 Arch | 2nd Floor | 2019-10-04 | Low
No | 058373 | Chairs, Examination/Treatment | Reliance 710 Chair | 071002B0409008 | Reliance Medical Products | Ophthalmology | Akron | Akron City Campus | 75 Arch | 2nd Floor | 2019-10-04 | Low
No | 064193 | Chairs, Examination/Treatment | Reliance 710 Chair | 071002B0309005 | Reliance Medical Products | Ophthalmology | Akron | Akron City Campus | 75 Arch | 2nd Floor | 2024-09-27 10:39 | Low
No | 030671 | Chairs, Examination/Treatment | S280000 - Maxiselect Exam Chair | 02449 | Global Surgical | ENT | Akron | Akron City Campus | 55 Arch | 2nd Floor | 2012-09-20 | Low
No | 030673 | Chairs, Examination/Treatment | S280000CT - Maxiselect Chair Table | 02448 | Global Surgical | ENT | Akron | Akron City Campus | 55 Arch | 2nd Floor | 2012-09-20 | Low
No | 065037 | Chairs, Examination/Treatment | USA-SL4-CB20 - Neurostar TMS Advanced Therapy | 3305 | Neuronetics | BHP 6 - Adult Dual Diagnosis Unit | Akron | Akron City Campus | Juve Family BH Pavillion | 6th Floor | 2018-06-28 08:57 | Low
No | 057470 | Chairs, Examination/Treatment | VIC42900 - CHAIR, COOKIE SWALLOW | 0402207087 | Steris | Breast Center | Akron | Akron City Campus | H Tower | Ground Floor | 2019-05-28 | Low
No | 004815 | Chairs, Examination/Treatment | VIC42900 - MBS / Biopsy Chair | VIC953110075-BR1 | GF Hausted Products | Diagnostic Radiology | Akron | Akron City Campus | Akron City Hospital | Ground Floor | 1995-05-01 | Low
No | 055661 | Chairs, Examination/Treatment | VIC42900 - MBS / Biopsy Chair | 19DK0278 | GF Hausted Products | Diagnostic Radiology | Akron | Akron City Campus | Akron City Hospital | Ground Floor | 2019-03-21 | Low
No | 023825 | Chairs, Examination/Treatment, Dentistry | Calibur V | 0105254g | Belmont Equipment | Center for Dental Health | Akron | Akron City Campus | 75 Arch | 3rd Floor | 2007-10-03 | Low
No | 024661 | Chairs, Examination/Treatment, Dentistry | Calibur V | 01052596 | Belmont Equipment | Center for Dental Health | Akron | Akron City Campus | 75 Arch | 3rd Floor | 2007-12-11 | Low
No | 024667 | Chairs, Examination/Treatment, Dentistry | Calibur V | 01052616 | Belmont Equipment | Center for Dental Health | Akron | Akron City Campus | 75 Arch | 3rd Floor | 2007-12-11 | Low
No | 024677 | Chairs, Examination/Treatment, Dentistry | Calibur V | 0105260G | Belmont Equipment | Center for Dental Health | Akron | Akron City Campus | 75 Arch | 3rd Floor | 2007-12-11 | Low
No | 024683 | Chairs, Examination/Treatment, Dentistry | Calibur V | 01050706 | Belmont Equipment | Center for Dental Health | Akron | Akron City Campus | 75 Arch | 3rd Floor | 2007-12-11 | Low
No | 024694 | Chairs, Examination/Treatment, Dentistry | Calibur V | 01052556 | Belmont Equipment | Center for Dental Health | Akron | Akron City Campus | 75 Arch | 3rd Floor | 2007-12-11 | Low
No | 032031 | Chairs, Examination/Treatment, Dentistry | Calibur V | AN13B0045 | Belmont Equipment | Center for Dental Health | Akron | Akron City Campus | 75 Arch | 3rd Floor | 2013-06-27 | Low
No | 032034 | Chairs, Examination/Treatment, Dentistry | Calibur V | AN13B0063 | Belmont Equipment | Center for Dental Health | Akron | Akron City Campus | 75 Arch | 3rd Floor | 2013-06-27 | Low
No | 032039 | Chairs, Examination/Treatment, Dentistry | Calibur V | AN13B0051 | Belmont Equipment | Center for Dental Health | Akron | Akron City Campus | 75 Arch | 3rd Floor | 2013-06-28 | Low
No | 032041 | Chairs, Examination/Treatment, Dentistry | Calibur V | AN13B0036 | Belmont Equipment | Center for Dental Health | Akron | Akron City Campus | 75 Arch | 3rd Floor | 2013-06-28 | Low
No | 032044 | Chairs, Examination/Treatment, Dentistry | Calibur V | AN13B0054 | Belmont Equipment | Center for Dental Health | Akron | Akron City Campus | 75 Arch | 3rd Floor | 2013-06-28 | Low
No | 032047 | Chairs, Examination/Treatment, Dentistry | Calibur V | AN13B0062 | Belmont Equipment | Center for Dental Health | Akron | Akron City Campus | 75 Arch | 3rd Floor | 2013-06-28 | Low
No | 052183 | Chairs, Examination/Treatment, Ophthalmology | 1220 - Encore Manual Eye Examination Chair | 0320023 | Marco Ophthalmic | Ophthalmology | Akron | Akron City Campus | 75 Arch | 2nd Floor | 2018-10-17 | Low
No | 052184 | Chairs, Examination/Treatment, Ophthalmology | 1220 - Encore Manual Eye Examination Chair | 04140172 | Marco Ophthalmic | Ophthalmology | Akron | Akron City Campus | 75 Arch | 2nd Floor | 2018-10-17 | Low
No | 043940 | Chairs, Examination/Treatment, Otorhinolaryngology | S40000 - Maxi 4000 | 03139 | Global Surgical | Multi Spec Ctr - Lake Medina Ste 250 | Barberton | Medina Campus | Medina Medical Center | 2nd Floor | 2022-02-15 | Low
No | 043943 | Chairs, Examination/Treatment, Otorhinolaryngology | S40000 - Maxi 4000 | 03138 | Global Surgical | Multi Spec Ctr - Lake Medina Ste 250 | Barberton | Medina Campus | Medina Medical Center | 2nd Floor | 2022-02-15 | Low
No | 043946 | Chairs, Examination/Treatment, Otorhinolaryngology | S40000 - Maxi 4000 | 03137 | Global Surgical | Multi Spec Ctr - Lake Medina Ste 250 | Barberton | Medina Campus | Medina Medical Center | 2nd Floor | 2022-02-15 | Low
No | 058765 | Chairs, Examination/Treatment, Otorhinolaryngology | S40000 - Maxi 4000 | 02715 | Global Surgical | ENT | Akron | Akron City Campus | 55 Arch | 2nd Floor | 2020-03-16 | Low
No | 058766 | Chairs, Examination/Treatment, Otorhinolaryngology | S40000 - Maxi 4000 | 02714 | Global Surgical | ENT | Akron | Akron City Campus | 55 Arch | 2nd Floor | 2020-03-16 | Low
No | 058767 | Chairs, Examination/Treatment, Otorhinolaryngology | S40000 - Maxi 4000 | 02674 | Global Surgical | ENT | Akron | Akron City Campus | 55 Arch | 2nd Floor | 2020-03-16 | Low
No | 059708 | Chairs, Examination/Treatment, Otorhinolaryngology | S40000 - Maxi 4000 | 03057 | Global Surgical | ENT | Akron | Akron City Campus | 55 Arch | 2nd Floor | 2021-01-19 | Low
No | 059716 | Chairs, Examination/Treatment, Otorhinolaryngology | S40000 - Maxi 4000 | 03055 | Global Surgical | ENT | Akron | Akron City Campus | 55 Arch | 2nd Floor | 2021-01-19 | Low
No | 059718 | Chairs, Examination/Treatment, Otorhinolaryngology | S40000 - Maxi 4000 | 03058 | Global Surgical | ENT | Akron | Akron City Campus | 55 Arch | 2nd Floor | 2021-01-19 | Low
No | 059719 | Chairs, Examination/Treatment, Otorhinolaryngology | S40000 - Maxi 4000 | 03059 | Global Surgical | ENT | Akron | Akron City Campus | 55 Arch | 2nd Floor | 2021-01-19 | Low
No | 059722 | Chairs, Examination/Treatment, Otorhinolaryngology | S40000 - Maxi 4000 | 03056 | Global Surgical | ENT | Akron | Akron City Campus | 55 Arch | 2nd Floor | 2021-01-19 | Low
No | 059724 | Chairs, Examination/Treatment, Otorhinolaryngology | S40000 - Maxi 4000 | 03054 | Global Surgical | ENT | Akron | Akron City Campus | 55 Arch | 2nd Floor | 2021-01-19 | Low
No | 060056 | Chairs, Examination/Treatment, Otorhinolaryngology | S40000 - Maxi 4000 | 02985 | Global Surgical | ENT | Akron | Akron City Campus | 55 Arch | 2nd Floor | 2021-03-16 | Low
No | 060059 | Chairs, Examination/Treatment, Otorhinolaryngology | S40000 - Maxi 4000 | 02987 | Global Surgical | ENT | Akron | Akron City Campus | 55 Arch | 2nd Floor | 2021-03-16 | Low
No | 060060 | Chairs, Examination/Treatment, Otorhinolaryngology | S40000 - Maxi 4000 | 02984 | Global Surgical | ENT | Akron | Akron City Campus | 55 Arch | 2nd Floor | 2021-03-26 | Low
No | 060063 | Chairs, Examination/Treatment, Otorhinolaryngology | S40000 - Maxi 4000 | 27969 | Global Surgical | ENT | Akron | Akron City Campus | 55 Arch | 2nd Floor | 2021-03-26 | Low
No | 037520 | Chairs, Examination/Treatment, Podiatry | 529-001-80 - 529 Podiatry & Wound Care Chair | 220610-034191 | Medical Technology Industries (MTI) | Pain Management Clinic - SW | Barberton | Wadsworth Campus | Founder's Hall | Ground Floor | 2022-09-02 | Low
No | 037521 | Chairs, Examination/Treatment, Podiatry | 529-001-80 - 529 Podiatry & Wound Care Chair | 220513-031597 | Medical Technology Industries (MTI) | Pain Management Clinic - SW | Barberton | Wadsworth Campus | Founder's Hall | Ground Floor | 2022-09-02 | Low
No | 037522 | Chairs, Examination/Treatment, Podiatry | 529-001-80 - 529 Podiatry & Wound Care Chair | 220610-034190 | Medical Technology Industries (MTI) | Pain Management Clinic - SW | Barberton | Wadsworth Campus | Founder's Hall | Ground Floor | 2022-09-02 | Low
No | 070325 | Chairs, Examination/Treatment, Podiatry | 529-001-80 - 529 Podiatry & Wound Care Chair | 220913-36900 | Medical Technology Industries (MTI) | Barberton Wound Care Center | Barberton | Barberton Campus | Summa Barberton Hospital | Ground Floor | 2023-10-24 08:32 | Low
No | 070327 | Chairs, Examination/Treatment, Podiatry | 529-001-80 - 529 Podiatry & Wound Care Chair | 230531-038983 | Medical Technology Industries (MTI) | Barberton Wound Care Center | Barberton | Barberton Campus | Summa Barberton Hospital | Ground Floor | 2023-10-24 08:32 | Low
No | 070328 | Chairs, Examination/Treatment, Podiatry | 529-001-80 - 529 Podiatry & Wound Care Chair | 23060-039018 | Medical Technology Industries (MTI) | Barberton Wound Care Center | Barberton | Barberton Campus | Summa Barberton Hospital | Ground Floor | 2023-10-24 08:32 | Low
No | 070331 | Chairs, Examination/Treatment, Podiatry | 529-001-80 - 529 Podiatry & Wound Care Chair | 230705-039241 | Medical Technology Industries (MTI) | Barberton Wound Care Center | Barberton | Barberton Campus | Summa Barberton Hospital | Ground Floor | 2023-10-24 09:45 | Low
No | 070351 | Chairs, Examination/Treatment, Podiatry | 529W-001-80 - 529W Podiatry & Wound Care Chair | 230531-038984 | Medical Technology Industries (MTI) | Pain Management Clinic - SW | Barberton | Wadsworth Campus | Founder's Hall | Ground Floor | 2023-11-14 10:53 | Low
No | 028650 | Chairs, Procedure | 230-001 | V965628 | Midmark | Radiation Therapy - Medina | Barberton | Medina Campus | Medina Medical Center | 1st Floor | 2010-11-05 | Low
No | 057849 | Chairs, Procedure | 230-001 | Unknown | Midmark | Akron Vascular Associate | Akron | Akron City Campus | 95 Arch | 2nd Floor | 2020-12-14 | Low
No | 058813 | Chairs, Procedure | 230-001 | V1569576 | Midmark | IMG Green MOB | Barberton | Green Campus | Green Medical Center | Ground Floor | 2020-07-07 | Low
No | 059639 | Chairs, Procedure | 230-001 | V2019063 | Midmark | Akron Vascular Associate | Akron | Akron City Campus | 95 Arch | 2nd Floor | 2020-12-14 | Low
No | 059641 | Chairs, Procedure | 230-001 | V2018985 | Midmark | Akron Vascular Associate | Akron | Akron City Campus | 95 Arch | 2nd Floor | 2020-12-14 | Low
No | 059642 | Chairs, Procedure | 230-001 | V2177878 | Midmark | Akron Vascular Associate | Akron | Akron City Campus | 95 Arch | 2nd Floor | 2020-12-14 | Low
No | 059643 | Chairs, Procedure | 230-001 | V2031787 | Midmark | Akron Vascular Associate | Akron | Akron City Campus | 95 Arch | 2nd Floor | 2020-12-14 | Low
No | 059646 | Chairs, Procedure | 230-001 | V2031682 | Midmark | Akron Vascular Associate | Akron | Akron City Campus | 95 Arch | 2nd Floor | 2020-12-14 | Low
No | 060907 | Chairs, Procedure | 230-001 | V2283032 | Midmark | Colon/Rectal Surgeons | Akron | Akron City Campus | 95 Arch | 1st Floor | 2021-10-22 | Low
No | 060912 | Chairs, Procedure | 230-001 | V2283279 | Midmark | Colon/Rectal Surgeons | Akron | Akron City Campus | 95 Arch | 1st Floor | 2021-10-22 | Low
No | 060916 | Chairs, Procedure | 230-001 | V2283169 | Midmark | Colon/Rectal Surgeons | Akron | Akron City Campus | 95 Arch | 1st Floor | 2021-10-22 | Low
No | 060920 | Chairs, Procedure | 230-001 | V2284041 | Midmark | Colon/Rectal Surgeons | Akron | Akron City Campus | 95 Arch | 1st Floor | 2021-10-22 | Low
No | 060924 | Chairs, Procedure | 230-001 | V2283765 | Midmark | Colon/Rectal Surgeons | Akron | Akron City Campus | 95 Arch | 1st Floor | 2021-10-22 | Low
No | 061054 | Chairs, Procedure | 230-001 | V2283960 | Midmark | Colon/Rectal Surgeons | Akron | Akron City Campus | 95 Arch | 1st Floor | 2021-10-22 | Low
No | 061060 | Chairs, Procedure | 230-001 | V2283486 | Midmark | Colon/Rectal Surgeons | Akron | Akron City Campus | 95 Arch | 1st Floor | 2021-10-22 | Low
No | 061064 | Chairs, Procedure | 230-001 | V2284094 | Midmark | Colon/Rectal Surgeons | Akron | Akron City Campus | 95 Arch | 1st Floor | 2021-10-22 | Low
No | 061069 | Chairs, Procedure | 230-001 | V1570467 | Midmark | Colon/Rectal Surgeons | Akron | Akron City Campus | 95 Arch | 1st Floor | 2021-10-25 | Low
No | 061073 | Chairs, Procedure | 230-001 | V1587172 | Midmark | Colon/Rectal Surgeons | Akron | Akron City Campus | 95 Arch | 1st Floor | 2021-10-25 | Low
No | 061077 | Chairs, Procedure | 230-001 | V1570219 | Midmark | Colon/Rectal Surgeons | Akron | Akron City Campus | 95 Arch | 1st Floor | 2021-10-26 | Low
No | 061085 | Chairs, Procedure | 230-001 | V1570269 | Midmark | Colon/Rectal Surgeons | Akron | Akron City Campus | 95 Arch | 1st Floor | 2021-10-26 | Low
No | 014953 | Chairs, Procedure | 630-004 - Midmark 630 | V982669 | Midmark | Maternal Fetal Medicine | Akron | Akron City Campus | 75 Arch | 1st Floor | 2010-12-06 | Low
No | 030565 | Chairs, Procedure | 630-004 - Midmark 630 | v441703 | Midmark | Dermatology - Park West | Barberton | White Pond Campus | White Pond Medical Center | 2nd Floor | 2012-04-02 | Low
No | 030587 | Chairs, Procedure | 630-004 - Midmark 630 | V441894 | Midmark | Dermatology - Park West | Barberton | White Pond Campus | White Pond Medical Center | 2nd Floor | 2012-04-02 | Low
No | 032597 | Chairs, Procedure | 630-004 - Midmark 630 | V983031 | Midmark | Maternal Fetal Medicine | Akron | Akron City Campus | 75 Arch | 1st Floor | 2010-12-06 | Low
No | 062976 | Chairs, Procedure | 630-004 - Midmark 630 | V2471060 | Midmark | Wound Care Center | Akron | Akron City Campus | Wound Care Building | Ground Floor | 2023-02-09 10:16 | Low
No | 062977 | Chairs, Procedure | 630-004 - Midmark 630 | V2471868 | Midmark | Wound Care Center | Akron | Akron City Campus | Wound Care Building | Ground Floor | 2023-02-09 10:16 | Low
No | 062978 | Chairs, Procedure | 630-004 - Midmark 630 | V2472535 | Midmark | Wound Care Center | Akron | Akron City Campus | Wound Care Building | Ground Floor | 2023-02-09 10:17 | Low
No | 070326 | Chairs, Procedure | 630-008 - Midmark 630 | V81952 | Midmark | Barberton Wound Care Center | Barberton | Barberton Campus | Summa Barberton Hospital | Ground Floor | 2023-10-24 08:47 | Low
No | 070330 | Chairs, Procedure | 630-008 - Midmark 630 | V117223 | Midmark | Barberton Wound Care Center | Barberton | Barberton Campus | Summa Barberton Hospital | Ground Floor | 2023-10-24 09:38 | Low
No | 070332 | Chairs, Procedure | 630-008 - Midmark 630 | V2300956 | Midmark | Barberton Wound Care Center | Barberton | Barberton Campus | Summa Barberton Hospital | Ground Floor | 2023-10-24 09:57 | Low
No | 059647 | Chairs, Procedure | 630-010 - Midmark 630 | V1681776 | Midmark | Akron Vascular Associate | Akron | Akron City Campus | 95 Arch | 2nd Floor | 2020-12-14 | Low
No | 062988 | Chairs, Procedure | 630-010 - Midmark 630 | V2303326 | Midmark | Wound Care Center | Akron | Akron City Campus | Wound Care Building | Ground Floor | 2023-02-09 10:18 | Low
No | 062989 | Chairs, Procedure | 630-010 - Midmark 630 | V23003062 | Midmark | Wound Care Center | Akron | Akron City Campus | Wound Care Building | Ground Floor | 2023-02-09 10:18 | Low
No | 062990 | Chairs, Procedure | 630-010 - Midmark 630 | V2303435 | Midmark | Wound Care Center | Akron | Akron City Campus | Wound Care Building | Ground Floor | 2023-02-09 10:18 | Low
No | 062992 | Chairs, Procedure | 630-010 - Midmark 630 | V2303149 | Midmark | Wound Care Center | Akron | Akron City Campus | Wound Care Building | Ground Floor | 2023-02-09 10:18 | Low
No | 063043 | Chairs, Procedure | 630-010 - Midmark 630 | V1361876 | Midmark | Center for Corporate Health | Akron | Cuyahoga Falls Campus | Cuyahoga Falls Medical Center | Ground Floor | 2023-03-28 09:56 | Low
No | 070329 | Chairs, Procedure | 630-010 - Midmark 630 | V2300914 | Midmark | Barberton Wound Care Center | Barberton | Barberton Campus | Summa Barberton Hospital | Ground Floor | 2023-10-24 08:47 | Low
No | 043553 | Chairs, Procedure | SON5031 - Sonesta S3 | 12-30452 | Stille-Sonesta | Urology - Stow | Akron | Stow-Kent Campus | Stow-Kent Medical Center | 2nd Floor | 2021-07-22 | Low
No | 063227 | Chairs, Procedure | SON5031 - Sonesta S3 | 12-30565 | Stille-Sonesta | Urogynecology | Akron | Akron City Campus | 95 Arch | 2nd Floor | 2023-06-28 13:57 | Low
No | 038116 | Chambers, Treatment, Hyperbaric | 3600H-00 | 36HS0208 | Sechrist Industries | Barberton Wound Care Center | Barberton | Barberton Campus | Summa Barberton Hospital | Ground Floor | 2018-11-07 | Medium
No | 062270 | Chambers, Treatment, Hyperbaric | 3600H-00 | 36HS0420 | Sechrist Industries | Wound Care/HBO Center - SWH | Barberton | Wadsworth Campus | Founder's Hall | Ground Floor | 2022-10-15 12:31 | Medium
No | 026928 | Chambers, Treatment, Hyperbaric | 3600HR-00 | 36HS0211 | Sechrist Industries | Wound Care Center | Akron | Akron City Campus | Wound Care Building | Ground Floor | 2020-09-18 | Medium
No | 038115 | Chambers, Treatment, Hyperbaric | 3600HR-00 | 36HS0204 | Sechrist Industries | Barberton Wound Care Center | Barberton | Barberton Campus | Summa Barberton Hospital | Ground Floor | 2018-11-07 | Medium
No | 062269 | Chambers, Treatment, Hyperbaric | 3600HR-00 | 36HS0425 | Sechrist Industries | Wound Care/HBO Center - SWH | Barberton | Wadsworth Campus | Founder's Hall | Ground Floor | 2022-10-15 12:31 | Medium
No | 064803 | Chambers, Treatment, Hyperbaric | 3600HR-00 | 36HS0536 | Sechrist Industries | Wound Care Center | Akron | Akron City Campus | Wound Care Building | Ground Floor | 2024-11-15 | Medium
No | 064804 | Chambers, Treatment, Hyperbaric | 3600HR-00 | 36HS0539 | Sechrist Industries | Wound Care Center | Akron | Akron City Campus | Wound Care Building | Ground Floor | 2024-11-14 | Medium
No | 061426 | Chromatography Systems, Gas | G3542A - 8890 | US2146A014 | Agilent Technologies Inc | LAB Special Proced Tox | Akron | Akron City Campus | ACH Admin Building | 2nd Floor | 2021-06-16 | Low
No | 061427 | Chromatography Systems, Gas | G3542A - 8890 | SG19084018 | Agilent Technologies Inc | LAB Special Proced Tox | Akron | Akron City Campus | ACH Admin Building | 2nd Floor | 2021-06-16 | Low
No | 061428 | Chromatography Systems, Gas | G3542A - 8890 | US2128A026 | Agilent Technologies Inc | LAB Special Proced Tox | Akron | Akron City Campus | ACH Admin Building | 2nd Floor | 2021-06-16 | Low
No | 061430 | Chromatography Systems, Gas | G7077B - 5977B Inert Plus Msd Turbo Ei/Ci Bundle | US2140M034 | Agilent Technologies Inc | LAB Special Proced Tox | Akron | Akron City Campus | ACH Admin Building | 2nd Floor | 2021-12-28 | Low
No | 061432 | Chromatography Systems, Gas | G7077B - 5977B Inert Plus Msd Turbo Ei/Ci Bundle | US2131M042 | Agilent Technologies Inc | LAB Special Proced Tox | Akron | Akron City Campus | ACH Admin Building | 2nd Floor | 2021-12-28 | Low
No | 056020 | Chromatography Systems, Liquid, Packed Column | G6470AA - 6470 Triple Quadrupole Lc/Ms System | SG1840G104 | Agilent Technologies Inc | LAB Special Proced Tox | Akron | Akron City Campus | ACH Admin Building | 2nd Floor | 2019-08-06 | Low
No | 038173 | Circulatory Assist Units, Cardiac, Ventricular | 0042-0040-US - Impella Controller | IC6617 | Abiomed | SCI-Cardiac Cath Lab Svcs - SB | Barberton | Barberton Campus | Summa Barberton Hospital | 2nd Floor | 2019-01-02 | High
No | 038184 | Circulatory Assist Units, Cardiac, Ventricular | 0042-0040-US - Impella Controller | IC6618 | Abiomed | SCI-Cardiac Cath Lab Svcs - SB | Barberton | Barberton Campus | Summa Barberton Hospital | 2nd Floor | 2019-01-02 | High
No | 052641 | Circulatory Assist Units, Cardiac, Ventricular | 0042-0040-US - Impella Controller | IC5678 | Abiomed | SCI-Cardiac Cath Lab Svcs | Akron | Akron City Campus | Akron City Hospital | 1st Floor | 2018-01-24 | High
No | 061249 | Circulatory Assist Units, Cardiac, Ventricular | 0042-0040-US - Impella Controller | IC9410 | Abiomed | Operating Room | Akron | Akron City Campus | Akron City Hospital | 1st Floor | 2021-12-28 | High
No | 064076 | Circulatory Assist Units, Cardiac, Ventricular | 0042-0040-US - Impella Controller | IC11391 | Abiomed | SCI-Cardiac Cath Lab Svcs | Akron | Akron City Campus | Akron City Hospital | 1st Floor | 2024-06-11 | High
No | 031488 | Circulatory Assist Units, Cardiac, Ventricular | 004603 - Impella Recovery System | IC1928 | Abiomed | SCI-Cardiac Cath Lab Svcs | Akron | Akron City Campus | Akron City Hospital | 1st Floor | 2012-10-30 | High
No | 031489 | Circulatory Assist Units, Cardiac, Ventricular | 004603 - Impella Recovery System | IC1945 | Abiomed | SCI-Cardiac Cath Lab Svcs | Akron | Akron City Campus | Akron City Hospital | 1st Floor | 2012-10-30 | High
No | 037695 | Circulatory Assist Units, Intra-Aortic Balloon | 0998-00-0800-53 - Cardiosave Hybrid | CH236086F6 | Getinge / Maquet | SCI-Cardiac Cath Lab Svcs - SB | Barberton | Barberton Campus | Summa Barberton Hospital | 2nd Floor | 2016-07-19 | High
No | 037696 | Circulatory Assist Units, Intra-Aortic Balloon | 0998-00-0800-53 - Cardiosave Hybrid | CH236094F6 | Getinge / Maquet | SCI-Cardiac Cath Lab Svcs - SB | Barberton | Barberton Campus | Summa Barberton Hospital | 2nd Floor | 2016-07-19 | High
No | 037082 | Circulatory Assist Units, Peripheral Compression | MDS600INT2 - Hemo Force | C860027934 | Medline Industries | DMT Equipment Distribution - SB | Barberton | Barberton Campus | Summa Barberton Hospital | 5th Floor | 2017-02-07 | Low
No | 037083 | Circulatory Assist Units, Peripheral Compression | MDS600INT2 - Hemo Force | C860027688 | Medline Industries | Medina ASC | Barberton | Medina Campus | Medina Medical Center | 1st Floor | 2017-02-07 | Low
No | 037314 | Circulatory Assist Units, Peripheral Compression | MDS600INT2 - Hemo Force | C880029723 | Medline Industries | Operating Room - SW | Barberton | Wadsworth Campus | Wadsworth-Rittman Medical Center | 1st Floor | 2019-07-28 | Low
No | 037315 | Circulatory Assist Units, Peripheral Compression | MDS600INT2 - Hemo Force | C880029724 | Medline Industries | Operating Room - SW | Barberton | Wadsworth Campus | Wadsworth-Rittman Medical Center | 1st Floor | 2019-07-28 | Low
No | 037316 | Circulatory Assist Units, Peripheral Compression | MDS600INT2 - Hemo Force | C880029635 | Medline Industries | Operating Room - SW | Barberton | Wadsworth Campus | Wadsworth-Rittman Medical Center | 1st Floor | 2019-07-28 | Low
No | 037319 | Circulatory Assist Units, Peripheral Compression | MDS600INT2 - Hemo Force | C880029575 | Medline Industries | Operating Room - SW | Barberton | Wadsworth Campus | Wadsworth-Rittman Medical Center | 1st Floor | 2019-07-28 | Low
No | 037331 | Circulatory Assist Units, Peripheral Compression | MDS600INT2 - Hemo Force | C860028740 | Medline Industries | Operating Room - SW | Barberton | Wadsworth Campus | Wadsworth-Rittman Medical Center | 1st Floor | 2017-02-07 | Low
No | 037348 | Circulatory Assist Units, Peripheral Compression | MDS600INT2 - Hemo Force | C880029636 | Medline Industries | Operating Room - SW | Barberton | Wadsworth Campus | Wadsworth-Rittman Medical Center | 1st Floor | 2019-07-28 | Low
No | 037452 | Circulatory Assist Units, Peripheral Compression | MDS600INT2 - Hemo Force | C860028191 | Medline Industries | Operating Room - SW | Barberton | Wadsworth Campus | Wadsworth-Rittman Medical Center | 1st Floor | 2017-02-07 | Low
No | 037476 | Circulatory Assist Units, Peripheral Compression | MDS600INT2 - Hemo Force | C860028506 | Medline Industries | Operating Room - SW | Barberton | Wadsworth Campus | Wadsworth-Rittman Medical Center | 1st Floor | 2017-02-07 | Low
No | 037477 | Circulatory Assist Units, Peripheral Compression | MDS600INT2 - Hemo Force | C860027435 | Medline Industries | Operating Room - SW | Barberton | Wadsworth Campus | Wadsworth-Rittman Medical Center | 1st Floor | 2017-02-07 | Low
No | 037683 | Circulatory Assist Units, Peripheral Compression | MDS600INT2 - Hemo Force | C860028515 | Medline Industries | DMT Equipment Distribution - SB | Barberton | Barberton Campus | Summa Barberton Hospital | 5th Floor | 2017-02-07 | Low
No | 037684 | Circulatory Assist Units, Peripheral Compression | MDS600INT2 - Hemo Force | C860027173 | Medline Industries | DMT Equipment Distribution - SB | Barberton | Barberton Campus | Summa Barberton Hospital | 5th Floor | 2017-02-07 | Low
No | 037762 | Circulatory Assist Units, Peripheral Compression | MDS600INT2 - Hemo Force | C860028034 | Medline Industries | DMT Equipment Distribution - SB | Barberton | Barberton Campus | Summa Barberton Hospital | 5th Floor | 2017-02-07 | Low
No | 037763 | Circulatory Assist Units, Peripheral Compression | MDS600INT2 - Hemo Force | C860027574 | Medline Industries | DMT Equipment Distribution - SB | Barberton | Barberton Campus | Summa Barberton Hospital | 5th Floor | 2017-02-07 | Low
No | 037799 | Circulatory Assist Units, Peripheral Compression | MDS600INT2 - Hemo Force | C860027452 | Medline Industries | DMT Equipment Distribution - SB | Barberton | Barberton Campus | Summa Barberton Hospital | 5th Floor | 2017-02-07 | Low
No | 038064 | Circulatory Assist Units, Peripheral Compression | MDS600INT2 - Hemo Force | C860028734 | Medline Industries | DMT Equipment Distribution - SB | Barberton | Barberton Campus | Summa Barberton Hospital | 5th Floor | 2017-02-07 | Low
No | 038076 | Circulatory Assist Units, Peripheral Compression | MDS600INT2 - Hemo Force | C860028208 | Medline Industries | DMT Equipment Distribution - SB | Barberton | Barberton Campus | Summa Barberton Hospital | 5th Floor | 2017-02-07 | Low
No | 038077 | Circulatory Assist Units, Peripheral Compression | MDS600INT2 - Hemo Force | C860027373 | Medline Industries | DMT Equipment Distribution - SB | Barberton | Barberton Campus | Summa Barberton Hospital | 5th Floor | 2017-02-07 | Low
No | 038080 | Circulatory Assist Units, Peripheral Compression | MDS600INT2 - Hemo Force | C860027314 | Medline Industries | DMT Equipment Distribution | Akron | Akron City Campus | Akron City Hospital | Basement | 2017-02-07 | Low
No | 038729 | Circulatory Assist Units, Peripheral Compression | MDS600INT2 - Hemo Force | C860028738 | Medline Industries | DMT Equipment Distribution | Akron | Akron City Campus | Akron City Hospital | Basement | 2017-02-07 | Low
No | 038730 | Circulatory Assist Units, Peripheral Compression | MDS600INT2 - Hemo Force | C860027311 | Medline Industries | DMT Equipment Distribution | Akron | Akron City Campus | Akron City Hospital | Basement | 2017-02-07 | Low
No | 038731 | Circulatory Assist Units, Peripheral Compression | MDS600INT2 - Hemo Force | C860027600 | Medline Industries | DMT Equipment Distribution - SB | Barberton | Barberton Campus | Summa Barberton Hospital | 5th Floor | 2017-02-07 | Low
No | 038732 | Circulatory Assist Units, Peripheral Compression | MDS600INT2 - Hemo Force | C860027413 | Medline Industries | DMT Equipment Distribution | Akron | Akron City Campus | Akron City Hospital | Basement | 2017-02-07 | Low
No | 038733 | Circulatory Assist Units, Peripheral Compression | MDS600INT2 - Hemo Force | C860027483 | Medline Industries | DMT Equipment Distribution - SB | Barberton | Barberton Campus | Summa Barberton Hospital | 5th Floor | 2017-02-07 | Low
No | 038734 | Circulatory Assist Units, Peripheral Compression | MDS600INT2 - Hemo Force | C860028597 | Medline Industries | DMT Equipment Distribution | Akron | Akron City Campus | Akron City Hospital | Basement | 2017-02-07 | Low
No | 038735 | Circulatory Assist Units, Peripheral Compression | MDS600INT2 - Hemo Force | C860028333 | Medline Industries | DMT Equipment Distribution | Akron | Akron City Campus | Akron City Hospital | Basement | 2017-02-07 | Low
No | 038736 | Circulatory Assist Units, Peripheral Compression | MDS600INT2 - Hemo Force | C860028586 | Medline Industries | DMT Equipment Distribution - SB | Barberton | Barberton Campus | Summa Barberton Hospital | 5th Floor | 2017-02-07 | Low
No | 038737 | Circulatory Assist Units, Peripheral Compression | MDS600INT2 - Hemo Force | C860027918 | Medline Industries | DMT Equipment Distribution - SB | Barberton | Barberton Campus | Summa Barberton Hospital | 5th Floor | 2017-02-07 | Low
No | 038780 | Circulatory Assist Units, Peripheral Compression | MDS600INT2 - Hemo Force | C860027403 | Medline Industries | DMT Equipment Distribution | Akron | Akron City Campus | Akron City Hospital | Basement | 2017-02-07 | Low
No | 038783 | Circulatory Assist Units, Peripheral Compression | MDS600INT2 - Hemo Force | C860028403 | Medline Industries | Medina ASC | Barberton | Medina Campus | Medina Medical Center | 1st Floor | 2017-02-07 | Low
No | 038784 | Circulatory Assist Units, Peripheral Compression | MDS600INT2 - Hemo Force | C860027923 | Medline Industries | DMT Equipment Distribution - SB | Barberton | Barberton Campus | Summa Barberton Hospital | 5th Floor | 2017-02-07 | Low
No | 038785 | Circulatory Assist Units, Peripheral Compression | MDS600INT2 - Hemo Force | C860028292 | Medline Industries | DMT Equipment Distribution | Akron | Akron City Campus | Akron City Hospital | Basement | 2017-02-07 | Low
No | 038786 | Circulatory Assist Units, Peripheral Compression | MDS600INT2 - Hemo Force | C860028234 | Medline Industries | DMT Equipment Distribution | Akron | Akron City Campus | Akron City Hospital | Basement | 2017-02-07 | Low
No | 038787 | Circulatory Assist Units, Peripheral Compression | MDS600INT2 - Hemo Force | C860027534 | Medline Industries | DMT Equipment Distribution - SB | Barberton | Barberton Campus | Summa Barberton Hospital | 5th Floor | 2017-02-07 | Low
No | 038788 | Circulatory Assist Units, Peripheral Compression | MDS600INT2 - Hemo Force | C860027145 | Medline Industries | DMT Equipment Distribution - SB | Barberton | Barberton Campus | Summa Barberton Hospital | 5th Floor | 2017-02-07 | Low
No | 038789 | Circulatory Assist Units, Peripheral Compression | MDS600INT2 - Hemo Force | C860028654 | Medline Industries | DMT Equipment Distribution - SB | Barberton | Barberton Campus | Summa Barberton Hospital | 5th Floor | 2017-02-07 | Low
No | 038790 | Circulatory Assist Units, Peripheral Compression | MDS600INT2 - Hemo Force | C860027952 | Medline Industries | DMT Equipment Distribution | Akron | Akron City Campus | Akron City Hospital | Basement | 2017-02-07 | Low
No | 038791 | Circulatory Assist Units, Peripheral Compression | MDS600INT2 - Hemo Force | C860028580 | Medline Industries | DMT Equipment Distribution - SB | Barberton | Barberton Campus | Summa Barberton Hospital | 5th Floor | 2017-02-07 | Low
No | 038792 | Circulatory Assist Units, Peripheral Compression | MDS600INT2 - Hemo Force | C860028519 | Medline Industries | DMT Equipment Distribution | Akron | Akron City Campus | Akron City Hospital | Basement | 2017-02-07 | Low
No | 038793 | Circulatory Assist Units, Peripheral Compression | MDS600INT2 - Hemo Force | C860027274 | Medline Industries | DMT Equipment Distribution | Akron | Akron City Campus | Akron City Hospital | Basement | 2017-02-07 | Low
No | 038794 | Circulatory Assist Units, Peripheral Compression | MDS600INT2 - Hemo Force | C860028511 | Medline Industries | DMT Equipment Distribution - SB | Barberton | Barberton Campus | Summa Barberton Hospital | 5th Floor | 2017-02-07 | Low
No | 038795 | Circulatory Assist Units, Peripheral Compression | MDS600INT2 - Hemo Force | C860028260 | Medline Industries | DMT Equipment Distribution - SB | Barberton | Barberton Campus | Summa Barberton Hospital | 5th Floor | 2017-02-07 | Low
No | 038796 | Circulatory Assist Units, Peripheral Compression | MDS600INT2 - Hemo Force | C860027474 | Medline Industries | DMT Equipment Distribution - SB | Barberton | Barberton Campus | Summa Barberton Hospital | 5th Floor | 2017-02-07 | Low
No | 038797 | Circulatory Assist Units, Peripheral Compression | MDS600INT2 - Hemo Force | C860027410 | Medline Industries | DMT Equipment Distribution | Akron | Akron City Campus | Akron City Hospital | Basement | 2017-02-07 | Low
No | 038798 | Circulatory Assist Units, Peripheral Compression | MDS600INT2 - Hemo Force | C860027909 | Medline Industries | DMT Equipment Distribution - SB | Barberton | Barberton Campus | Summa Barberton Hospital | 5th Floor | 2017-02-07 | Low
No | 038799 | Circulatory Assist Units, Peripheral Compression | MDS600INT2 - Hemo Force | C860028002 | Medline Industries | DMT Equipment Distribution - SB | Barberton | Barberton Campus | Summa Barberton Hospital | 5th Floor | 2017-02-07 | Low
No | 038800 | Circulatory Assist Units, Peripheral Compression | MDS600INT2 - Hemo Force | C860028521 | Medline Industries | DMT Equipment Distribution - SB | Barberton | Barberton Campus | Summa Barberton Hospital | 5th Floor | 2017-02-07 | Low
No | 038926 | Circulatory Assist Units, Peripheral Compression | MDS600INT2 - Hemo Force | C860027192 | Medline Industries | DMT Equipment Distribution - SB | Barberton | Barberton Campus | Summa Barberton Hospital | 5th Floor | 2017-02-07 | Low
No | 038927 | Circulatory Assist Units, Peripheral Compression | MDS600INT2 - Hemo Force | C860028637 | Medline Industries | DMT Equipment Distribution - SB | Barberton | Barberton Campus | Summa Barberton Hospital | 5th Floor | 2017-02-07 | Low
No | 038928 | Circulatory Assist Units, Peripheral Compression | MDS600INT2 - Hemo Force | C860028690 | Medline Industries | DMT Equipment Distribution - SB | Barberton | Barberton Campus | Summa Barberton Hospital | 5th Floor | 2017-02-07 | Low
No | 038929 | Circulatory Assist Units, Peripheral Compression | MDS600INT2 - Hemo Force | C860028634 | Medline Industries | DMT Equipment Distribution - SB | Barberton | Barberton Campus | Summa Barberton Hospital | 5th Floor | 2017-02-07 | Low
No | 038930 | Circulatory Assist Units, Peripheral Compression | MDS600INT2 - Hemo Force | C860027170 | Medline Industries | DMT Equipment Distribution | Akron | Akron City Campus | Akron City Hospital | Basement | 2017-02-07 | Low
No | 038938 | Circulatory Assist Units, Peripheral Compression | MDS600INT2 - Hemo Force | C860028345 | Medline Industries | DMT Equipment Distribution | Akron | Akron City Campus | Akron City Hospital | Basement | 2017-02-07 | Low
No | 038939 | Circulatory Assist Units, Peripheral Compression | MDS600INT2 - Hemo Force | C860027482 | Medline Industries | DMT Equipment Distribution - SB | Barberton | Barberton Campus | Summa Barberton Hospital | 5th Floor | 2017-02-07 | Low
No | 038940 | Circulatory Assist Units, Peripheral Compression | MDS600INT2 - Hemo Force | C860027430 | Medline Industries | DMT Equipment Distribution - SB | Barberton | Barberton Campus | Summa Barberton Hospital | 5th Floor | 2017-02-07 | Low
No | 038941 | Circulatory Assist Units, Peripheral Compression | MDS600INT2 - Hemo Force | C860028529 | Medline Industries | DMT Equipment Distribution - SB | Barberton | Barberton Campus | Summa Barberton Hospital | 5th Floor | 2017-02-07 | Low
No | 038942 | Circulatory Assist Units, Peripheral Compression | MDS600INT2 - Hemo Force | C860028311 | Medline Industries | DMT Equipment Distribution | Akron | Akron City Campus | Akron City Hospital | Basement | 2017-02-07 | Low
No | 038943 | Circulatory Assist Units, Peripheral Compression | MDS600INT2 - Hemo Force | C860027404 | Medline Industries | DMT Equipment Distribution - SB | Barberton | Barberton Campus | Summa Barberton Hospital | 5th Floor | 2017-02-07 | Low
No | 038944 | Circulatory Assist Units, Peripheral Compression | MDS600INT2 - Hemo Force | C860028180 | Medline Industries | DMT Equipment Distribution | Akron | Akron City Campus | Akron City Hospital | Basement | 2017-02-07 | Low
No | 038946 | Circulatory Assist Units, Peripheral Compression | MDS600INT2 - Hemo Force | C860027916 | Medline Industries | DMT Equipment Distribution - SB | Barberton | Barberton Campus | Summa Barberton Hospital | 5th Floor | 2017-02-07 | Low
No | 038947 | Circulatory Assist Units, Peripheral Compression | MDS600INT2 - Hemo Force | C860028374 | Medline Industries | DMT Equipment Distribution - SB | Barberton | Barberton Campus | Summa Barberton Hospital | 5th Floor | 2017-02-07 | Low
No | 038948 | Circulatory Assist Units, Peripheral Compression | MDS600INT2 - Hemo Force | C860028703 | Medline Industries | DMT Equipment Distribution - SB | Barberton | Barberton Campus | Summa Barberton Hospital | 5th Floor | 2017-02-07 | Low
No | 038949 | Circulatory Assist Units, Peripheral Compression | MDS600INT2 - Hemo Force | C860028407 | Medline Industries | DMT Equipment Distribution | Akron | Akron City Campus | Akron City Hospital | Basement | 2017-02-07 | Low
No | 038950 | Circulatory Assist Units, Peripheral Compression | MDS600INT2 - Hemo Force | C860027315 | Medline Industries | DMT Equipment Distribution | Akron | Akron City Campus | Akron City Hospital | Basement | 2017-02-07 | Low
No | 038986 | Circulatory Assist Units, Peripheral Compression | MDS600INT2 - Hemo Force | C860027492 | Medline Industries | DMT Equipment Distribution - SB | Barberton | Barberton Campus | Summa Barberton Hospital | 5th Floor | 2017-02-07 | Low
No | 038987 | Circulatory Assist Units, Peripheral Compression | MDS600INT2 - Hemo Force | C860028598 | Medline Industries | DMT Equipment Distribution | Akron | Akron City Campus | Akron City Hospital | Basement | 2017-02-07 | Low
No | 038988 | Circulatory Assist Units, Peripheral Compression | MDS600INT2 - Hemo Force | C860028618 | Medline Industries | DMT Equipment Distribution | Akron | Akron City Campus | Akron City Hospital | Basement | 2017-02-07 | Low
No | 038989 | Circulatory Assist Units, Peripheral Compression | MDS600INT2 - Hemo Force | C860028682 | Medline Industries | DMT Equipment Distribution | Akron | Akron City Campus | Akron City Hospital | Basement | 2017-02-07 | Low
No | 038990 | Circulatory Assist Units, Peripheral Compression | MDS600INT2 - Hemo Force | C860027168 | Medline Industries | DMT Equipment Distribution - SB | Barberton | Barberton Campus | Summa Barberton Hospital | 5th Floor | 2017-02-07 | Low
No | 038991 | Circulatory Assist Units, Peripheral Compression | MDS600INT2 - Hemo Force | C860028006 | Medline Industries | Medina ASC | Barberton | Medina Campus | Medina Medical Center | 1st Floor | 2017-02-07 | Low
No | 038992 | Circulatory Assist Units, Peripheral Compression | MDS600INT2 - Hemo Force | C860028559 | Medline Industries | DMT Equipment Distribution - SB | Barberton | Barberton Campus | Summa Barberton Hospital | 5th Floor | 2017-02-07 | Low
No | 038993 | Circulatory Assist Units, Peripheral Compression | MDS600INT2 - Hemo Force | C860028533 | Medline Industries | DMT Equipment Distribution | Akron | Akron City Campus | Akron City Hospital | Basement | 2017-02-07 | Low
No | 038994 | Circulatory Assist Units, Peripheral Compression | MDS600INT2 - Hemo Force | C860027362 | Medline Industries | DMT Equipment Distribution | Akron | Akron City Campus | Akron City Hospital | Basement | 2017-02-07 | Low
No | 038995 | Circulatory Assist Units, Peripheral Compression | MDS600INT2 - Hemo Force | C860028641 | Medline Industries | DMT Equipment Distribution - SB | Barberton | Barberton Campus | Summa Barberton Hospital | 5th Floor | 2017-02-07 | Low
No | 038996 | Circulatory Assist Units, Peripheral Compression | MDS600INT2 - Hemo Force | C860027420 | Medline Industries | DMT Equipment Distribution - SB | Barberton | Barberton Campus | Summa Barberton Hospital | 5th Floor | 2017-02-07 | Low
No | 038997 | Circulatory Assist Units, Peripheral Compression | MDS600INT2 - Hemo Force | C860027973 | Medline Industries | DMT Equipment Distribution - SB | Barberton | Barberton Campus | Summa Barberton Hospital | 5th Floor | 2017-02-07 | Low
No | 038998 | Circulatory Assist Units, Peripheral Compression | MDS600INT2 - Hemo Force | C860028526 | Medline Industries | DMT Equipment Distribution | Akron | Akron City Campus | Akron City Hospital | Basement | 2017-02-07 | Low
No | 038999 | Circulatory Assist Units, Peripheral Compression | MDS600INT2 - Hemo Force | C860027595 | Medline Industries | DMT Equipment Distribution - SB | Barberton | Barberton Campus | Summa Barberton Hospital | 5th Floor | 2017-02-07 | Low
No | 039015 | Circulatory Assist Units, Peripheral Compression | MDS600INT2 - Hemo Force | C860028291 | Medline Industries | Medina ASC | Barberton | Medina Campus | Medina Medical Center | 1st Floor | 2017-02-07 | Low
No | 039016 | Circulatory Assist Units, Peripheral Compression | MDS600INT2 - Hemo Force | C860027406 | Medline Industries | DMT Equipment Distribution - SB | Barberton | Barberton Campus | Summa Barberton Hospital | 5th Floor | 2017-02-07 | Low
No | 039017 | Circulatory Assist Units, Peripheral Compression | MDS600INT2 - Hemo Force | C860027198 | Medline Industries | DMT Equipment Distribution - SB | Barberton | Barberton Campus | Summa Barberton Hospital | 5th Floor | 2017-02-07 | Low
No | 039020 | Circulatory Assist Units, Peripheral Compression | MDS600INT2 - Hemo Force | C860028126 | Medline Industries | DMT Equipment Distribution - SB | Barberton | Barberton Campus | Summa Barberton Hospital | 5th Floor | 2017-02-07 | Low
No | 039021 | Circulatory Assist Units, Peripheral Compression | MDS600INT2 - Hemo Force | C860028656 | Medline Industries | DMT Equipment Distribution - SB | Barberton | Barberton Campus | Summa Barberton Hospital | 5th Floor | 2017-02-07 | Low
No | 039022 | Circulatory Assist Units, Peripheral Compression | MDS600INT2 - Hemo Force | C860028516 | Medline Industries | DMT Equipment Distribution - SB | Barberton | Barberton Campus | Summa Barberton Hospital | 5th Floor | 2017-02-07 | Low
No | 039023 | Circulatory Assist Units, Peripheral Compression | MDS600INT2 - Hemo Force | C860027397 | Medline Industries | DMT Equipment Distribution - SB | Barberton | Barberton Campus | Summa Barberton Hospital | 5th Floor | 2017-02-07 | Low
No | 039024 | Circulatory Assist Units, Peripheral Compression | MDS600INT2 - Hemo Force | C860027557 | Medline Industries | DMT Equipment Distribution - SB | Barberton | Barberton Campus | Summa Barberton Hospital | 5th Floor | 2017-02-07 | Low
No | 039025 | Circulatory Assist Units, Peripheral Compression | MDS600INT2 - Hemo Force | C860027485 | Medline Industries | DMT Equipment Distribution - SB | Barberton | Barberton Campus | Summa Barberton Hospital | 5th Floor | 2017-02-07 | Low
No | 039060 | Circulatory Assist Units, Peripheral Compression | MDS600INT2 - Hemo Force | C860027927 | Medline Industries | DMT Equipment Distribution - SB | Barberton | Barberton Campus | Summa Barberton Hospital | 5th Floor | 2017-02-07 | Low
No | 039061 | Circulatory Assist Units, Peripheral Compression | MDS600INT2 - Hemo Force | C860028354 | Medline Industries | Operating Room - SW | Barberton | Wadsworth Campus | Wadsworth-Rittman Medical Center | 1st Floor | 2017-02-07 | Low
No | 039063 | Circulatory Assist Units, Peripheral Compression | MDS600INT2 - Hemo Force | C860027260 | Medline Industries | DMT Equipment Distribution - SB | Barberton | Barberton Campus | Summa Barberton Hospital | 5th Floor | 2017-02-07 | Low
No | 039064 | Circulatory Assist Units, Peripheral Compression | MDS600INT2 - Hemo Force | C860027267 | Medline Industries | DMT Equipment Distribution - SB | Barberton | Barberton Campus | Summa Barberton Hospital | 5th Floor | 2017-02-07 | Low
No | 039067 | Circulatory Assist Units, Peripheral Compression | MDS600INT2 - Hemo Force | C860028379 | Medline Industries | DMT Equipment Distribution - SB | Barberton | Barberton Campus | Summa Barberton Hospital | 5th Floor | 2017-02-07 | Low
No | 039086 | Circulatory Assist Units, Peripheral Compression | MDS600INT2 - Hemo Force | C860027228 | Medline Industries | DMT Equipment Distribution - SB | Barberton | Barberton Campus | Summa Barberton Hospital | 5th Floor | 2017-02-07 | Low
No | 039087 | Circulatory Assist Units, Peripheral Compression | MDS600INT2 - Hemo Force | C860027478 | Medline Industries | DMT Equipment Distribution | Akron | Akron City Campus | Akron City Hospital | Basement | 2017-02-07 | Low
No | 039088 | Circulatory Assist Units, Peripheral Compression | MDS600INT2 - Hemo Force | C860027608 | Medline Industries | DMT Equipment Distribution - SB | Barberton | Barberton Campus | Summa Barberton Hospital | 5th Floor | 2017-02-07 | Low
No | 039099 | Circulatory Assist Units, Peripheral Compression | MDS600INT2 - Hemo Force | C860027654 | Medline Industries | DMT Equipment Distribution - SB | Barberton | Barberton Campus | Summa Barberton Hospital | 5th Floor | 2017-02-07 | Low
No | 039224 | Circulatory Assist Units, Peripheral Compression | MDS600INT2 - Hemo Force | C860028540 | Medline Industries | DMT Equipment Distribution - SB | Barberton | Barberton Campus | Summa Barberton Hospital | 5th Floor | 2017-02-07 | Low
No | 039225 | Circulatory Assist Units, Peripheral Compression | MDS600INT2 - Hemo Force | C860028704 | Medline Industries | DMT Equipment Distribution | Akron | Akron City Campus | Akron City Hospital | Basement | 2017-02-07 | Low
No | 039226 | Circulatory Assist Units, Peripheral Compression | MDS600INT2 - Hemo Force | C860028532 | Medline Industries | DMT Equipment Distribution | Akron | Akron City Campus | Akron City Hospital | Basement | 2017-02-07 | Low
No | 039234 | Circulatory Assist Units, Peripheral Compression | MDS600INT2 - Hemo Force | C860028554 | Medline Industries | DMT Equipment Distribution | Akron | Akron City Campus | Akron City Hospital | Basement | 2017-02-07 | Low
No | 039235 | Circulatory Assist Units, Peripheral Compression | MDS600INT2 - Hemo Force | C860028038 | Medline Industries | DMT Equipment Distribution - SB | Barberton | Barberton Campus | Summa Barberton Hospital | 5th Floor | 2017-02-07 | Low
No | 039236 | Circulatory Assist Units, Peripheral Compression | MDS600INT2 - Hemo Force | C860028003 | Medline Industries | DMT Equipment Distribution - SB | Barberton | Barberton Campus | Summa Barberton Hospital | 5th Floor | 2017-02-07 | Low
No | 039237 | Circulatory Assist Units, Peripheral Compression | MDS600INT2 - Hemo Force | C860027511 | Medline Industries | DMT Equipment Distribution | Akron | Akron City Campus | Akron City Hospital | Basement | 2017-02-07 | Low
No | 039238 | Circulatory Assist Units, Peripheral Compression | MDS600INT2 - Hemo Force | C860028125 | Medline Industries | DMT Equipment Distribution - SB | Barberton | Barberton Campus | Summa Barberton Hospital | 5th Floor | 2017-02-07 | Low
No | 039246 | Circulatory Assist Units, Peripheral Compression | MDS600INT2 - Hemo Force | C860027646 | Medline Industries | DMT Equipment Distribution | Akron | Akron City Campus | Akron City Hospital | Basement | 2017-02-07 | Low
No | 039247 | Circulatory Assist Units, Peripheral Compression | MDS600INT2 - Hemo Force | C860027254 | Medline Industries | DMT Equipment Distribution - SB | Barberton | Barberton Campus | Summa Barberton Hospital | 5th Floor | 2017-02-07 | Low
No | 039248 | Circulatory Assist Units, Peripheral Compression | MDS600INT2 - Hemo Force | C860027598 | Medline Industries | DMT Equipment Distribution - SB | Barberton | Barberton Campus | Summa Barberton Hospital | 5th Floor | 2017-02-07 | Low
No | 039249 | Circulatory Assist Units, Peripheral Compression | MDS600INT2 - Hemo Force | C860027361 | Medline Industries | DMT Equipment Distribution | Akron | Akron City Campus | Akron City Hospital | Basement | 2017-02-07 | Low
No | 039250 | Circulatory Assist Units, Peripheral Compression | MDS600INT2 - Hemo Force | C860028570 | Medline Industries | DMT Equipment Distribution - SB | Barberton | Barberton Campus | Summa Barberton Hospital | 5th Floor | 2017-02-07 | Low
No | 039735 | Circulatory Assist Units, Peripheral Compression | MDS600INT2 - Hemo Force | C880029601 | Medline Industries | Operating Room - SW | Barberton | Wadsworth Campus | Wadsworth-Rittman Medical Center | 1st Floor | 2019-04-26 | Low
No | 039736 | Circulatory Assist Units, Peripheral Compression | MDS600INT2 - Hemo Force | C860028733 | Medline Industries | DMT Equipment Distribution - SB | Barberton | Barberton Campus | Summa Barberton Hospital | 5th Floor | 2017-02-07 | Low
No | 050470 | Circulatory Assist Units, Peripheral Compression | MDS600INT2 - Hemo Force | C860027711 | Medline Industries | DMT Equipment Distribution | Akron | Akron City Campus | Akron City Hospital | Basement | 2017-02-06 | Low
No | 050471 | Circulatory Assist Units, Peripheral Compression | MDS600INT2 - Hemo Force | C860027791 | Medline Industries | DMT Equipment Distribution | Akron | Akron City Campus | Akron City Hospital | Basement | 2017-02-06 | Low
No | 050472 | Circulatory Assist Units, Peripheral Compression | MDS600INT2 - Hemo Force | C860027985 | Medline Industries | DMT Equipment Distribution | Akron | Akron City Campus | Akron City Hospital | Basement | 2017-02-06 | Low
No | 050473 | Circulatory Assist Units, Peripheral Compression | MDS600INT2 - Hemo Force | C860027727 | Medline Industries | DMT Equipment Distribution | Akron | Akron City Campus | Akron City Hospital | Basement | 2017-02-06 | Low
No | 050475 | Circulatory Assist Units, Peripheral Compression | MDS600INT2 - Hemo Force | C860027272 | Medline Industries | DMT Equipment Distribution | Akron | Akron City Campus | Akron City Hospital | Basement | 2017-02-06 | Low
No | 050476 | Circulatory Assist Units, Peripheral Compression | MDS600INT2 - Hemo Force | C860027187 | Medline Industries | DMT Equipment Distribution | Akron | Akron City Campus | Akron City Hospital | Basement | 2017-02-06 | Low
No | 050477 | Circulatory Assist Units, Peripheral Compression | MDS600INT2 - Hemo Force | C860027717 | Medline Industries | DMT Equipment Distribution | Akron | Akron City Campus | Akron City Hospital | Basement | 2017-02-06 | Low
No | 050478 | Circulatory Assist Units, Peripheral Compression | MDS600INT2 - Hemo Force | C860027712 | Medline Industries | DMT Equipment Distribution | Akron | Akron City Campus | Akron City Hospital | Basement | 2017-02-06 | Low
No | 050479 | Circulatory Assist Units, Peripheral Compression | MDS600INT2 - Hemo Force | C860027298 | Medline Industries | DMT Equipment Distribution | Akron | Akron City Campus | Akron City Hospital | Basement | 2017-02-06 | Low
No | 050482 | Circulatory Assist Units, Peripheral Compression | MDS600INT2 - Hemo Force | C860027201 | Medline Industries | DMT Equipment Distribution | Akron | Akron City Campus | Akron City Hospital | Basement | 2017-02-06 | Low
No | 050483 | Circulatory Assist Units, Peripheral Compression | MDS600INT2 - Hemo Force | C860027204 | Medline Industries | DMT Equipment Distribution | Akron | Akron City Campus | Akron City Hospital | Basement | 2017-02-06 | Low
No | 050487 | Circulatory Assist Units, Peripheral Compression | MDS600INT2 - Hemo Force | C860027152 | Medline Industries | DMT Equipment Distribution | Akron | Akron City Campus | Akron City Hospital | Basement | 2017-02-06 | Low
No | 050488 | Circulatory Assist Units, Peripheral Compression | MDS600INT2 - Hemo Force | C860028025 | Medline Industries | DMT Equipment Distribution | Akron | Akron City Campus | Akron City Hospital | Basement | 2017-02-06 | Low
No | 050489 | Circulatory Assist Units, Peripheral Compression | MDS600INT2 - Hemo Force | C860027154 | Medline Industries | DMT Equipment Distribution | Akron | Akron City Campus | Akron City Hospital | Basement | 2017-02-06 | Low
No | 050490 | Circulatory Assist Units, Peripheral Compression | MDS600INT2 - Hemo Force | C860028055 | Medline Industries | DMT Equipment Distribution | Akron | Akron City Campus | Akron City Hospital | Basement | 2017-02-06 | Low
No | 050491 | Circulatory Assist Units, Peripheral Compression | MDS600INT2 - Hemo Force | C860028046 | Medline Industries | DMT Equipment Distribution | Akron | Akron City Campus | Akron City Hospital | Basement | 2017-02-06 | Low
No | 050493 | Circulatory Assist Units, Peripheral Compression | MDS600INT2 - Hemo Force | C860027299 | Medline Industries | DMT Equipment Distribution | Akron | Akron City Campus | Akron City Hospital | Basement | 2017-02-06 | Low
No | 050494 | Circulatory Assist Units, Peripheral Compression | MDS600INT2 - Hemo Force | C860027709 | Medline Industries | DMT Equipment Distribution | Akron | Akron City Campus | Akron City Hospital | Basement | 2017-02-06 | Low
No | 050495 | Circulatory Assist Units, Peripheral Compression | MDS600INT2 - Hemo Force | C860027707 | Medline Industries | DMT Equipment Distribution | Akron | Akron City Campus | Akron City Hospital | Basement | 2017-02-06 | Low
No | 050496 | Circulatory Assist Units, Peripheral Compression | MDS600INT2 - Hemo Force | C860027470 | Medline Industries | DMT Equipment Distribution | Akron | Akron City Campus | Akron City Hospital | Basement | 2017-02-06 | Low
No | 050500 | Circulatory Assist Units, Peripheral Compression | MDS600INT2 - Hemo Force | C860027244 | Medline Industries | DMT Equipment Distribution | Akron | Akron City Campus | Akron City Hospital | Basement | 2017-02-06 | Low
No | 050501 | Circulatory Assist Units, Peripheral Compression | MDS600INT2 - Hemo Force | C860028069 | Medline Industries | DMT Equipment Distribution | Akron | Akron City Campus | Akron City Hospital | Basement | 2017-02-06 | Low
No | 050502 | Circulatory Assist Units, Peripheral Compression | MDS600INT2 - Hemo Force | C860027289 | Medline Industries | DMT Equipment Distribution | Akron | Akron City Campus | Akron City Hospital | Basement | 2017-02-06 | Low
No | 050503 | Circulatory Assist Units, Peripheral Compression | MDS600INT2 - Hemo Force | C860027183 | Medline Industries | DMT Equipment Distribution | Akron | Akron City Campus | Akron City Hospital | Basement | 2017-02-06 | Low
No | 050504 | Circulatory Assist Units, Peripheral Compression | MDS600INT2 - Hemo Force | C860027813 | Medline Industries | DMT Equipment Distribution | Akron | Akron City Campus | Akron City Hospital | Basement | 2017-02-06 | Low
No | 050505 | Circulatory Assist Units, Peripheral Compression | MDS600INT2 - Hemo Force | C860027760 | Medline Industries | DMT Equipment Distribution | Akron | Akron City Campus | Akron City Hospital | Basement | 2017-02-06 | Low
No | 050506 | Circulatory Assist Units, Peripheral Compression | MDS600INT2 - Hemo Force | C860027460 | Medline Industries | DMT Equipment Distribution | Akron | Akron City Campus | Akron City Hospital | Basement | 2017-02-06 | Low
No | 050507 | Circulatory Assist Units, Peripheral Compression | MDS600INT2 - Hemo Force | C860027257 | Medline Industries | DMT Equipment Distribution | Akron | Akron City Campus | Akron City Hospital | Basement | 2017-02-06 | Low
No | 050508 | Circulatory Assist Units, Peripheral Compression | MDS600INT2 - Hemo Force | C860028157 | Medline Industries | DMT Equipment Distribution | Akron | Akron City Campus | Akron City Hospital | Basement | 2017-02-06 | Low
No | 050510 | Circulatory Assist Units, Peripheral Compression | MDS600INT2 - Hemo Force | C860028576 | Medline Industries | DMT Equipment Distribution | Akron | Akron City Campus | Akron City Hospital | Basement | 2017-02-06 | Low
No | 050511 | Circulatory Assist Units, Peripheral Compression | MDS600INT2 - Hemo Force | C860028479 | Medline Industries | DMT Equipment Distribution | Akron | Akron City Campus | Akron City Hospital | Basement | 2017-02-06 | Low
No | 050512 | Circulatory Assist Units, Peripheral Compression | MDS600INT2 - Hemo Force | C860027713 | Medline Industries | DMT Equipment Distribution | Akron | Akron City Campus | Akron City Hospital | Basement | 2017-02-06 | Low
No | 050513 | Circulatory Assist Units, Peripheral Compression | MDS600INT2 - Hemo Force | C860027847 | Medline Industries | DMT Equipment Distribution | Akron | Akron City Campus | Akron City Hospital | Basement | 2017-02-06 | Low
No | 050514 | Circulatory Assist Units, Peripheral Compression | MDS600INT2 - Hemo Force | C860028040 | Medline Industries | DMT Equipment Distribution | Akron | Akron City Campus | Akron City Hospital | Basement | 2017-02-06 | Low
No | 050515 | Circulatory Assist Units, Peripheral Compression | MDS600INT2 - Hemo Force | C860028030 | Medline Industries | DMT Equipment Distribution | Akron | Akron City Campus | Akron City Hospital | Basement | 2017-02-06 | Low
No | 050517 | Circulatory Assist Units, Peripheral Compression | MDS600INT2 - Hemo Force | C860027701 | Medline Industries | DMT Equipment Distribution | Akron | Akron City Campus | Akron City Hospital | Basement | 2017-02-06 | Low
No | 050518 | Circulatory Assist Units, Peripheral Compression | MDS600INT2 - Hemo Force | C860027718 | Medline Industries | DMT Equipment Distribution | Akron | Akron City Campus | Akron City Hospital | Basement | 2017-02-06 | Low
No | 050519 | Circulatory Assist Units, Peripheral Compression | MDS600INT2 - Hemo Force | C860028688 | Medline Industries | DMT Equipment Distribution | Akron | Akron City Campus | Akron City Hospital | Basement | 2017-02-06 | Low
No | 050521 | Circulatory Assist Units, Peripheral Compression | MDS600INT2 - Hemo Force | C860028092 | Medline Industries | DMT Equipment Distribution | Akron | Akron City Campus | Akron City Hospital | Basement | 2017-02-06 | Low
No | 050522 | Circulatory Assist Units, Peripheral Compression | MDS600INT2 - Hemo Force | C860028324 | Medline Industries | DMT Equipment Distribution | Akron | Akron City Campus | Akron City Hospital | Basement | 2017-02-06 | Low
No | 050523 | Circulatory Assist Units, Peripheral Compression | MDS600INT2 - Hemo Force | C860028445 | Medline Industries | DMT Equipment Distribution | Akron | Akron City Campus | Akron City Hospital | Basement | 2017-02-06 | Low
No | 050524 | Circulatory Assist Units, Peripheral Compression | MDS600INT2 - Hemo Force | C860027486 | Medline Industries | DMT Equipment Distribution | Akron | Akron City Campus | Akron City Hospital | Basement | 2017-02-06 | Low
No | 050525 | Circulatory Assist Units, Peripheral Compression | MDS600INT2 - Hemo Force | C860027150 | Medline Industries | DMT Equipment Distribution | Akron | Akron City Campus | Akron City Hospital | Basement | 2017-02-06 | Low
No | 050526 | Circulatory Assist Units, Peripheral Compression | MDS600INT2 - Hemo Force | C860028315 | Medline Industries | DMT Equipment Distribution | Akron | Akron City Campus | Akron City Hospital | Basement | 2017-02-06 | Low
No | 050527 | Circulatory Assist Units, Peripheral Compression | MDS600INT2 - Hemo Force | C860028193 | Medline Industries | DMT Equipment Distribution | Akron | Akron City Campus | Akron City Hospital | Basement | 2017-02-06 | Low
No | 050530 | Circulatory Assist Units, Peripheral Compression | MDS600INT2 - Hemo Force | C860025686 | Medline Industries | DMT Equipment Distribution | Akron | Akron City Campus | Akron City Hospital | Basement | 2017-02-06 | Low
No | 050531 | Circulatory Assist Units, Peripheral Compression | MDS600INT2 - Hemo Force | C860025528 | Medline Industries | DMT Equipment Distribution | Akron | Akron City Campus | Akron City Hospital | Basement | 2017-02-06 | Low
No | 050532 | Circulatory Assist Units, Peripheral Compression | MDS600INT2 - Hemo Force | C860028110 | Medline Industries | DMT Equipment Distribution | Akron | Akron City Campus | Akron City Hospital | Basement | 2017-02-06 | Low
No | 050533 | Circulatory Assist Units, Peripheral Compression | MDS600INT2 - Hemo Force | C860025682 | Medline Industries | DMT Equipment Distribution | Akron | Akron City Campus | Akron City Hospital | Basement | 2017-02-06 | Low
No | 050534 | Circulatory Assist Units, Peripheral Compression | MDS600INT2 - Hemo Force | C860028432 | Medline Industries | DMT Equipment Distribution | Akron | Akron City Campus | Akron City Hospital | Basement | 2017-02-06 | Low
No | 050536 | Circulatory Assist Units, Peripheral Compression | MDS600INT2 - Hemo Force | C860028482 | Medline Industries | DMT Equipment Distribution | Akron | Akron City Campus | Akron City Hospital | Basement | 2017-02-06 | Low
No | 050537 | Circulatory Assist Units, Peripheral Compression | MDS600INT2 - Hemo Force | C860028349 | Medline Industries | DMT Equipment Distribution | Akron | Akron City Campus | Akron City Hospital | Basement | 2017-02-06 | Low
No | 050538 | Circulatory Assist Units, Peripheral Compression | MDS600INT2 - Hemo Force | C860028373 | Medline Industries | DMT Equipment Distribution | Akron | Akron City Campus | Akron City Hospital | Basement | 2017-02-06 | Low
No | 050539 | Circulatory Assist Units, Peripheral Compression | MDS600INT2 - Hemo Force | C860028325 | Medline Industries | DMT Equipment Distribution | Akron | Akron City Campus | Akron City Hospital | Basement | 2017-02-06 | Low
No | 050540 | Circulatory Assist Units, Peripheral Compression | MDS600INT2 - Hemo Force | C860028438 | Medline Industries | DMT Equipment Distribution | Akron | Akron City Campus | Akron City Hospital | Basement | 2017-02-06 | Low
No | 050541 | Circulatory Assist Units, Peripheral Compression | MDS600INT2 - Hemo Force | C860028188 | Medline Industries | DMT Equipment Distribution | Akron | Akron City Campus | Akron City Hospital | Basement | 2017-02-06 | Low
No | 050543 | Circulatory Assist Units, Peripheral Compression | MDS600INT2 - Hemo Force | C860028134 | Medline Industries | DMT Equipment Distribution | Akron | Akron City Campus | Akron City Hospital | Basement | 2017-02-06 | Low
No | 050545 | Circulatory Assist Units, Peripheral Compression | MDS600INT2 - Hemo Force | C860025427 | Medline Industries | DMT Equipment Distribution | Akron | Akron City Campus | Akron City Hospital | Basement | 2017-02-06 | Low
No | 050547 | Circulatory Assist Units, Peripheral Compression | MDS600INT2 - Hemo Force | C860025811 | Medline Industries | DMT Equipment Distribution | Akron | Akron City Campus | Akron City Hospital | Basement | 2017-02-06 | Low
No | 050548 | Circulatory Assist Units, Peripheral Compression | MDS600INT2 - Hemo Force | C860028118 | Medline Industries | DMT Equipment Distribution | Akron | Akron City Campus | Akron City Hospital | Basement | 2017-02-06 | Low
No | 050550 | Circulatory Assist Units, Peripheral Compression | MDS600INT2 - Hemo Force | C860025575 | Medline Industries | DMT Equipment Distribution | Akron | Akron City Campus | Akron City Hospital | Basement | 2017-02-06 | Low
No | 050552 | Circulatory Assist Units, Peripheral Compression | MDS600INT2 - Hemo Force | C860025430 | Medline Industries | DMT Equipment Distribution | Akron | Akron City Campus | Akron City Hospital | Basement | 2017-02-06 | Low
No | 050553 | Circulatory Assist Units, Peripheral Compression | MDS600INT2 - Hemo Force | C860028367 | Medline Industries | DMT Equipment Distribution | Akron | Akron City Campus | Akron City Hospital | Basement | 2017-02-06 | Low
No | 050554 | Circulatory Assist Units, Peripheral Compression | MDS600INT2 - Hemo Force | C860028123 | Medline Industries | DMT Equipment Distribution | Akron | Akron City Campus | Akron City Hospital | Basement | 2017-02-06 | Low
No | 050555 | Circulatory Assist Units, Peripheral Compression | MDS600INT2 - Hemo Force | C860028336 | Medline Industries | DMT Equipment Distribution | Akron | Akron City Campus | Akron City Hospital | Basement | 2017-02-06 | Low
No | 050556 | Circulatory Assist Units, Peripheral Compression | MDS600INT2 - Hemo Force | C860028129 | Medline Industries | DMT Equipment Distribution | Akron | Akron City Campus | Akron City Hospital | Basement | 2017-02-06 | Low
No | 050558 | Circulatory Assist Units, Peripheral Compression | MDS600INT2 - Hemo Force | C860025735 | Medline Industries | DMT Equipment Distribution | Akron | Akron City Campus | Akron City Hospital | Basement | 2017-02-06 | Low
No | 050559 | Circulatory Assist Units, Peripheral Compression | MDS600INT2 - Hemo Force | C860025702 | Medline Industries | DMT Equipment Distribution | Akron | Akron City Campus | Akron City Hospital | Basement | 2017-02-06 | Low
No | 050561 | Circulatory Assist Units, Peripheral Compression | MDS600INT2 - Hemo Force | C860025821 | Medline Industries | DMT Equipment Distribution | Akron | Akron City Campus | Akron City Hospital | Basement | 2017-02-06 | Low
No | 050564 | Circulatory Assist Units, Peripheral Compression | MDS600INT2 - Hemo Force | C860028024 | Medline Industries | DMT Equipment Distribution | Akron | Akron City Campus | Akron City Hospital | Basement | 2017-02-06 | Low
No | 050565 | Circulatory Assist Units, Peripheral Compression | MDS600INT2 - Hemo Force | C860028381 | Medline Industries | DMT Equipment Distribution | Akron | Akron City Campus | Akron City Hospital | Basement | 2017-02-06 | Low
No | 050567 | Circulatory Assist Units, Peripheral Compression | MDS600INT2 - Hemo Force | C860028365 | Medline Industries | DMT Equipment Distribution | Akron | Akron City Campus | Akron City Hospital | Basement | 2017-02-06 | Low
No | 050569 | Circulatory Assist Units, Peripheral Compression | MDS600INT2 - Hemo Force | C860028607 | Medline Industries | DMT Equipment Distribution | Akron | Akron City Campus | Akron City Hospital | Basement | 2017-02-06 | Low
No | 050570 | Circulatory Assist Units, Peripheral Compression | MDS600INT2 - Hemo Force | C860027975 | Medline Industries | DMT Equipment Distribution | Akron | Akron City Campus | Akron City Hospital | Basement | 2017-02-06 | Low
No | 050572 | Circulatory Assist Units, Peripheral Compression | MDS600INT2 - Hemo Force | C860028182 | Medline Industries | DMT Equipment Distribution | Akron | Akron City Campus | Akron City Hospital | Basement | 2017-02-06 | Low
No | 050573 | Circulatory Assist Units, Peripheral Compression | MDS600INT2 - Hemo Force | C860028209 | Medline Industries | DMT Equipment Distribution | Akron | Akron City Campus | Akron City Hospital | Basement | 2017-02-06 | Low
No | 050575 | Circulatory Assist Units, Peripheral Compression | MDS600INT2 - Hemo Force | C860028252 | Medline Industries | DMT Equipment Distribution | Akron | Akron City Campus | Akron City Hospital | Basement | 2017-02-06 | Low
No | 050576 | Circulatory Assist Units, Peripheral Compression | MDS600INT2 - Hemo Force | C860028236 | Medline Industries | DMT Equipment Distribution | Akron | Akron City Campus | Akron City Hospital | Basement | 2017-02-06 | Low
No | 050577 | Circulatory Assist Units, Peripheral Compression | MDS600INT2 - Hemo Force | C860028437 | Medline Industries | DMT Equipment Distribution | Akron | Akron City Campus | Akron City Hospital | Basement | 2017-02-06 | Low
No | 050578 | Circulatory Assist Units, Peripheral Compression | MDS600INT2 - Hemo Force | C860028007 | Medline Industries | DMT Equipment Distribution | Akron | Akron City Campus | Akron City Hospital | Basement | 2017-02-06 | Low
No | 050581 | Circulatory Assist Units, Peripheral Compression | MDS600INT2 - Hemo Force | C860028825 | Medline Industries | DMT Equipment Distribution | Akron | Akron City Campus | Akron City Hospital | Basement | 2017-02-06 | Low
No | 050582 | Circulatory Assist Units, Peripheral Compression | MDS600INT2 - Hemo Force | C860028184 | Medline Industries | DMT Equipment Distribution | Akron | Akron City Campus | Akron City Hospital | Basement | 2017-02-06 | Low
No | 050583 | Circulatory Assist Units, Peripheral Compression | MDS600INT2 - Hemo Force | C860028578 | Medline Industries | Staff Development | Akron | Corporate Campus | Corporate Center |  | 2017-02-06 | Low
No | 050584 | Circulatory Assist Units, Peripheral Compression | MDS600INT2 - Hemo Force | C860027852 | Medline Industries | DMT Equipment Distribution | Akron | Akron City Campus | Akron City Hospital | Basement | 2017-02-06 | Low
No | 050585 | Circulatory Assist Units, Peripheral Compression | MDS600INT2 - Hemo Force | C860028166 | Medline Industries | DMT Equipment Distribution | Akron | Akron City Campus | Akron City Hospital | Basement | 2017-02-06 | Low
No | 050586 | Circulatory Assist Units, Peripheral Compression | MDS600INT2 - Hemo Force | C860027213 | Medline Industries | DMT Equipment Distribution | Akron | Akron City Campus | Akron City Hospital | Basement | 2017-02-06 | Low
No | 050587 | Circulatory Assist Units, Peripheral Compression | MDS600INT2 - Hemo Force | C860027207 | Medline Industries | DMT Equipment Distribution | Akron | Akron City Campus | Akron City Hospital | Basement | 2017-02-06 | Low
No | 050588 | Circulatory Assist Units, Peripheral Compression | MDS600INT2 - Hemo Force | C860027288 | Medline Industries | DMT Equipment Distribution | Akron | Akron City Campus | Akron City Hospital | Basement | 2017-02-06 | Low
No | 050589 | Circulatory Assist Units, Peripheral Compression | MDS600INT2 - Hemo Force | C860027422 | Medline Industries | DMT Equipment Distribution | Akron | Akron City Campus | Akron City Hospital | Basement | 2017-02-06 | Low
No | 050590 | Circulatory Assist Units, Peripheral Compression | MDS600INT2 - Hemo Force | C860027231 | Medline Industries | DMT Equipment Distribution | Akron | Akron City Campus | Akron City Hospital | Basement | 2017-02-06 | Low
No | 050591 | Circulatory Assist Units, Peripheral Compression | MDS600INT2 - Hemo Force | C860027143 | Medline Industries | DMT Equipment Distribution | Akron | Akron City Campus | Akron City Hospital | Basement | 2017-02-06 | Low
No | 050593 | Circulatory Assist Units, Peripheral Compression | MDS600INT2 - Hemo Force | C860028078 | Medline Industries | DMT Equipment Distribution | Akron | Akron City Campus | Akron City Hospital | Basement | 2017-02-06 | Low
No | 050594 | Circulatory Assist Units, Peripheral Compression | MDS600INT2 - Hemo Force | C860027476 | Medline Industries | DMT Equipment Distribution | Akron | Akron City Campus | Akron City Hospital | Basement | 2017-02-06 | Low
No | 050596 | Circulatory Assist Units, Peripheral Compression | MDS600INT2 - Hemo Force | C860028523 | Medline Industries | DMT Equipment Distribution | Akron | Akron City Campus | Akron City Hospital | Basement | 2017-02-06 | Low
No | 050597 | Circulatory Assist Units, Peripheral Compression | MDS600INT2 - Hemo Force | C860028115 | Medline Industries | DMT Equipment Distribution | Akron | Akron City Campus | Akron City Hospital | Basement | 2017-02-06 | Low
No | 050598 | Circulatory Assist Units, Peripheral Compression | MDS600INT2 - Hemo Force | C860027771 | Medline Industries | DMT Equipment Distribution | Akron | Akron City Campus | Akron City Hospital | Basement | 2017-02-06 | Low
No | 050599 | Circulatory Assist Units, Peripheral Compression | MDS600INT2 - Hemo Force | C860028268 | Medline Industries | DMT Equipment Distribution | Akron | Akron City Campus | Akron City Hospital | Basement | 2017-02-06 | Low
No | 050600 | Circulatory Assist Units, Peripheral Compression | MDS600INT2 - Hemo Force | C860027773 | Medline Industries | DMT Equipment Distribution | Akron | Akron City Campus | Akron City Hospital | Basement | 2017-02-06 | Low
No | 050602 | Circulatory Assist Units, Peripheral Compression | MDS600INT2 - Hemo Force | C860028702 | Medline Industries | DMT Equipment Distribution | Akron | Akron City Campus | Akron City Hospital | Basement | 2017-02-06 | Low
No | 050603 | Circulatory Assist Units, Peripheral Compression | MDS600INT2 - Hemo Force | C860028023 | Medline Industries | DMT Equipment Distribution | Akron | Akron City Campus | Akron City Hospital | Basement | 2017-02-06 | Low
No | 050604 | Circulatory Assist Units, Peripheral Compression | MDS600INT2 - Hemo Force | C860028431 | Medline Industries | DMT Equipment Distribution | Akron | Akron City Campus | Akron City Hospital | Basement | 2017-02-06 | Low
No | 050605 | Circulatory Assist Units, Peripheral Compression | MDS600INT2 - Hemo Force | C860028212 | Medline Industries | DMT Equipment Distribution | Akron | Akron City Campus | Akron City Hospital | Basement | 2017-02-06 | Low
No | 050606 | Circulatory Assist Units, Peripheral Compression | MDS600INT2 - Hemo Force | C860028017 | Medline Industries | DMT Equipment Distribution | Akron | Akron City Campus | Akron City Hospital | Basement | 2017-02-06 | Low
No | 050607 | Circulatory Assist Units, Peripheral Compression | MDS600INT2 - Hemo Force | C860028190 | Medline Industries | DMT Equipment Distribution | Akron | Akron City Campus | Akron City Hospital | Basement | 2017-02-06 | Low
No | 050608 | Circulatory Assist Units, Peripheral Compression | MDS600INT2 - Hemo Force | C860028146 | Medline Industries | DMT Equipment Distribution | Akron | Akron City Campus | Akron City Hospital | Basement | 2017-02-06 | Low
No | 050609 | Circulatory Assist Units, Peripheral Compression | MDS600INT2 - Hemo Force | C860027726 | Medline Industries | DMT Equipment Distribution | Akron | Akron City Campus | Akron City Hospital | Basement | 2017-02-06 | Low
No | 050610 | Circulatory Assist Units, Peripheral Compression | MDS600INT2 - Hemo Force | C860028197 | Medline Industries | DMT Equipment Distribution | Akron | Akron City Campus | Akron City Hospital | Basement | 2017-02-06 | Low
No | 050611 | Circulatory Assist Units, Peripheral Compression | MDS600INT2 - Hemo Force | C860028132 | Medline Industries | DMT Equipment Distribution | Akron | Akron City Campus | Akron City Hospital | Basement | 2017-02-06 | Low
No | 050612 | Circulatory Assist Units, Peripheral Compression | MDS600INT2 - Hemo Force | C860028101 | Medline Industries | DMT Equipment Distribution | Akron | Akron City Campus | Akron City Hospital | Basement | 2017-02-06 | Low
No | 050613 | Circulatory Assist Units, Peripheral Compression | MDS600INT2 - Hemo Force | C860028676 | Medline Industries | DMT Equipment Distribution | Akron | Akron City Campus | Akron City Hospital | Basement | 2017-02-06 | Low
No | 050614 | Circulatory Assist Units, Peripheral Compression | MDS600INT2 - Hemo Force | C860027989 | Medline Industries | DMT Equipment Distribution | Akron | Akron City Campus | Akron City Hospital | Basement | 2017-02-06 | Low
No | 050615 | Circulatory Assist Units, Peripheral Compression | MDS600INT2 - Hemo Force | C860028388 | Medline Industries | DMT Equipment Distribution | Akron | Akron City Campus | Akron City Hospital | Basement | 2017-02-06 | Low
No | 050616 | Circulatory Assist Units, Peripheral Compression | MDS600INT2 - Hemo Force | C860028004 | Medline Industries | DMT Equipment Distribution | Akron | Akron City Campus | Akron City Hospital | Basement | 2017-02-06 | Low
No | 050617 | Circulatory Assist Units, Peripheral Compression | MDS600INT2 - Hemo Force | C860027722 | Medline Industries | DMT Equipment Distribution | Akron | Akron City Campus | Akron City Hospital | Basement | 2017-02-06 | Low
No | 050618 | Circulatory Assist Units, Peripheral Compression | MDS600INT2 - Hemo Force | C860027983 | Medline Industries | DMT Equipment Distribution | Akron | Akron City Campus | Akron City Hospital | Basement | 2017-02-06 | Low
No | 050619 | Circulatory Assist Units, Peripheral Compression | MDS600INT2 - Hemo Force | C860028097 | Medline Industries | DMT Equipment Distribution | Akron | Akron City Campus | Akron City Hospital | Basement | 2017-02-06 | Low
No | 050620 | Circulatory Assist Units, Peripheral Compression | MDS600INT2 - Hemo Force | C860027774 | Medline Industries | DMT Equipment Distribution | Akron | Akron City Campus | Akron City Hospital | Basement | 2017-02-06 | Low
No | 050621 | Circulatory Assist Units, Peripheral Compression | MDS600INT2 - Hemo Force | C860027776 | Medline Industries | DMT Equipment Distribution | Akron | Akron City Campus | Akron City Hospital | Basement | 2017-02-06 | Low
No | 050622 | Circulatory Assist Units, Peripheral Compression | MDS600INT2 - Hemo Force | C860027802 | Medline Industries | DMT Equipment Distribution | Akron | Akron City Campus | Akron City Hospital | Basement | 2017-02-06 | Low
No | 050624 | Circulatory Assist Units, Peripheral Compression | MDS600INT2 - Hemo Force | C860028022 | Medline Industries | DMT Equipment Distribution | Akron | Akron City Campus | Akron City Hospital | Basement | 2017-02-06 | Low
No | 050625 | Circulatory Assist Units, Peripheral Compression | MDS600INT2 - Hemo Force | C860028279 | Medline Industries | DMT Equipment Distribution | Akron | Akron City Campus | Akron City Hospital | Basement | 2017-02-06 | Low
No | 050626 | Circulatory Assist Units, Peripheral Compression | MDS600INT2 - Hemo Force | C860028547 | Medline Industries | DMT Equipment Distribution | Akron | Akron City Campus | Akron City Hospital | Basement | 2017-02-06 | Low
No | 050627 | Circulatory Assist Units, Peripheral Compression | MDS600INT2 - Hemo Force | C860028457 | Medline Industries | DMT Equipment Distribution | Akron | Akron City Campus | Akron City Hospital | Basement | 2017-02-06 | Low
No | 050628 | Circulatory Assist Units, Peripheral Compression | MDS600INT2 - Hemo Force | C860025480 | Medline Industries | DMT Equipment Distribution | Akron | Akron City Campus | Akron City Hospital | Basement | 2017-02-06 | Low
No | 050629 | Circulatory Assist Units, Peripheral Compression | MDS600INT2 - Hemo Force | C860028173 | Medline Industries | DMT Equipment Distribution | Akron | Akron City Campus | Akron City Hospital | Basement | 2017-02-06 | Low
No | 050630 | Circulatory Assist Units, Peripheral Compression | MDS600INT2 - Hemo Force | C860028542 | Medline Industries | DMT Equipment Distribution | Akron | Akron City Campus | Akron City Hospital | Basement | 2017-02-06 | Low
No | 050631 | Circulatory Assist Units, Peripheral Compression | MDS600INT2 - Hemo Force | C860028423 | Medline Industries | DMT Equipment Distribution | Akron | Akron City Campus | Akron City Hospital | Basement | 2017-02-06 | Low
No | 050634 | Circulatory Assist Units, Peripheral Compression | MDS600INT2 - Hemo Force | C860027414 | Medline Industries | DMT Equipment Distribution | Akron | Akron City Campus | Akron City Hospital | Basement | 2017-02-06 | Low
No | 050635 | Circulatory Assist Units, Peripheral Compression | MDS600INT2 - Hemo Force | C860027247 | Medline Industries | DMT Equipment Distribution | Akron | Akron City Campus | Akron City Hospital | Basement | 2017-02-06 | Low
No | 050636 | Circulatory Assist Units, Peripheral Compression | MDS600INT2 - Hemo Force | C860027255 | Medline Industries | DMT Equipment Distribution | Akron | Akron City Campus | Akron City Hospital | Basement | 2017-02-06 | Low
No | 050637 | Circulatory Assist Units, Peripheral Compression | MDS600INT2 - Hemo Force | C860027390 | Medline Industries | DMT Equipment Distribution | Akron | Akron City Campus | Akron City Hospital | Basement | 2017-02-06 | Low
No | 050638 | Circulatory Assist Units, Peripheral Compression | MDS600INT2 - Hemo Force | C860025721 | Medline Industries | DMT Equipment Distribution | Akron | Akron City Campus | Akron City Hospital | Basement | 2017-02-06 | Low
No | 050639 | Circulatory Assist Units, Peripheral Compression | MDS600INT2 - Hemo Force | C860025347 | Medline Industries | DMT Equipment Distribution | Akron | Akron City Campus | Akron City Hospital | Basement | 2017-02-06 | Low
No | 050640 | Circulatory Assist Units, Peripheral Compression | MDS600INT2 - Hemo Force | C860025506 | Medline Industries | DMT Equipment Distribution | Akron | Akron City Campus | Akron City Hospital | Basement | 2017-02-06 | Low
No | 050641 | Circulatory Assist Units, Peripheral Compression | MDS600INT2 - Hemo Force | C860028308 | Medline Industries | DMT Equipment Distribution | Akron | Akron City Campus | Akron City Hospital | Basement | 2017-02-06 | Low
No | 050643 | Circulatory Assist Units, Peripheral Compression | MDS600INT2 - Hemo Force | C860025498 | Medline Industries | DMT Equipment Distribution | Akron | Akron City Campus | Akron City Hospital | Basement | 2017-02-06 | Low
No | 050644 | Circulatory Assist Units, Peripheral Compression | MDS600INT2 - Hemo Force | C860025628 | Medline Industries | DMT Equipment Distribution | Akron | Akron City Campus | Akron City Hospital | Basement | 2017-02-06 | Low
No | 050645 | Circulatory Assist Units, Peripheral Compression | MDS600INT2 - Hemo Force | C860028133 | Medline Industries | DMT Equipment Distribution | Akron | Akron City Campus | Akron City Hospital | Basement | 2017-02-06 | Low
No | 050646 | Circulatory Assist Units, Peripheral Compression | MDS600INT2 - Hemo Force | C860028363 | Medline Industries | DMT Equipment Distribution | Akron | Akron City Campus | Akron City Hospital | Basement | 2017-02-06 | Low
No | 050647 | Circulatory Assist Units, Peripheral Compression | MDS600INT2 - Hemo Force | C860028328 | Medline Industries | DMT Equipment Distribution | Akron | Akron City Campus | Akron City Hospital | Basement | 2017-02-06 | Low
No | 050648 | Circulatory Assist Units, Peripheral Compression | MDS600INT2 - Hemo Force | C860025428 | Medline Industries | DMT Equipment Distribution | Akron | Akron City Campus | Akron City Hospital | Basement | 2017-02-06 | Low
No | 050649 | Circulatory Assist Units, Peripheral Compression | MDS600INT2 - Hemo Force | C860028564 | Medline Industries | DMT Equipment Distribution | Akron | Akron City Campus | Akron City Hospital | Basement | 2017-02-06 | Low
No | 050650 | Circulatory Assist Units, Peripheral Compression | MDS600INT2 - Hemo Force | C860028505 | Medline Industries | DMT Equipment Distribution | Akron | Akron City Campus | Akron City Hospital | Basement | 2017-02-06 | Low
No | 050651 | Circulatory Assist Units, Peripheral Compression | MDS600INT2 - Hemo Force | C860028483 | Medline Industries | DMT Equipment Distribution | Akron | Akron City Campus | Akron City Hospital | Basement | 2017-02-06 | Low
No | 050652 | Circulatory Assist Units, Peripheral Compression | MDS600INT2 - Hemo Force | C860028400 | Medline Industries | DMT Equipment Distribution | Akron | Akron City Campus | Akron City Hospital | Basement | 2017-02-06 | Low
No | 050653 | Circulatory Assist Units, Peripheral Compression | MDS600INT2 - Hemo Force | C860028498 | Medline Industries | DMT Equipment Distribution | Akron | Akron City Campus | Akron City Hospital | Basement | 2017-02-06 | Low
No | 050654 | Circulatory Assist Units, Peripheral Compression | MDS600INT2 - Hemo Force | C860025681 | Medline Industries | DMT Equipment Distribution | Akron | Akron City Campus | Akron City Hospital | Basement | 2017-02-06 | Low
No | 050655 | Circulatory Assist Units, Peripheral Compression | MDS600INT2 - Hemo Force | C860025665 | Medline Industries | DMT Equipment Distribution | Akron | Akron City Campus | Akron City Hospital | Basement | 2017-02-06 | Low
No | 050656 | Circulatory Assist Units, Peripheral Compression | MDS600INT2 - Hemo Force | C860025450 | Medline Industries | DMT Equipment Distribution | Akron | Akron City Campus | Akron City Hospital | Basement | 2017-02-06 | Low
No | 050660 | Circulatory Assist Units, Peripheral Compression | MDS600INT2 - Hemo Force | C860028424 | Medline Industries | DMT Equipment Distribution | Akron | Akron City Campus | Akron City Hospital | Basement | 2017-02-06 | Low
No | 050661 | Circulatory Assist Units, Peripheral Compression | MDS600INT2 - Hemo Force | C860028369 | Medline Industries | DMT Equipment Distribution | Akron | Akron City Campus | Akron City Hospital | Basement | 2017-02-06 | Low
No | 050662 | Circulatory Assist Units, Peripheral Compression | MDS600INT2 - Hemo Force | C880029920 | Medline Industries | DMT Equipment Distribution | Akron | Akron City Campus | Akron City Hospital | Basement | 2017-02-06 | Low
No | 050663 | Circulatory Assist Units, Peripheral Compression | MDS600INT2 - Hemo Force | C860028389 | Medline Industries | DMT Equipment Distribution | Akron | Akron City Campus | Akron City Hospital | Basement | 2017-02-06 | Low
No | 050664 | Circulatory Assist Units, Peripheral Compression | MDS600INT2 - Hemo Force | C860028502 | Medline Industries | DMT Equipment Distribution | Akron | Akron City Campus | Akron City Hospital | Basement | 2017-02-06 | Low
No | 050665 | Circulatory Assist Units, Peripheral Compression | MDS600INT2 - Hemo Force | C860028194 | Medline Industries | DMT Equipment Distribution | Akron | Akron City Campus | Akron City Hospital | Basement | 2017-02-06 | Low
No | 050667 | Circulatory Assist Units, Peripheral Compression | MDS600INT2 - Hemo Force | C860025103 | Medline Industries | DMT Equipment Distribution | Akron | Akron City Campus | Akron City Hospital | Basement | 2017-02-06 | Low
No | 050670 | Circulatory Assist Units, Peripheral Compression | MDS600INT2 - Hemo Force | C860025090 | Medline Industries | DMT Equipment Distribution | Akron | Akron City Campus | Akron City Hospital | Basement | 2017-02-06 | Low
No | 050671 | Circulatory Assist Units, Peripheral Compression | MDS600INT2 - Hemo Force | C860025728 | Medline Industries | DMT Equipment Distribution | Akron | Akron City Campus | Akron City Hospital | Basement | 2017-02-06 | Low
No | 050672 | Circulatory Assist Units, Peripheral Compression | MDS600INT2 - Hemo Force | C860028398 | Medline Industries | DMT Equipment Distribution | Akron | Akron City Campus | Akron City Hospital | Basement | 2017-02-06 | Low
No | 050673 | Circulatory Assist Units, Peripheral Compression | MDS600INT2 - Hemo Force | C860028353 | Medline Industries | DMT Equipment Distribution | Akron | Akron City Campus | Akron City Hospital | Basement | 2017-02-06 | Low
No | 050675 | Circulatory Assist Units, Peripheral Compression | MDS600INT2 - Hemo Force | C860028376 | Medline Industries | DMT Equipment Distribution | Akron | Akron City Campus | Akron City Hospital | Basement | 2017-02-06 | Low
No | 050676 | Circulatory Assist Units, Peripheral Compression | MDS600INT2 - Hemo Force | C860028459 | Medline Industries | DMT Equipment Distribution | Akron | Akron City Campus | Akron City Hospital | Basement | 2017-02-06 | Low
No | 050677 | Circulatory Assist Units, Peripheral Compression | MDS600INT2 - Hemo Force | C860028310 | Medline Industries | DMT Equipment Distribution | Akron | Akron City Campus | Akron City Hospital | Basement | 2017-02-06 | Low
No | 050679 | Circulatory Assist Units, Peripheral Compression | MDS600INT2 - Hemo Force | C860025114 | Medline Industries | DMT Equipment Distribution | Akron | Akron City Campus | Akron City Hospital | Basement | 2017-02-06 | Low
No | 050680 | Circulatory Assist Units, Peripheral Compression | MDS600INT2 - Hemo Force | C860028394 | Medline Industries | DMT Equipment Distribution | Akron | Akron City Campus | Akron City Hospital | Basement | 2017-02-06 | Low
No | 050681 | Circulatory Assist Units, Peripheral Compression | MDS600INT2 - Hemo Force | C860028355 | Medline Industries | DMT Equipment Distribution | Akron | Akron City Campus | Akron City Hospital | Basement | 2017-02-06 | Low
No | 050682 | Circulatory Assist Units, Peripheral Compression | MDS600INT2 - Hemo Force | C860025814 | Medline Industries | DMT Equipment Distribution | Akron | Akron City Campus | Akron City Hospital | Basement | 2017-02-06 | Low
No | 050683 | Circulatory Assist Units, Peripheral Compression | MDS600INT2 - Hemo Force | C860028421 | Medline Industries | DMT Equipment Distribution | Akron | Akron City Campus | Akron City Hospital | Basement | 2017-02-06 | Low
No | 050684 | Circulatory Assist Units, Peripheral Compression | MDS600INT2 - Hemo Force | C860025706 | Medline Industries | DMT Equipment Distribution | Akron | Akron City Campus | Akron City Hospital | Basement | 2017-02-06 | Low
No | 050685 | Circulatory Assist Units, Peripheral Compression | MDS600INT2 - Hemo Force | C860025459 | Medline Industries | DMT Equipment Distribution | Akron | Akron City Campus | Akron City Hospital | Basement | 2017-02-06 | Low
No | 050686 | Circulatory Assist Units, Peripheral Compression | MDS600INT2 - Hemo Force | C860028358 | Medline Industries | DMT Equipment Distribution | Akron | Akron City Campus | Akron City Hospital | Basement | 2017-02-06 | Low
No | 050687 | Circulatory Assist Units, Peripheral Compression | MDS600INT2 - Hemo Force | C860028551 | Medline Industries | DMT Equipment Distribution | Akron | Akron City Campus | Akron City Hospital | Basement | 2017-02-06 | Low
No | 050688 | Circulatory Assist Units, Peripheral Compression | MDS600INT2 - Hemo Force | C860028107 | Medline Industries | DMT Equipment Distribution | Akron | Akron City Campus | Akron City Hospital | Basement | 2017-02-06 | Low
No | 050689 | Circulatory Assist Units, Peripheral Compression | MDS600INT2 - Hemo Force | C860028881 | Medline Industries | DMT Equipment Distribution | Akron | Akron City Campus | Akron City Hospital | Basement | 2017-02-06 | Low
No | 050690 | Circulatory Assist Units, Peripheral Compression | MDS600INT2 - Hemo Force | C860028737 | Medline Industries | DMT Equipment Distribution | Akron | Akron City Campus | Akron City Hospital | Basement | 2017-02-06 | Low
No | 050691 | Circulatory Assist Units, Peripheral Compression | MDS600INT2 - Hemo Force | C860028510 | Medline Industries | DMT Equipment Distribution | Akron | Akron City Campus | Akron City Hospital | Basement | 2017-02-06 | Low
No | 050692 | Circulatory Assist Units, Peripheral Compression | MDS600INT2 - Hemo Force | C860028730 | Medline Industries | DMT Equipment Distribution | Akron | Akron City Campus | Akron City Hospital | Basement | 2017-02-06 | Low
No | 050694 | Circulatory Assist Units, Peripheral Compression | MDS600INT2 - Hemo Force | C860027372 | Medline Industries | DMT Equipment Distribution | Akron | Akron City Campus | Akron City Hospital | Basement | 2017-02-06 | Low
No | 050695 | Circulatory Assist Units, Peripheral Compression | MDS600INT2 - Hemo Force | C860027388 | Medline Industries | DMT Equipment Distribution | Akron | Akron City Campus | Akron City Hospital | Basement | 2017-02-06 | Low
No | 050697 | Circulatory Assist Units, Peripheral Compression | MDS600INT2 - Hemo Force | C860027227 | Medline Industries | DMT Equipment Distribution | Akron | Akron City Campus | Akron City Hospital | Basement | 2017-02-06 | Low
No | 050698 | Circulatory Assist Units, Peripheral Compression | MDS600INT2 - Hemo Force | C860027234 | Medline Industries | DMT Equipment Distribution | Akron | Akron City Campus | Akron City Hospital | Basement | 2017-02-06 | Low
No | 050699 | Circulatory Assist Units, Peripheral Compression | MDS600INT2 - Hemo Force | C860027374 | Medline Industries | DMT Equipment Distribution | Akron | Akron City Campus | Akron City Hospital | Basement | 2017-02-06 | Low
No | 050700 | Circulatory Assist Units, Peripheral Compression | MDS600INT2 - Hemo Force | C860027484 | Medline Industries | DMT Equipment Distribution | Akron | Akron City Campus | Akron City Hospital | Basement | 2017-02-06 | Low
No | 050701 | Circulatory Assist Units, Peripheral Compression | MDS600INT2 - Hemo Force | C860027375 | Medline Industries | DMT Equipment Distribution | Akron | Akron City Campus | Akron City Hospital | Basement | 2017-02-06 | Low
No | 050702 | Circulatory Assist Units, Peripheral Compression | MDS600INT2 - Hemo Force | C860027469 | Medline Industries | DMT Equipment Distribution | Akron | Akron City Campus | Akron City Hospital | Basement | 2017-02-06 | Low
No | 050703 | Circulatory Assist Units, Peripheral Compression | MDS600INT2 - Hemo Force | C860027379 | Medline Industries | DMT Equipment Distribution | Akron | Akron City Campus | Akron City Hospital | Basement | 2017-02-06 | Low
No | 050704 | Circulatory Assist Units, Peripheral Compression | MDS600INT2 - Hemo Force | C860027481 | Medline Industries | DMT Equipment Distribution | Akron | Akron City Campus | Akron City Hospital | Basement | 2017-02-06 | Low
No | 051900 | Circulatory Assist Units, Peripheral Compression | MDS600INT2 - Hemo Force | C860027196 | Medline Industries | Summa Rehab Hospital | Akron | Akron City Campus | Summa Rehab Hospital |  | 2017-02-17 | Low
No | 051901 | Circulatory Assist Units, Peripheral Compression | MDS600INT2 - Hemo Force | C860027163 | Medline Industries | Summa Rehab Hospital | Akron | Akron City Campus | Summa Rehab Hospital |  | 2017-02-17 | Low
No | 051902 | Circulatory Assist Units, Peripheral Compression | MDS600INT2 - Hemo Force | C860027385 | Medline Industries | Summa Rehab Hospital | Akron | Akron City Campus | Summa Rehab Hospital |  | 2017-02-17 | Low
No | 051903 | Circulatory Assist Units, Peripheral Compression | MDS600INT2 - Hemo Force | C860027399 | Medline Industries | Summa Rehab Hospital | Akron | Akron City Campus | Summa Rehab Hospital |  | 2017-02-17 | Low
No | 051904 | Circulatory Assist Units, Peripheral Compression | MDS600INT2 - Hemo Force | C860027144 | Medline Industries | Summa Rehab Hospital | Akron | Akron City Campus | Summa Rehab Hospital |  | 2017-02-17 | Low
No | 051905 | Circulatory Assist Units, Peripheral Compression | MDS600INT2 - Hemo Force | C860027211 | Medline Industries | Summa Rehab Hospital | Akron | Akron City Campus | Summa Rehab Hospital |  | 2017-02-17 | Low
No | 051906 | Circulatory Assist Units, Peripheral Compression | MDS600INT2 - Hemo Force | C860027194 | Medline Industries | Summa Rehab Hospital | Akron | Akron City Campus | Summa Rehab Hospital |  | 2017-02-17 | Low
No | 051907 | Circulatory Assist Units, Peripheral Compression | MDS600INT2 - Hemo Force | C860027252 | Medline Industries | Summa Rehab Hospital | Akron | Akron City Campus | Summa Rehab Hospital |  | 2017-02-17 | Low
No | 051908 | Circulatory Assist Units, Peripheral Compression | MDS600INT2 - Hemo Force | C860027209 | Medline Industries | Summa Rehab Hospital | Akron | Akron City Campus | Summa Rehab Hospital |  | 2017-02-17 | Low
No | 051909 | Circulatory Assist Units, Peripheral Compression | MDS600INT2 - Hemo Force | C860027158 | Medline Industries | Summa Rehab Hospital | Akron | Akron City Campus | Summa Rehab Hospital |  | 2017-02-17 | Low
No | 051910 | Circulatory Assist Units, Peripheral Compression | MDS600INT2 - Hemo Force | C860027166 | Medline Industries | Summa Rehab Hospital | Akron | Akron City Campus | Summa Rehab Hospital |  | 2017-02-17 | Low
No | 051911 | Circulatory Assist Units, Peripheral Compression | MDS600INT2 - Hemo Force | C860027461 | Medline Industries | Summa Rehab Hospital | Akron | Akron City Campus | Summa Rehab Hospital |  | 2017-02-17 | Low
No | 051912 | Circulatory Assist Units, Peripheral Compression | MDS600INT2 - Hemo Force | C860027456 | Medline Industries | Summa Rehab Hospital | Akron | Akron City Campus | Summa Rehab Hospital |  | 2017-02-17 | Low
No | 051913 | Circulatory Assist Units, Peripheral Compression | MDS600INT2 - Hemo Force | C860027384 | Medline Industries | Summa Rehab Hospital | Akron | Akron City Campus | Summa Rehab Hospital |  | 2017-02-17 | Low
No | 051914 | Circulatory Assist Units, Peripheral Compression | MDS600INT2 - Hemo Force | C860027262 | Medline Industries | Summa Rehab Hospital | Akron | Akron City Campus | Summa Rehab Hospital |  | 2017-02-17 | Low
No | 051915 | Circulatory Assist Units, Peripheral Compression | MDS600INT2 - Hemo Force | C860027400 | Medline Industries | Summa Rehab Hospital | Akron | Akron City Campus | Summa Rehab Hospital |  | 2017-02-17 | Low
No | 051916 | Circulatory Assist Units, Peripheral Compression | MDS600INT2 - Hemo Force | C860027253 | Medline Industries | Summa Rehab Hospital | Akron | Akron City Campus | Summa Rehab Hospital |  | 2017-02-17 | Low
No | 051917 | Circulatory Assist Units, Peripheral Compression | MDS600INT2 - Hemo Force | C860027185 | Medline Industries | Summa Rehab Hospital | Akron | Akron City Campus | Summa Rehab Hospital |  | 2017-02-17 | Low
No | 051918 | Circulatory Assist Units, Peripheral Compression | MDS600INT2 - Hemo Force | C860027459 | Medline Industries | Summa Rehab Hospital | Akron | Akron City Campus | Summa Rehab Hospital |  | 2017-02-17 | Low
No | 051919 | Circulatory Assist Units, Peripheral Compression | MDS600INT2 - Hemo Force | C860027454 | Medline Industries | Summa Rehab Hospital | Akron | Akron City Campus | Summa Rehab Hospital |  | 2017-02-17 | Low
No | 051920 | Circulatory Assist Units, Peripheral Compression | MDS600INT2 - Hemo Force | C860027416 | Medline Industries | Summa Rehab Hospital | Akron | Akron City Campus | Summa Rehab Hospital |  | 2017-02-17 | Low
No | 051921 | Circulatory Assist Units, Peripheral Compression | MDS600INT2 - Hemo Force | C860027148 | Medline Industries | Summa Rehab Hospital | Akron | Akron City Campus | Summa Rehab Hospital |  | 2017-02-17 | Low
No | 051922 | Circulatory Assist Units, Peripheral Compression | MDS600INT2 - Hemo Force | C860027634 | Medline Industries | Summa Rehab Hospital | Akron | Akron City Campus | Summa Rehab Hospital |  | 2017-02-17 | Low
No | 051923 | Circulatory Assist Units, Peripheral Compression | MDS600INT2 - Hemo Force | C860027653 | Medline Industries | Summa Rehab Hospital | Akron | Akron City Campus | Summa Rehab Hospital |  | 2017-02-17 | Low
No | 051924 | Circulatory Assist Units, Peripheral Compression | MDS600INT2 - Hemo Force | C860027202 | Medline Industries | Summa Rehab Hospital | Akron | Akron City Campus | Summa Rehab Hospital |  | 2017-02-17 | Low
No | 051925 | Circulatory Assist Units, Peripheral Compression | MDS600INT2 - Hemo Force | C860027487 | Medline Industries | Summa Rehab Hospital | Akron | Akron City Campus | Summa Rehab Hospital |  | 2017-02-17 | Low
No | 051926 | Circulatory Assist Units, Peripheral Compression | MDS600INT2 - Hemo Force | C860027281 | Medline Industries | Summa Rehab Hospital | Akron | Akron City Campus | Summa Rehab Hospital |  | 2017-02-17 | Low
No | 051927 | Circulatory Assist Units, Peripheral Compression | MDS600INT2 - Hemo Force | C860027645 | Medline Industries | Summa Rehab Hospital | Akron | Akron City Campus | Summa Rehab Hospital |  | 2017-02-17 | Low
No | 051928 | Circulatory Assist Units, Peripheral Compression | MDS600INT2 - Hemo Force | C860027389 | Medline Industries | Summa Rehab Hospital | Akron | Akron City Campus | Summa Rehab Hospital |  | 2017-02-17 | Low
No | 051929 | Circulatory Assist Units, Peripheral Compression | MDS600INT2 - Hemo Force | C860027261 | Medline Industries | Summa Rehab Hospital | Akron | Akron City Campus | Summa Rehab Hospital |  | 2017-02-17 | Low
No | 051930 | Circulatory Assist Units, Peripheral Compression | MDS600INT2 - Hemo Force | C860027268 | Medline Industries | Summa Rehab Hospital | Akron | Akron City Campus | Summa Rehab Hospital |  | 2017-02-17 | Low
No | 051931 | Circulatory Assist Units, Peripheral Compression | MDS600INT2 - Hemo Force | C860027153 | Medline Industries | Summa Rehab Hospital | Akron | Akron City Campus | Summa Rehab Hospital |  | 2017-02-17 | Low
No | 051932 | Circulatory Assist Units, Peripheral Compression | MDS600INT2 - Hemo Force | C860027464 | Medline Industries | Summa Rehab Hospital | Akron | Akron City Campus | Summa Rehab Hospital |  | 2017-02-17 | Low
No | 051933 | Circulatory Assist Units, Peripheral Compression | MDS600INT2 - Hemo Force | C860027287 | Medline Industries | Summa Rehab Hospital | Akron | Akron City Campus | Summa Rehab Hospital |  | 2017-02-17 | Low
No | 051934 | Circulatory Assist Units, Peripheral Compression | MDS600INT2 - Hemo Force | C860027963 | Medline Industries | Summa Rehab Hospital | Akron | Akron City Campus | Summa Rehab Hospital |  | 2017-02-17 | Low
No | 051935 | Circulatory Assist Units, Peripheral Compression | MDS600INT2 - Hemo Force | C860027171 | Medline Industries | Summa Rehab Hospital | Akron | Akron City Campus | Summa Rehab Hospital |  | 2017-02-17 | Low
No | 051936 | Circulatory Assist Units, Peripheral Compression | MDS600INT2 - Hemo Force | C860027376 | Medline Industries | Summa Rehab Hospital | Akron | Akron City Campus | Summa Rehab Hospital |  | 2017-02-17 | Low
No | 051937 | Circulatory Assist Units, Peripheral Compression | MDS600INT2 - Hemo Force | C860027157 | Medline Industries | Summa Rehab Hospital | Akron | Akron City Campus | Summa Rehab Hospital |  | 2017-02-17 | Low
No | 051938 | Circulatory Assist Units, Peripheral Compression | MDS600INT2 - Hemo Force | C860027290 | Medline Industries | Summa Rehab Hospital | Akron | Akron City Campus | Summa Rehab Hospital |  | 2017-02-17 | Low
No | 051939 | Circulatory Assist Units, Peripheral Compression | MDS600INT2 - Hemo Force | C860027167 | Medline Industries | Summa Rehab Hospital | Akron | Akron City Campus | Summa Rehab Hospital |  | 2017-02-17 | Low
No | 051940 | Circulatory Assist Units, Peripheral Compression | MDS600INT2 - Hemo Force | C860027208 | Medline Industries | Summa Rehab Hospital | Akron | Akron City Campus | Summa Rehab Hospital |  | 2017-02-17 | Low
No | 051941 | Circulatory Assist Units, Peripheral Compression | MDS600INT2 - Hemo Force | C860027386 | Medline Industries | Summa Rehab Hospital | Akron | Akron City Campus | Summa Rehab Hospital |  | 2017-02-17 | Low
No | 051942 | Circulatory Assist Units, Peripheral Compression | MDS600INT2 - Hemo Force | C860027284 | Medline Industries | Summa Rehab Hospital | Akron | Akron City Campus | Summa Rehab Hospital |  | 2017-02-17 | Low
No | 051943 | Circulatory Assist Units, Peripheral Compression | MDS600INT2 - Hemo Force | C860027382 | Medline Industries | Summa Rehab Hospital | Akron | Akron City Campus | Summa Rehab Hospital |  | 2017-02-17 | Low
No | 051944 | Circulatory Assist Units, Peripheral Compression | MDS600INT2 - Hemo Force | C860027972 | Medline Industries | Summa Rehab Hospital | Akron | Akron City Campus | Summa Rehab Hospital |  | 2017-02-17 | Low
No | 051945 | Circulatory Assist Units, Peripheral Compression | MDS600INT2 - Hemo Force | C860027458 | Medline Industries | Summa Rehab Hospital | Akron | Akron City Campus | Summa Rehab Hospital |  | 2017-02-17 | Low
No | 051946 | Circulatory Assist Units, Peripheral Compression | MDS600INT2 - Hemo Force | C860027921 | Medline Industries | Summa Rehab Hospital | Akron | Akron City Campus | Summa Rehab Hospital |  | 2017-02-17 | Low
No | 051947 | Circulatory Assist Units, Peripheral Compression | MDS600INT2 - Hemo Force | C860027380 | Medline Industries | Summa Rehab Hospital | Akron | Akron City Campus | Summa Rehab Hospital |  | 2017-02-17 | Low
No | 051948 | Circulatory Assist Units, Peripheral Compression | MDS600INT2 - Hemo Force | C860027488 | Medline Industries | Summa Rehab Hospital | Akron | Akron City Campus | Summa Rehab Hospital |  | 2017-02-17 | Low
No | 051949 | Circulatory Assist Units, Peripheral Compression | MDS600INT2 - Hemo Force | C860027251 | Medline Industries | Summa Rehab Hospital | Akron | Akron City Campus | Summa Rehab Hospital |  | 2017-02-17 | Low
No | 051950 | Circulatory Assist Units, Peripheral Compression | MDS600INT2 - Hemo Force | C860027489 | Medline Industries | Summa Rehab Hospital | Akron | Akron City Campus | Summa Rehab Hospital |  | 2017-02-17 | Low
No | 051951 | Circulatory Assist Units, Peripheral Compression | MDS600INT2 - Hemo Force | C860027402 | Medline Industries | Summa Rehab Hospital | Akron | Akron City Campus | Summa Rehab Hospital |  | 2017-02-17 | Low
No | 051952 | Circulatory Assist Units, Peripheral Compression | MDS600INT2 - Hemo Force | C860027412 | Medline Industries | Summa Rehab Hospital | Akron | Akron City Campus | Summa Rehab Hospital |  | 2017-02-17 | Low
No | 051953 | Circulatory Assist Units, Peripheral Compression | MDS600INT2 - Hemo Force | C860027395 | Medline Industries | Summa Rehab Hospital | Akron | Akron City Campus | Summa Rehab Hospital |  | 2017-02-17 | Low
No | 051954 | Circulatory Assist Units, Peripheral Compression | MDS600INT2 - Hemo Force | C860027197 | Medline Industries | Summa Rehab Hospital | Akron | Akron City Campus | Summa Rehab Hospital |  | 2017-02-17 | Low
No | 051955 | Circulatory Assist Units, Peripheral Compression | MDS600INT2 - Hemo Force | C860027100 | Medline Industries | Summa Rehab Hospital | Akron | Akron City Campus | Summa Rehab Hospital |  | 2017-02-17 | Low
No | 051956 | Circulatory Assist Units, Peripheral Compression | MDS600INT2 - Hemo Force | C860027200 | Medline Industries | Summa Rehab Hospital | Akron | Akron City Campus | Summa Rehab Hospital |  | 2017-02-17 | Low
No | 051957 | Circulatory Assist Units, Peripheral Compression | MDS600INT2 - Hemo Force | C860027912 | Medline Industries | Summa Rehab Hospital | Akron | Akron City Campus | Summa Rehab Hospital |  | 2017-02-17 | Low
No | 051958 | Circulatory Assist Units, Peripheral Compression | MDS600INT2 - Hemo Force | C860027184 | Medline Industries | Summa Rehab Hospital | Akron | Akron City Campus | Summa Rehab Hospital |  | 2017-02-17 | Low
No | 051959 | Circulatory Assist Units, Peripheral Compression | MDS600INT2 - Hemo Force | C860027282 | Medline Industries | Summa Rehab Hospital | Akron | Akron City Campus | Summa Rehab Hospital |  | 2017-02-17 | Low
No | 053499 | Circulatory Assist Units, Peripheral Compression | MDS600INT2 - Hemo Force | C860027149 | Medline Industries | DMT Equipment Distribution | Akron | Akron City Campus | Akron City Hospital | Basement | 2020-07-30 | Low
No | 056481 | Circulatory Assist Units, Peripheral Compression | MDS600INT2 - Hemo Force | C880029733 | Medline Industries | DMT Equipment Distribution | Akron | Akron City Campus | Akron City Hospital | Basement | 2019-04-26 | Low
No | 056482 | Circulatory Assist Units, Peripheral Compression | MDS600INT2 - Hemo Force | C880029860 | Medline Industries | DMT Equipment Distribution | Akron | Akron City Campus | Akron City Hospital | Basement | 2019-04-26 | Low
No | 056483 | Circulatory Assist Units, Peripheral Compression | MDS600INT2 - Hemo Force | C880029712 | Medline Industries | DMT Equipment Distribution | Akron | Akron City Campus | Akron City Hospital | Basement | 2019-04-26 | Low
No | 056484 | Circulatory Assist Units, Peripheral Compression | MDS600INT2 - Hemo Force | C880029716 | Medline Industries | DMT Equipment Distribution | Akron | Akron City Campus | Akron City Hospital | Basement | 2019-04-26 | Low
No | 056485 | Circulatory Assist Units, Peripheral Compression | MDS600INT2 - Hemo Force | C880029697 | Medline Industries | DMT Equipment Distribution | Akron | Akron City Campus | Akron City Hospital | Basement | 2019-04-26 | Low
No | 056487 | Circulatory Assist Units, Peripheral Compression | MDS600INT2 - Hemo Force | C880029688 | Medline Industries | DMT Equipment Distribution | Akron | Akron City Campus | Akron City Hospital | Basement | 2019-04-26 | Low
No | 056488 | Circulatory Assist Units, Peripheral Compression | MDS600INT2 - Hemo Force | C880029650 | Medline Industries | DMT Equipment Distribution | Akron | Akron City Campus | Akron City Hospital | Basement | 2019-04-26 | Low
No | 056489 | Circulatory Assist Units, Peripheral Compression | MDS600INT2 - Hemo Force | C880029728 | Medline Industries | DMT Equipment Distribution | Akron | Akron City Campus | Akron City Hospital | Basement | 2019-04-26 | Low
No | 056490 | Circulatory Assist Units, Peripheral Compression | MDS600INT2 - Hemo Force | C880029696 | Medline Industries | DMT Equipment Distribution | Akron | Akron City Campus | Akron City Hospital | Basement | 2019-04-26 | Low
No | 056491 | Circulatory Assist Units, Peripheral Compression | MDS600INT2 - Hemo Force | C880029740 | Medline Industries | DMT Equipment Distribution | Akron | Akron City Campus | Akron City Hospital | Basement | 2019-04-26 | Low
No | 056492 | Circulatory Assist Units, Peripheral Compression | MDS600INT2 - Hemo Force | C880029784 | Medline Industries | DMT Equipment Distribution | Akron | Akron City Campus | Akron City Hospital | Basement | 2019-04-26 | Low
No | 056493 | Circulatory Assist Units, Peripheral Compression | MDS600INT2 - Hemo Force | C880029922 | Medline Industries | DMT Equipment Distribution | Akron | Akron City Campus | Akron City Hospital | Basement | 2019-04-26 | Low
No | 056494 | Circulatory Assist Units, Peripheral Compression | MDS600INT2 - Hemo Force | C880029789 | Medline Industries | DMT Equipment Distribution | Akron | Akron City Campus | Akron City Hospital | Basement | 2019-04-26 | Low
No | 056496 | Circulatory Assist Units, Peripheral Compression | MDS600INT2 - Hemo Force | C880029602 | Medline Industries | DMT Equipment Distribution | Akron | Akron City Campus | Akron City Hospital | Basement | 2019-04-26 | Low
No | 056497 | Circulatory Assist Units, Peripheral Compression | MDS600INT2 - Hemo Force | C880029633 | Medline Industries | DMT Equipment Distribution | Akron | Akron City Campus | Akron City Hospital | Basement | 2019-04-26 | Low
No | 056498 | Circulatory Assist Units, Peripheral Compression | MDS600INT2 - Hemo Force | C880029832 | Medline Industries | DMT Equipment Distribution | Akron | Akron City Campus | Akron City Hospital | Basement | 2019-04-26 | Low
No | 056499 | Circulatory Assist Units, Peripheral Compression | MDS600INT2 - Hemo Force | C880029771 | Medline Industries | DMT Equipment Distribution | Akron | Akron City Campus | Akron City Hospital | Basement | 2019-04-26 | Low
No | 056500 | Circulatory Assist Units, Peripheral Compression | MDS600INT2 - Hemo Force | C880029930 | Medline Industries | DMT Equipment Distribution | Akron | Akron City Campus | Akron City Hospital | Basement | 2019-04-26 | Low
No | 056626 | Circulatory Assist Units, Peripheral Compression | MDS600INT2 - Hemo Force | C880029798 | Medline Industries | DMT Equipment Distribution | Akron | Akron City Campus | Akron City Hospital | Basement | 2019-04-26 | Low
No | 056628 | Circulatory Assist Units, Peripheral Compression | MDS600INT2 - Hemo Force | C880029644 | Medline Industries | DMT Equipment Distribution | Akron | Akron City Campus | Akron City Hospital | Basement | 2019-04-26 | Low
No | 056630 | Circulatory Assist Units, Peripheral Compression | MDS600INT2 - Hemo Force | C880029802 | Medline Industries | DMT Equipment Distribution | Akron | Akron City Campus | Akron City Hospital | Basement | 2019-04-26 | Low
No | 056631 | Circulatory Assist Units, Peripheral Compression | MDS600INT2 - Hemo Force | C880029897 | Medline Industries | DMT Equipment Distribution | Akron | Akron City Campus | Akron City Hospital | Basement | 2019-04-26 | Low
No | 056632 | Circulatory Assist Units, Peripheral Compression | MDS600INT2 - Hemo Force | C880029923 | Medline Industries | DMT Equipment Distribution | Akron | Akron City Campus | Akron City Hospital | Basement | 2019-04-26 | Low
No | 056633 | Circulatory Assist Units, Peripheral Compression | MDS600INT2 - Hemo Force | C880029701 | Medline Industries | DMT Equipment Distribution | Akron | Akron City Campus | Akron City Hospital | Basement | 2019-04-26 | Low
No | 056635 | Circulatory Assist Units, Peripheral Compression | MDS600INT2 - Hemo Force | C880029744 | Medline Industries | DMT Equipment Distribution | Akron | Akron City Campus | Akron City Hospital | Basement | 2019-04-26 | Low
No | 056636 | Circulatory Assist Units, Peripheral Compression | MDS600INT2 - Hemo Force | C880029720 | Medline Industries | DMT Equipment Distribution | Akron | Akron City Campus | Akron City Hospital | Basement | 2019-04-26 | Low
No | 056637 | Circulatory Assist Units, Peripheral Compression | MDS600INT2 - Hemo Force | C880029924 | Medline Industries | DMT Equipment Distribution | Akron | Akron City Campus | Akron City Hospital | Basement | 2019-04-26 | Low
No | 056638 | Circulatory Assist Units, Peripheral Compression | MDS600INT2 - Hemo Force | C880029775 | Medline Industries | DMT Equipment Distribution | Akron | Akron City Campus | Akron City Hospital | Basement | 2019-04-26 | Low
No | 056639 | Circulatory Assist Units, Peripheral Compression | MDS600INT2 - Hemo Force | C880029729 | Medline Industries | DMT Equipment Distribution | Akron | Akron City Campus | Akron City Hospital | Basement | 2019-04-26 | Low
No | 056641 | Circulatory Assist Units, Peripheral Compression | MDS600INT2 - Hemo Force | C880029791 | Medline Industries | DMT Equipment Distribution | Akron | Akron City Campus | Akron City Hospital | Basement | 2019-04-26 | Low
No | 056643 | Circulatory Assist Units, Peripheral Compression | MDS600INT2 - Hemo Force | C880029660 | Medline Industries | DMT Equipment Distribution | Akron | Akron City Campus | Akron City Hospital | Basement | 2019-04-26 | Low
No | 056644 | Circulatory Assist Units, Peripheral Compression | MDS600INT2 - Hemo Force | C880029794 | Medline Industries | DMT Equipment Distribution | Akron | Akron City Campus | Akron City Hospital | Basement | 2019-04-26 | Low
No | 056646 | Circulatory Assist Units, Peripheral Compression | MDS600INT2 - Hemo Force | C880029698 | Medline Industries | DMT Equipment Distribution | Akron | Akron City Campus | Akron City Hospital | Basement | 2019-04-26 | Low
No | 056648 | Circulatory Assist Units, Peripheral Compression | MDS600INT2 - Hemo Force | C880029737 | Medline Industries | DMT Equipment Distribution | Akron | Akron City Campus | Akron City Hospital | Basement | 2019-04-26 | Low
No | 056649 | Circulatory Assist Units, Peripheral Compression | MDS600INT2 - Hemo Force | C880029870 | Medline Industries | DMT Equipment Distribution | Akron | Akron City Campus | Akron City Hospital | Basement | 2019-04-26 | Low
No | 056650 | Circulatory Assist Units, Peripheral Compression | MDS600INT2 - Hemo Force | C880029895 | Medline Industries | DMT Equipment Distribution | Akron | Akron City Campus | Akron City Hospital | Basement | 2019-04-26 | Low
No | 056651 | Circulatory Assist Units, Peripheral Compression | MDS600INT2 - Hemo Force | C880029877 | Medline Industries | DMT Equipment Distribution | Akron | Akron City Campus | Akron City Hospital | Basement | 2019-04-26 | Low
No | 056652 | Circulatory Assist Units, Peripheral Compression | MDS600INT2 - Hemo Force | C880029918 | Medline Industries | DMT Equipment Distribution | Akron | Akron City Campus | Akron City Hospital | Basement | 2019-04-26 | Low
No | 056653 | Circulatory Assist Units, Peripheral Compression | MDS600INT2 - Hemo Force | C880029868 | Medline Industries | DMT Equipment Distribution | Akron | Akron City Campus | Akron City Hospital | Basement | 2019-04-26 | Low
No | 056654 | Circulatory Assist Units, Peripheral Compression | MDS600INT2 - Hemo Force | C880029882 | Medline Industries | DMT Equipment Distribution | Akron | Akron City Campus | Akron City Hospital | Basement | 2019-04-26 | Low
No | 056656 | Circulatory Assist Units, Peripheral Compression | MDS600INT2 - Hemo Force | C880029646 | Medline Industries | DMT Equipment Distribution | Akron | Akron City Campus | Akron City Hospital | Basement | 2019-04-26 | Low
No | 056657 | Circulatory Assist Units, Peripheral Compression | MDS600INT2 - Hemo Force | C880029615 | Medline Industries | DMT Equipment Distribution | Akron | Akron City Campus | Akron City Hospital | Basement | 2019-04-26 | Low
No | 056658 | Circulatory Assist Units, Peripheral Compression | MDS600INT2 - Hemo Force | C880029613 | Medline Industries | DMT Equipment Distribution | Akron | Akron City Campus | Akron City Hospital | Basement | 2019-04-26 | Low
No | 056659 | Circulatory Assist Units, Peripheral Compression | MDS600INT2 - Hemo Force | C880029647 | Medline Industries | DMT Equipment Distribution | Akron | Akron City Campus | Akron City Hospital | Basement | 2019-04-26 | Low
No | 056660 | Circulatory Assist Units, Peripheral Compression | MDS600INT2 - Hemo Force | C880029610 | Medline Industries | DMT Equipment Distribution | Akron | Akron City Campus | Akron City Hospital | Basement | 2019-04-26 | Low
No | 056662 | Circulatory Assist Units, Peripheral Compression | MDS600INT2 - Hemo Force | C880029652 | Medline Industries | DMT Equipment Distribution | Akron | Akron City Campus | Akron City Hospital | Basement | 2019-04-26 | Low
No | 056663 | Circulatory Assist Units, Peripheral Compression | MDS600INT2 - Hemo Force | C880029616 | Medline Industries | DMT Equipment Distribution | Akron | Akron City Campus | Akron City Hospital | Basement | 2019-04-26 | Low
No | 056665 | Circulatory Assist Units, Peripheral Compression | MDS600INT2 - Hemo Force | C880029612 | Medline Industries | DMT Equipment Distribution | Akron | Akron City Campus | Akron City Hospital | Basement | 2019-04-26 | Low
No | 056666 | Circulatory Assist Units, Peripheral Compression | MDS600INT2 - Hemo Force | C880029572 | Medline Industries | DMT Equipment Distribution | Akron | Akron City Campus | Akron City Hospital | Basement | 2019-04-26 | Low
No | 056668 | Circulatory Assist Units, Peripheral Compression | MDS600INT2 - Hemo Force | C880029879 | Medline Industries | DMT Equipment Distribution | Akron | Akron City Campus | Akron City Hospital | Basement | 2019-04-26 | Low
No | 056670 | Circulatory Assist Units, Peripheral Compression | MDS600INT2 - Hemo Force | C880029927 | Medline Industries | DMT Equipment Distribution | Akron | Akron City Campus | Akron City Hospital | Basement | 2019-04-26 | Low
No | 056672 | Circulatory Assist Units, Peripheral Compression | MDS600INT2 - Hemo Force | C880029693 | Medline Industries | DMT Equipment Distribution | Akron | Akron City Campus | Akron City Hospital | Basement | 2019-04-26 | Low
No | 056673 | Circulatory Assist Units, Peripheral Compression | MDS600INT2 - Hemo Force | C880029578 | Medline Industries | DMT Equipment Distribution | Akron | Akron City Campus | Akron City Hospital | Basement | 2019-04-26 | Low
No | 056674 | Circulatory Assist Units, Peripheral Compression | MDS600INT2 - Hemo Force | C880029609 | Medline Industries | DMT Equipment Distribution | Akron | Akron City Campus | Akron City Hospital | Basement | 2019-04-26 | Low
No | 056701 | Circulatory Assist Units, Peripheral Compression | MDS600INT2 - Hemo Force | C880029648 | Medline Industries | DMT Equipment Distribution | Akron | Akron City Campus | Akron City Hospital | Basement | 2019-04-26 | Low
No | 056703 | Circulatory Assist Units, Peripheral Compression | MDS600INT2 - Hemo Force | C880029708 | Medline Industries | DMT Equipment Distribution | Akron | Akron City Campus | Akron City Hospital | Basement | 2019-04-26 | Low
No | 056704 | Circulatory Assist Units, Peripheral Compression | MDS600INT2 - Hemo Force | C880029813 | Medline Industries | DMT Equipment Distribution | Akron | Akron City Campus | Akron City Hospital | Basement | 2019-04-26 | Low
No | 057320 | Circulatory Assist Units, Peripheral Compression | MDS600INT2 - Hemo Force | C8800234505 | Medline Industries | DMT Equipment Distribution | Akron | Akron City Campus | Akron City Hospital | Basement | 2019-06-13 | Low
No | 057323 | Circulatory Assist Units, Peripheral Compression | MDS600INT2 - Hemo Force | C880023423 | Medline Industries | DMT Equipment Distribution | Akron | Akron City Campus | Akron City Hospital | Basement | 2019-06-13 | Low
No | 057324 | Circulatory Assist Units, Peripheral Compression | MDS600INT2 - Hemo Force | C880023512 | Medline Industries | DMT Equipment Distribution | Akron | Akron City Campus | Akron City Hospital | Basement | 2019-06-13 | Low
No | 057325 | Circulatory Assist Units, Peripheral Compression | MDS600INT2 - Hemo Force | C880023491 | Medline Industries | DMT Equipment Distribution | Akron | Akron City Campus | Akron City Hospital | Basement | 2019-06-13 | Low
No | 058939 | Circulatory Assist Units, Peripheral Compression | MDS600INT2 - Hemo Force | C860028585 | Medline Industries | DMT Equipment Distribution | Akron | Akron City Campus | Akron City Hospital | Basement | 2017-02-07 | Low
No | 058940 | Circulatory Assist Units, Peripheral Compression | MDS600INT2 - Hemo Force | C860028530 | Medline Industries | DMT Equipment Distribution | Akron | Akron City Campus | Akron City Hospital | Basement | 2017-02-07 | Low
No | 058941 | Circulatory Assist Units, Peripheral Compression | MDS600INT2 - Hemo Force | C860028405 | Medline Industries | DMT Equipment Distribution | Akron | Akron City Campus | Akron City Hospital | Basement | 2017-02-07 | Low
No | 058942 | Circulatory Assist Units, Peripheral Compression | MDS600INT2 - Hemo Force | C860027225 | Medline Industries | DMT Equipment Distribution | Akron | Akron City Campus | Akron City Hospital | Basement | 2017-02-07 | Low
No | 062899 | Circulatory Assist Units, Peripheral Compression | MDS600INT2 - Hemo Force | C880009920 | Medline Industries | DMT Equipment Distribution | Akron | Akron City Campus | Akron City Hospital | Basement | 2023-01-24 13:20 | Low
No | 062900 | Circulatory Assist Units, Peripheral Compression | MDS600INT2 - Hemo Force | C860025388 | Medline Industries | DMT Equipment Distribution | Akron | Akron City Campus | Akron City Hospital | Basement | 2023-01-24 13:33 | Low
No | 062905 | Circulatory Assist Units, Peripheral Compression | MDS600INT2 - Hemo Force | C860025052 | Medline Industries | DMT Equipment Distribution | Akron | Akron City Campus | Akron City Hospital | Basement | 2023-01-24 13:26 | Low
No | 062906 | Circulatory Assist Units, Peripheral Compression | MDS600INT2 - Hemo Force | C860025172 | Medline Industries | DMT Equipment Distribution | Akron | Akron City Campus | Akron City Hospital | Basement | 2023-01-24 13:15 | Low
No | 062907 | Circulatory Assist Units, Peripheral Compression | MDS600INT2 - Hemo Force | C860025483 | Medline Industries | DMT Equipment Distribution | Akron | Akron City Campus | Akron City Hospital | Basement | 2023-01-24 13:24 | Low
No | 062908 | Circulatory Assist Units, Peripheral Compression | MDS600INT2 - Hemo Force | C870003317 | Medline Industries | DMT Equipment Distribution | Akron | Akron City Campus | Akron City Hospital | Basement | 2023-01-24 13:30 | Low
No | 062909 | Circulatory Assist Units, Peripheral Compression | MDS600INT2 - Hemo Force | C890011917 | Medline Industries | DMT Equipment Distribution | Akron | Akron City Campus | Akron City Hospital | Basement | 2023-01-24 13:28 | Low
No | 062910 | Circulatory Assist Units, Peripheral Compression | MDS600INT2 - Hemo Force | C870005118 | Medline Industries | DMT Equipment Distribution | Akron | Akron City Campus | Akron City Hospital | Basement | 2023-01-24 13:35 | Low
No | 062911 | Circulatory Assist Units, Peripheral Compression | MDS600INT2 - Hemo Force | C880009902 | Medline Industries | DMT Equipment Distribution | Akron | Akron City Campus | Akron City Hospital | Basement | 2023-01-24 13:37 | Low
No | 062912 | Circulatory Assist Units, Peripheral Compression | MDS600INT2 - Hemo Force | C890018439 | Medline Industries | DMT Equipment Distribution | Akron | Akron City Campus | Akron City Hospital | Basement | 2023-01-24 13:09 | Low
No | 064023 | Cleaners, Ultrasonic | 1510R-DTH | RKC02113223E | Bransonic | Translational Research | Akron | Akron City Campus | ACH Medical Annex | 2nd Floor | 2024-04-22 09:54 | Low
No | 032079 | Cleaners, Ultrasonic | BioSonic UC125 | 080811133RF | Coltene/Whaledent | Center for Dental Health | Akron | Akron City Campus | 75 Arch | 3rd Floor | 2013-11-01 | Low
No | 063771 | Cleaners, Ultrasonic | BioSonic UC300R-115 | 070323012 | Coltene/Whaledent | Center for Dental Health | Akron | Akron City Campus | 75 Arch | 3rd Floor | 2024-02-22 12:46 | Low
No | 064166 | Cleaners, Ultrasonic | Biosonic US200 | 240713002 | Coltene/Whaledent | Center for Dental Health | Akron | Akron City Campus | 75 Arch | 3rd Floor | 2024-08-13 13:18 | Low
No | 059337 | Cleaning/Lubricating Units, Dental Handpiece | 2104 - Handpiece Cleaner | 0033616 | Kavo Dental Corporation | Center for Dental Health | Akron | Akron City Campus | 75 Arch | 3rd Floor | 2020-10-27 | Low
No | 006627 | Cold Compress/Pack Chilling Units | 249FF - Cold Pack Hydrocollator | M905602 | Sub-Zero Freezer | Rehab Services OP - Green | Barberton | Green Campus | Green Family YMCA | Ground Floor | 2000-06-13 | Low
No | 001151 | Cold Compress/Pack Chilling Units | C-2 - Cold Pack Hydrocollator | 8416 | Chattanooga Group / DJO | Physical Therapy | Akron | Akron City Campus | Akron City Hospital | Ground Floor | 1990-02-14 | Low
No | 007908 | Cold Compress/Pack Chilling Units | C-2 - Cold Pack Hydrocollator | 5133 | Chattanooga Group / DJO | REHAB YMCA | Akron | Akron City Campus | Kohl Family YMCA at University Park |  | 1998-02-01 | Low
No | 052142 | Collectors, Dust/Debris, Dental Laboratory | 550 Porta-Vac - 550 Porta-Vac Bench Top Dust Collector | 46890-010 | Handler Mfg. Co., Inc. | Center for Dental Health | Akron | Akron City Campus | 75 Arch | 3rd Floor | 2018-07-19 | Low
No | 017373 | Colposcopes, Uterine Microscope | 172182 | 303287-9901 | Carl Zeiss Meditec | Operating Room | Akron | Akron City Campus | Akron City Hospital | 1st Floor | 2003-06-23 | Low
No | 043621 | Colposcopes, Uterine Microscope | 1DL-LED - Leisegang Colposcope | 19-041169 | CooperSurgical | SHMG OB/GYN - Stow | Akron | Stow-Kent Campus | Stow-Kent Medical Center | 2nd Floor | 2021-07-22 | Low
No | 043622 | Colposcopes, Uterine Microscope | 1DL-LED - Leisegang Colposcope | 20-041020 | CooperSurgical | SHMG OB/GYN - Stow | Akron | Stow-Kent Campus | Stow-Kent Medical Center | 2nd Floor | 2021-07-22 | Low
No | 001611 | Colposcopes, Uterine Microscope | 1DS | 44592 | Leisegang Medical | Family Medicine Center | Akron | Akron City Campus | 55 Arch | 3rd Floor | 1994-03-23 | Low
No | 015894 | Colposcopes, Uterine Microscope | 1DS | NR47311 | Leisegang Medical | GYN Oncology | Akron | Akron City Campus | Cooper Cancer Center | 2nd Floor | 2024-01-19 06:07 | Low
No | 026684 | Colposcopes, Uterine Microscope | 906043-40TU-5 - Wallach Zoomscope | WAS-337 | CooperSurgical | GYN Oncology | Akron | Akron City Campus | Cooper Cancer Center | 2nd Floor | 2008-09-08 | Low
No | 026838 | Colposcopes, Uterine Microscope | 906043-40TU-5 - Wallach Zoomscope | AWS-X-4-32 | CooperSurgical | Family Practice Center - SB | Barberton | Barberton Campus | Summa Barberton Hospital | 1st Floor | 2020-02-25 | Low
No | 057980 | Colposcopes, Uterine Microscope | 906043-40TU-5 - Wallach Zoomscope | LWZ-AA-5-38 | CooperSurgical | Rootstown Primary Care | Akron | Rootstown Campus | Rootstown Medical Center | Ground Floor | 2019-09-04 | Low
No | 058214 | Colposcopes, Uterine Microscope | 906043-40TU-5 - Wallach Zoomscope | AWTS-Y-9-25 | CooperSurgical | Internal Medicine - Green | Barberton | Barberton Campus | Summa Barberton Hospital | Ground Floor | 2009-04-01 | Low
No | 062108 | Colposcopes, Uterine Microscope | 906043-40TU-5 - Wallach Zoomscope | WAS-1807 | CooperSurgical | Health Tech Mgmt | Akron | Akron City Campus | ACH Admin Building | Ground Floor | 2022-07-07 | Low
No | 026909 | Colposcopes, Uterine Microscope | 906057T - Wallach Zoomstar | 0814004 | CooperSurgical | Pelvic Health | Akron | Akron City Campus | 95 Arch | 2nd Floor | 2020-02-12 | Low
No | 059902 | Colposcopes, Uterine Microscope | 906057T - Wallach Zoomstar | 0910005 | CooperSurgical | SHMG OB/GYN - Park West | Barberton | White Pond Campus | Akron OBGYN | 2nd Floor | 2023-02-01 14:29 | Low
No | 043248 | Colposcopes, Uterine Microscope | 906140T - Wallach Tristar | AW.T.Q.6.39 | CooperSurgical | Medina OB/GYN | Barberton | Medina Campus | Medina Medical Center | 2nd Floor | 2020-02-11 | Low
No | 015442 | Colposcopes, Uterine Microscope | 935-30935-3LED | 1230 | Seiler Instrument | Women's Health Center | Akron | Akron City Campus | 75 Arch | Basement | 2004-03-01 | Low
No | 025927 | Colposcopes, Uterine Microscope | 935-30935-3LED | 0742 | Seiler Instrument | SHMG OB/GYN - Stow | Akron | Stow-Kent Campus | Stow-Kent Medical Center | 2nd Floor | 2009-12-11 | Low
No | 060188 | Colposcopes, Uterine Microscope | 935-30935-3LED | 056098 | Seiler Instrument | SHMG OB/GYN - Cuyahoga Falls | Akron | Cuyahoga Falls Campus | Cuyahoga Falls Medical Center | Ground Floor | 2021-03-05 | Low
No | 060253 | Colposcopes, Uterine Microscope | 935-30935-3LED | 056106 | Seiler Instrument | Barberton OB/GYN | Barberton | Barberton Campus | Tuscora Park Pavilion | Ground Floor | 2021-04-02 | Low
No | 060254 | Colposcopes, Uterine Microscope | 935-30935-3LED | 056107 | Seiler Instrument | SHMG OB/GYN - Park West | Barberton | White Pond Campus | Akron OBGYN | 2nd Floor | 2021-04-02 | Low
No | 060256 | Colposcopes, Uterine Microscope | 935-30935-3LED | 056109 | Seiler Instrument | SHMG OB/GYN - Park West | Barberton | White Pond Campus | Akron OBGYN | 2nd Floor | 2021-04-02 | Low
No | 060257 | Colposcopes, Uterine Microscope | 935-30935-3LED | 056110 | Seiler Instrument | Women's Health Center | Akron | Akron City Campus | 75 Arch | Basement | 2021-04-02 | Low
No | 060258 | Colposcopes, Uterine Microscope | 935-30935-3LED | 056111 | Seiler Instrument | SHMG OB/GYN - Green | Barberton | Green Campus | Green Physician Office Building | 2nd Floor | 2021-04-02 | Low
No | 060259 | Colposcopes, Uterine Microscope | 935-30935-3LED | 056112 | Seiler Instrument | Barberton OB/GYN | Barberton | Barberton Campus | Tuscora Park Pavilion | Ground Floor | 2021-04-02 | Low
No | 060260 | Colposcopes, Uterine Microscope | 935-30935-3LED | 056113 | Seiler Instrument | SHMG OB/GYN - Cuyahoga Falls | Akron | Cuyahoga Falls Campus | Cuyahoga Falls Medical Center | Ground Floor | 2021-04-02 | Low
No | 061025 | Colposcopes, Uterine Microscope | 935-30935-3LED | 056156 | Seiler Instrument | Pride Clinic | Akron | Chapel Hill Campus | Summa Health Chapel Hill | Ground Floor | 2021-11-01 | Low
No | 031283 | Colposcopes, Uterine Microscope | 955 - | A14217 | Seiler Instrument | Women's Health Center | Akron | Akron City Campus | 75 Arch | Basement | 2013-01-07 | Low
No | 033930 | Colposcopes, Uterine Microscope | 985 - 30985-Otshd Colposcope | 1308613 | Seiler Instrument | SHMG OB/GYN - Stow | Akron | Stow-Kent Campus | Stow-Kent Medical Center | 2nd Floor | 2021-03-25 | Low
No | 060185 | Colposcopes, Uterine Microscope | 985 - 30985-Otshd Colposcope | 056070 | Seiler Instrument | SHMG OB/GYN - Park West | Barberton | White Pond Campus | Akron OBGYN | 2nd Floor | 2021-03-05 | Low
No | 060261 | Colposcopes, Uterine Microscope | 985 - 30985-Otshd Colposcope | 056076 | Seiler Instrument | Women's Health Center | Akron | Akron City Campus | 75 Arch | Basement | 2021-04-02 | Low
No | 027472 | Colposcopes, Uterine Microscope | DH1047 - Colposcope | 1047800127 | Seiler Instrument | Women's Health Center | Akron | Akron City Campus | 75 Arch | Basement | 2010-12-13 | Low
No | 027473 | Colposcopes, Uterine Microscope | DH1047 - Colposcope | 1047800133 | Seiler Instrument | Women's Health Center | Akron | Akron City Campus | 75 Arch | Basement | 2010-12-13 | Low
No | 006347 | Colposcopes, Uterine Microscope | LM-2PR SVHS - Video, Camera/Controller | 10734 | Leisegang Medical | Family Medicine Center | Akron | Akron City Campus | 55 Arch | 3rd Floor | 1993-11-01 | Low
No | 058933 | Colposcopes, Uterine Microscope | SMZ-1 - Wallach Zoomscope | WZ1468 | CooperSurgical | New Seasons | Barberton | Barberton Campus | Summa Barberton Hospital |  | 2024-06-01 08:39 | Low
No | 038205 | Compressed Gas Proportioners, Oxygen-Air | P211P03 - Optiventuri | SE65699033 | Maxtec | Respiratory Care - SB | Barberton | Barberton Campus | Summa Barberton Hospital | 1st Floor | 2017-01-05 | Low
No | 039129 | Compressed Gas Proportioners, Oxygen-Air | R223P08 - Maxflo2 Mini | FM88311004 | Maxtec | Respiratory Care - SB | Barberton | Barberton Campus | Summa Barberton Hospital | 1st Floor | 2021-01-28 | Low
No | 039130 | Compressed Gas Proportioners, Oxygen-Air | R223P08 - Maxflo2 Mini | FM88311003 | Maxtec | Respiratory Care - SB | Barberton | Barberton Campus | Summa Barberton Hospital | 5th Floor | 2021-01-28 | Low
No | 027344 | Compressed Gas Proportioners, Oxygen-Air | V03800A - Blender 2-120 LPM | BEF03621 | Carefusion | Respiratory Care | Akron | Akron City Campus | Akron City Hospital | 6th Floor | 2014-04-11 | Low
No | 027346 | Compressed Gas Proportioners, Oxygen-Air | V03800A - Blender 2-120 LPM | BEF03613 | Carefusion | Respiratory Care - SB | Barberton | Barberton Campus | Summa Barberton Hospital | 1st Floor | 2014-04-11 | Low
No | 027348 | Compressed Gas Proportioners, Oxygen-Air | V03800A - Blender 2-120 LPM | BEF03611 | Carefusion | Respiratory Care | Akron | Akron City Campus | Akron City Hospital | 6th Floor | 2014-04-11 | Low
No | 027350 | Compressed Gas Proportioners, Oxygen-Air | V03800A - Blender 2-120 LPM | BEF03615 | Carefusion | Respiratory Care | Akron | Akron City Campus | Akron City Hospital | 6th Floor | 2014-04-11 | Low
No | 027352 | Compressed Gas Proportioners, Oxygen-Air | V03800A - Blender 2-120 LPM | BEF03620 | Carefusion | Respiratory Care | Akron | Akron City Campus | Akron City Hospital | 6th Floor | 2014-04-15 | Low
No | 027354 | Compressed Gas Proportioners, Oxygen-Air | V03800A - Blender 2-120 LPM | BEF03622 | Carefusion | Respiratory Care | Akron | Akron City Campus | Akron City Hospital | 6th Floor | 2014-04-15 | Low
No | 027356 | Compressed Gas Proportioners, Oxygen-Air | V03800A - Blender 2-120 LPM | BEF03614 | Carefusion | Respiratory Care - SB | Barberton | Barberton Campus | Summa Barberton Hospital | 1st Floor | 2014-04-15 | Low
No | 027358 | Compressed Gas Proportioners, Oxygen-Air | V03800A - Blender 2-120 LPM | BEF03616 | Carefusion | Respiratory Care - SB | Barberton | Barberton Campus | Summa Barberton Hospital | 1st Floor | 2014-04-15 | Low
No | 027360 | Compressed Gas Proportioners, Oxygen-Air | V03800A - Blender 2-120 LPM | BEF03619 | Carefusion | Respiratory Care | Akron | Akron City Campus | Akron City Hospital | 6th Floor | 2014-04-15 | Low
No | 027362 | Compressed Gas Proportioners, Oxygen-Air | V03800A - Blender 2-120 LPM | BEF03618 | Carefusion | Respiratory Care | Akron | Akron City Campus | Akron City Hospital | 6th Floor | 2014-04-15 | Low
No | 027364 | Compressed Gas Proportioners, Oxygen-Air | V03800A - Blender 2-120 LPM | BEF03612 | Carefusion | Respiratory Care - SB | Barberton | Barberton Campus | Summa Barberton Hospital | 1st Floor | 2014-04-15 | Low
No | 056141 | Compressors | A68236 - Navios 10 Compressor | AZ51239 | Beckman Coulter | LAB Special Proced Tox | Akron | Akron City Campus | ACH Admin Building | 2nd Floor | 2019-08-06 | Low
No | 061429 | Compressors | Agilent G6014B - G6014B Quiet Cover Gc/Ms | SG19164016 | Agilent Technologies Inc | LAB Special Proced Tox | Akron | Akron City Campus | ACH Admin Building | 2nd Floor | 2021-06-16 | Low
No | 061531 | Compressors | AS19 Oil Free Airbrush Compressor | Unknown | Ningbo Haosheng Pneumatic Machinery | EEG Neurology Lab | Akron | Akron City Campus | Akron City Hospital | Ground Floor | 2022-01-13 | Low
No | 061532 | Compressors | AS19 Oil Free Airbrush Compressor | Unknown | Ningbo Haosheng Pneumatic Machinery | EEG Neurology Lab | Akron | Akron City Campus | Akron City Hospital | Ground Floor | 2022-01-13 | Low
No | 063225 | Compressors | AS19 Oil Free Airbrush Compressor | 24899 | Ningbo Haosheng Pneumatic Machinery | EEG Neurology Lab | Akron | Akron City Campus | Akron City Hospital | Ground Floor | 2022-01-13 | Low
No | 064209 | Compressors | AS19 Oil Free Airbrush Compressor | 24881 | Ningbo Haosheng Pneumatic Machinery | EEG Neurology Lab | Akron | Akron City Campus | Akron City Hospital | Ground Floor | 2022-01-13 | Low
No | 070185 | Compressors | AS19 Oil Free Airbrush Compressor | 24889 | Ningbo Haosheng Pneumatic Machinery | EEG Neurology Lab - SB | Barberton | Barberton Campus | Summa Barberton Hospital | 4th Floor | 2024-11-22 | Low
No | 061431 | Compressors | G7077-80057 - Idp3 Scroll Pump With Valve | MY20400004 | Agilent Technologies Inc | LAB Special Proced Tox | Akron | Akron City Campus | ACH Admin Building | 2nd Floor | 2021-12-28 | Low
No | 061433 | Compressors | G7077-80057 - Idp3 Scroll Pump With Valve | MY2132S057 | Agilent Technologies Inc | LAB Special Proced Tox | Akron | Akron City Campus | ACH Admin Building | 2nd Floor | 2021-12-28 | Low
No | 037502 | Compressors, Medical-Air | 1770008 - Jun-Air | 0216800195 | Gast Manufacturing | Endoscopy - SW | Barberton | Wadsworth Campus | Wadsworth-Rittman Medical Center | 1st Floor | 2022-04-04 | Low
No | 012970 | Compressors, Medical-Air | 4-076330-00 - 806 Compressor | 3511032043 | Nellcor / Puritan Bennett | Respiratory Care | Akron | Akron City Campus | Akron City Hospital | 6th Floor | 2003-12-23 | Low
No | 012974 | Compressors, Medical-Air | 4-076330-00 - 806 Compressor | 3511032037 | Nellcor / Puritan Bennett | Respiratory Care | Akron | Akron City Campus | Akron City Hospital | 6th Floor | 2003-12-23 | Low
No | 012977 | Compressors, Medical-Air | 4-076330-00 - 806 Compressor | 3511032023 | Nellcor / Puritan Bennett | Respiratory Care | Akron | Akron City Campus | Akron City Hospital | 6th Floor | 2003-12-23 | Low
No | 012978 | Compressors, Medical-Air | 4-076330-00 - 806 Compressor | 3511041985 | Nellcor / Puritan Bennett | Respiratory Care | Akron | Akron City Campus | Akron City Hospital | 6th Floor | 2004-12-29 | Low
No | 012980 | Compressors, Medical-Air | 4-076330-00 - 806 Compressor | 3511041988 | Nellcor / Puritan Bennett | Respiratory Care | Akron | Akron City Campus | Akron City Hospital | 6th Floor | 2004-12-29 | Low
No | 012983 | Compressors, Medical-Air | 4-076330-00 - 806 Compressor | 3511042189 | Nellcor / Puritan Bennett | Respiratory Care | Akron | Akron City Campus | Akron City Hospital | 6th Floor | 2005-01-12 | Low
No | 012984 | Compressors, Medical-Air | 4-076330-00 - 806 Compressor | 3511042170 | Nellcor / Puritan Bennett | Respiratory Care | Akron | Akron City Campus | Akron City Hospital | 6th Floor | 2005-01-12 | Low
No | 012985 | Compressors, Medical-Air | 4-076330-00 - 806 Compressor | 3511042182 | Nellcor / Puritan Bennett | Respiratory Care | Akron | Akron City Campus | Akron City Hospital | 6th Floor | 2005-01-12 | Low
No | 025046 | Compressors, Medical-Air | 4-076330-00 - 806 Compressor | 3511072293 | Nellcor / Puritan Bennett | Respiratory Care | Akron | Akron City Campus | Akron City Hospital | 6th Floor | 2008-01-30 | Low
No | 035960 | Compressors, Medical-Air | 4-076330-00 - 806 Compressor | 3511130740 | Nellcor / Puritan Bennett | Respiratory Care - SB | Barberton | Barberton Campus | Summa Barberton Hospital | 1st Floor | 2010-12-15 | Low
No | 059384 | Compressors, Medical-Air | 4-076330-00 - 806 Compressor | 3511131600 | Nellcor / Puritan Bennett | Respiratory Care | Akron | Akron City Campus | Akron City Hospital | 6th Floor | 2003-12-15 | Low
No | 026829 | Computer/Computerized System Touchscreens | MEDNB22T - Cybernet Touchscreen Computer | 3408 | US Vascular | SCI - Noninvasive Vascular | Akron | Akron City Campus | 95 Arch | 3rd Floor | 2019-12-19 | Low
No | 058526 | Computer/Computerized System Touchscreens | MEDNB22T - Cybernet Touchscreen Computer | 0000 0333 | US Vascular | SCI - Noninvasive Vascular | Akron | Akron City Campus | Akron City Hospital | Ground Floor | 2019-11-14 | Low
No | 058528 | Computer/Computerized System Touchscreens | MEDNB22T - Cybernet Touchscreen Computer | 0000 0334 | US Vascular | SCI - Noninvasive Vascular | Akron | Akron City Campus | Akron City Hospital | Ground Floor | 2019-11-14 | Low
No | 058712 | Computer/Peripheral Device Switches | 0678-000-030 - Hub, 8 Port | 19L512938 | Stryker | Operating Room | Akron | Akron City Campus | Akron City Hospital | 1st Floor | 2020-07-08 | Low
No | 032309 | Computer/Peripheral Device Switches | 2033852-002 - Router, Ieb, Video | JTD14206005SA | GE Healthcare | SCI-Cardiac Cath Lab Svcs | Akron | Akron City Campus | Akron City Hospital | 1st Floor | 2014-08-04 | Low
No | 032347 | Computer/Peripheral Device Switches | 2033852-002 - Router, Ieb, Video | JTD14386195SA | GE Healthcare | SCI-Heart Rhythm Services | Akron | Akron City Campus | Akron City Hospital | 1st Floor | 2014-11-05 | Low
No | 032348 | Computer/Peripheral Device Switches | 2033852-002 - Router, Ieb, Video | JTD14386196SA | GE Healthcare | SCI-Heart Rhythm Services | Akron | Akron City Campus | Akron City Hospital | 1st Floor | 2014-11-12 | Low
No | 027935 | Computer/Peripheral Device Switches | 25101 - Tx Link Connection Module | 20100629251 | Resmed | Sleep Lab - Green | Barberton | Green Campus | Green Physician Office Building | 2nd Floor | 2011-01-31 | Low
No | 027939 | Computer/Peripheral Device Switches | 25101 - Tx Link Connection Module | 20100629252 | Resmed | Sleep Lab - Green | Barberton | Green Campus | Green Physician Office Building | 2nd Floor | 2011-01-31 | Low
No | 027943 | Computer/Peripheral Device Switches | 25101 - Tx Link Connection Module | 20100618772 | Resmed | Sleep Lab - Green | Barberton | Green Campus | Green Physician Office Building | 2nd Floor | 2011-01-31 | Low
No | 027947 | Computer/Peripheral Device Switches | 25101 - Tx Link Connection Module | 20100629262 | Resmed | Sleep Lab - Green | Barberton | Green Campus | Green Physician Office Building | 2nd Floor | 2011-01-31 | Low
No | 028678 | Computer/Peripheral Device Switches | 25101 - Tx Link Connection Module | 20100629151 | Resmed | Sleep Lab - Medina | Barberton | Medina Campus | Medina Medical Center | 2nd Floor | 2010-11-09 | Low
No | 028683 | Computer/Peripheral Device Switches | 25101 - Tx Link Connection Module | 20100629197 | Resmed | Sleep Lab - Medina | Barberton | Medina Campus | Medina Medical Center | 2nd Floor | 2010-11-09 | Low
No | 028752 | Computer/Peripheral Device Switches | 25101 - Tx Link Connection Module | 20091533382 | Resmed | Sleep Lab - White Pond | Barberton | White Pond Campus | Summa Health Neuroscience Services | 2nd Floor | 2011-01-06 | Low
No | 028758 | Computer/Peripheral Device Switches | 25101 - Tx Link Connection Module | 20100715669 | Resmed | Sleep Lab - White Pond | Barberton | White Pond Campus | Summa Health Neuroscience Services | 2nd Floor | 2011-01-06 | Low
No | 028761 | Computer/Peripheral Device Switches | 25101 - Tx Link Connection Module | 2009153369 | Resmed | Sleep Lab - White Pond | Barberton | White Pond Campus | Summa Health Neuroscience Services | 2nd Floor | 2011-01-06 | Low
No | 028764 | Computer/Peripheral Device Switches | 25101 - Tx Link Connection Module | 20100694003 | Resmed | Sleep Lab - White Pond | Barberton | White Pond Campus | Summa Health Neuroscience Services | 2nd Floor | 2011-01-06 | Low
No | 028767 | Computer/Peripheral Device Switches | 25101 - Tx Link Connection Module | 20100693948 | Resmed | Sleep Lab - White Pond | Barberton | White Pond Campus | Summa Health Neuroscience Services | 2nd Floor | 2011-01-06 | Low
No | 028770 | Computer/Peripheral Device Switches | 25101 - Tx Link Connection Module | 20091533346 | Resmed | Sleep Lab - White Pond | Barberton | White Pond Campus | Summa Health Neuroscience Services | 2nd Floor | 2011-01-06 | Low
No | 028773 | Computer/Peripheral Device Switches | 25101 - Tx Link Connection Module | 20100491833 | Resmed | Sleep Lab - White Pond | Barberton | White Pond Campus | Summa Health Neuroscience Services | 2nd Floor | 2011-01-06 | Low
No | 028777 | Computer/Peripheral Device Switches | 25101 - Tx Link Connection Module | 20100693976 | Resmed | Sleep Lab - SB | Barberton | Barberton Campus | Summa Barberton Hospital | 4th Floor | 2011-01-06 | Low
No | 028780 | Computer/Peripheral Device Switches | 25101 - Tx Link Connection Module | 20091533431 | Resmed | Sleep Lab - White Pond | Barberton | White Pond Campus | Summa Health Neuroscience Services | 2nd Floor | 2011-01-06 | Low
No | 039623 | Computer/Peripheral Device Switches | 25101 - Tx Link Connection Module | 22201404901 | Resmed | Sleep Lab - SB | Barberton | Barberton Campus | Summa Barberton Hospital | 4th Floor | 2021-12-02 | Low
No | 039624 | Computer/Peripheral Device Switches | 25101 - Tx Link Connection Module | 22201404902 | Resmed | Sleep Lab - SB | Barberton | Barberton Campus | Summa Barberton Hospital | 4th Floor | 2021-12-02 | Low
No | 039626 | Computer/Peripheral Device Switches | 25101 - Tx Link Connection Module | 22221931384 | Resmed | Sleep Lab - SB | Barberton | Barberton Campus | Summa Barberton Hospital | 4th Floor | 2022-12-15 14:45 | Low
No | 056799 | Computer/Peripheral Device Switches | 489805700069 - Aten Cs84U 4-Port Ps/2-Usb Vga Kvm Switch | ACIC-227A0-0024 | Philips Healthcare | Sameday Surgery Center | Akron | Akron City Campus | H Tower | 1st Floor | 2019-05-29 | Low
No | 057660 | Computer/Peripheral Device Switches | 489805700069 - Aten Cs84U 4-Port Ps/2-Usb Vga Kvm Switch | ACIC-127A0-0007 | Philips Healthcare | H6 - Surgical Progressive Care Unit (PCU) | Akron | Akron City Campus | H Tower | 6th Floor | 2019-06-05 | Low
No | 057661 | Computer/Peripheral Device Switches | 489805700069 - Aten Cs84U 4-Port Ps/2-Usb Vga Kvm Switch | ACIC-127A0-0008 | Philips Healthcare | H6 - Surgical Progressive Care Unit (PCU) | Akron | Akron City Campus | H Tower | 6th Floor | 2019-06-05 | Low
No | 057296 | Computer/Peripheral Device Switches | 9898057000096 - Video Splitter | L19030002255 | Philips Healthcare | Sameday Surgery Center | Akron | Akron City Campus | H Tower | 1st Floor | 2019-05-29 | Low
No | 057297 | Computer/Peripheral Device Switches | 9898057000096 - Video Splitter | L19030002254 | Philips Healthcare | Sameday Surgery Center | Akron | Akron City Campus | H Tower | 1st Floor | 2019-05-29 | Low
No | 057298 | Computer/Peripheral Device Switches | 9898057000096 - Video Splitter | L19030002259 | Philips Healthcare | Sameday Surgery Center | Akron | Akron City Campus | H Tower | 1st Floor | 2019-05-29 | Low
No | 006206 | Computer/Peripheral Device Switches | AC056A-R2 - Vga Splitter | 4EA980211424 | Black Box Corp | SCI-Heart Rhythm Services | Akron | Akron City Campus | Akron City Hospital | 1st Floor | 1998-11-17 | Low
No | 006578 | Computer/Peripheral Device Switches | AC056A-R2 - Vga Splitter | 4EA000119613 | Black Box Corp | SCI-Cardiac Cath Lab Svcs - SB | Barberton | Barberton Campus | Summa Barberton Hospital | 2nd Floor | 2000-01-28 | Low
No | 015613 | Computer/Peripheral Device Switches | AC056A-R2 - Vga Splitter | 4EA200434564 | Black Box Corp | SCI-Cardiology Prep & Recovery | Akron | Akron City Campus | Akron City Hospital | 1st Floor | 2004-07-13 | Low
No | 034541 | Computer/Peripheral Device Switches | AC057A-R4 - Splitter, VGA | 2ZA23192644 | Black Box Corp | SCI-Cardiac Cath Lab Svcs | Akron | Akron City Campus | Akron City Hospital | 1st Floor | 2015-08-03 | Low
No | 034548 | Computer/Peripheral Device Switches | AC057A-R4 - Splitter, VGA | 2ZA50192696 | Black Box Corp | SCI-Cardiac Cath Lab Svcs | Akron | Akron City Campus | Akron City Hospital | 1st Floor | 2015-08-03 | Low
No | 034556 | Computer/Peripheral Device Switches | AC057A-R4 - Splitter, VGA | 2ZA23192648 | Black Box Corp | Operating Room | Akron | Akron City Campus | Akron City Hospital | 1st Floor | 2015-08-11 | Low
No | 038845 | Computer/Peripheral Device Switches | AC057A-R4 - Splitter, VGA | 2ZA23192645 | Black Box Corp | SCI-Cardiac Cath Lab Svcs - SB | Barberton | Barberton Campus | Summa Barberton Hospital | 2nd Floor | 2020-07-17 | Low
No | 038854 | Computer/Peripheral Device Switches | AC057A-R4 - Splitter, VGA | 2ZA50192702 | Black Box Corp | Angiography - SB | Barberton | Barberton Campus | Summa Barberton Hospital | 2nd Floor | 2020-07-17 | Low
No | 052763 | Computer/Peripheral Device Switches | AC057A-R4 - Splitter, VGA | 2ZA23192637 | Black Box Corp | SCI-Cardiac Cath Lab Svcs | Akron | Akron City Campus | Akron City Hospital | 1st Floor | 2018-12-17 | Low
No | 052776 | Computer/Peripheral Device Switches | AC057A-R4 - Splitter, VGA | 2ZA50192699 | Black Box Corp | SCI-Cardiac Cath Lab Svcs | Akron | Akron City Campus | Akron City Hospital | 1st Floor | 2018-12-17 | Low
No | 057609 | Computer/Peripheral Device Switches | AC057A-R4 - Splitter, VGA | AR0419A046 | Black Box Corp | SCI-Cardiac Cath Lab Svcs | Akron | Akron City Campus | Akron City Hospital | 1st Floor | 2019-07-18 | Low
No | 058129 | Computer/Peripheral Device Switches | AC057A-R4 - Splitter, VGA | AR2018A004 | Black Box Corp | SCI-Cardiac Cath Lab Svcs | Akron | Akron City Campus | Akron City Hospital | 1st Floor | 2019-10-08 | Low
No | 063155 | Computer/Peripheral Device Switches | AC057A-R4 - Splitter, VGA | AR3319A034 | Black Box Corp | SCI-Cardiac Cath Lab Svcs | Akron | Akron City Campus | Akron City Hospital | 1st Floor | 2023-06-20 | Low
No | 063156 | Computer/Peripheral Device Switches | AC057A-R4 - Splitter, VGA | AR4016A037 | Black Box Corp | SCI-Cardiac Cath Lab Svcs | Akron | Akron City Campus | Akron City Hospital | 1st Floor | 2023-06-21 | Low
No | 070207 | Computer/Peripheral Device Switches | AC057A-R4 - Splitter, VGA | 123 | Black Box Corp | SCI-Cardiac Cath Lab Svcs - SB | Barberton | Barberton Campus | Summa Barberton Hospital | 2nd Floor | 2020-07-17 | Low
No | 017311 | Computer/Peripheral Device Switches | AT-FS708 - Usb Hub | LOIX2345A | Allied Telesyn | SCI - Noninvasive Cardio Service | Akron | Akron City Campus | Akron City Hospital | Ground Floor | 2003-03-17 | Low
No | 029663 | Computer/Peripheral Device Switches | B021-000-17 - Kvm Rackmount Console | AGCB5877 | Tripp Lite | Emergency Department (ED) - ACH | Akron | Akron City Campus | Akron City Hospital | Ground Floor | 2012-01-19 | Low
No | 029664 | Computer/Peripheral Device Switches | DBU-16 - Data Broadcasting Unit (Dbu-16) | Unknown | East Coast Datacom | Emergency Department (ED) - ACH | Akron | Akron City Campus | Akron City Hospital | Ground Floor | 2012-01-19 | Low
No | 029665 | Computer/Peripheral Device Switches | DBU-16 - Data Broadcasting Unit (Dbu-16) | Unknown | East Coast Datacom | Emergency Department (ED) - ACH | Akron | Akron City Campus | Akron City Hospital | Ground Floor | 2012-01-19 | Low
No | 030438 | Computer/Peripheral Device Switches | DBU-16 - Data Broadcasting Unit (Dbu-16) | Unknown | East Coast Datacom | 4 West - CPI Progressive Care Unit (CPI-PCU) | Akron | Akron City Campus | Akron City Hospital | 4th Floor | 2014-06-23 | Low
No | 030439 | Computer/Peripheral Device Switches | DBU-16 - Data Broadcasting Unit (Dbu-16) | Unknown | East Coast Datacom | 4 West - CPI Progressive Care Unit (CPI-PCU) | Akron | Akron City Campus | Akron City Hospital | 4th Floor | 2014-06-23 | Low
No | 030455 | Computer/Peripheral Device Switches | DBU-16 - Data Broadcasting Unit (Dbu-16) | 1060098 | East Coast Datacom | T2 - STN Intensive Care Unit (STN-ICU) | Akron | Akron City Campus | Critical Care Tower | 2nd Floor | 2006-06-13 | Low
No | 030456 | Computer/Peripheral Device Switches | DBU-16 - Data Broadcasting Unit (Dbu-16) | 1060093 | East Coast Datacom | T2 - STN Intensive Care Unit (STN-ICU) | Akron | Akron City Campus | Critical Care Tower | 2nd Floor | 2006-06-13 | Low
No | 031424 | Computer/Peripheral Device Switches | DBU-16 - Data Broadcasting Unit (Dbu-16) | 4010334 | East Coast Datacom | Emergency Department (ED) - Green | Barberton | Green Campus | Green Medical Center | Ground Floor | 2012-06-20 | Low
No | 056901 | Computer/Peripheral Device Switches | DBU-16 - Data Broadcasting Unit (Dbu-16) | 4010456 | East Coast Datacom | Sameday Surgery Center | Akron | Akron City Campus | H Tower | 1st Floor | 2019-05-07 | Low
No | 056902 | Computer/Peripheral Device Switches | DBU-16 - Data Broadcasting Unit (Dbu-16) | 4010455 | East Coast Datacom | Sameday Surgery Center | Akron | Akron City Campus | H Tower | 1st Floor | 2019-05-07 | Low
No | 056903 | Computer/Peripheral Device Switches | DBU-16 - Data Broadcasting Unit (Dbu-16) | 4010454 | East Coast Datacom | H6 - Surgical Progressive Care Unit (PCU) | Akron | Akron City Campus | H Tower | 6th Floor | 2019-05-07 | Low
No | 058418 | Computer/Peripheral Device Switches | DBU-16 - Data Broadcasting Unit (Dbu-16) | 4010469 | East Coast Datacom | Clinical Decision Unit (CDU) - ACH | Akron | Akron City Campus | H Tower | Ground Floor | 2020-01-30 | Low
No | 060008 | Computer/Peripheral Device Switches | DBU-16 - Data Broadcasting Unit (Dbu-16) | 4010465 | East Coast Datacom | 3 North - Epilepsy Monitoring Unit (EMU) | Akron | Akron City Campus | Akron City Hospital | 3rd Floor | 2021-01-06 | Low
No | 015745 | Computer/Peripheral Device Switches | DTIB-ADV - Interface, Digital, Rcvr | 12870 | Scottcare Cardiovascular Solutions | SCI - Cardio & Pulm Rehab | Akron | Akron City Campus | 95 Arch | Ground Floor | 2004-11-03 | Low
No | 015748 | Computer/Peripheral Device Switches | DTIB-MDE - Interface, Digital, Rcvr | 11501 | Scottcare Cardiovascular Solutions | SCI - Cardio & Pulm Rehab | Akron | Akron City Campus | 95 Arch | Ground Floor | 2004-11-03 | Low
No | 059088 | Computer/Peripheral Device Switches | HAE100 4K - Video/Audio Deembedder | A2408V8E00000 | Extron Electronics | SCI-Heart Rhythm Services | Akron | Akron City Campus | Akron City Hospital | 1st Floor | 2020-09-21 | Low
No | 059089 | Computer/Peripheral Device Switches | HAE100 4K - Video/Audio Deembedder | A24P2JWE32553 | Extron Electronics | SCI-Heart Rhythm Services | Akron | Akron City Campus | Akron City Hospital | 1st Floor | 2020-09-21 | Low
No | 059090 | Computer/Peripheral Device Switches | HAE100 4K - Video/Audio Deembedder | A254W3FE00000 | Extron Electronics | SCI-Cardiac Cath Lab Svcs | Akron | Akron City Campus | Akron City Hospital | 1st Floor | 2020-09-21 | Low
No | 015747 | Computer/Peripheral Device Switches | PIB-ADV - Interface, Printer | 11860 | Scottcare Cardiovascular Solutions | SCI - Cardio & Pulm Rehab | Akron | Akron City Campus | 95 Arch | Ground Floor | 2004-11-03 | Low
No | 017306 | Computer/Peripheral Device Switches | RMO-S561 - Ext. Optical Drive, 9.1Gb | 501224 | Sony Electronics | SCI - Noninvasive Cardio Service | Akron | Akron City Campus | Akron City Hospital | Ground Floor | 2003-03-17 | Low
No | 018907 | Computer/Peripheral Device Switches | RMO-S561 - Ext. Optical Drive, 9.1Gb | 500965 | Sony Electronics | SCI - Noninvasive Cardio Service | Akron | Akron City Campus | Akron City Hospital | Ground Floor | 2003-07-29 | Low
No | 054833 | Computer/Peripheral Device Switches | SKU-RGB - Video Over Utp Skew Corrector | 44298 | Hall Research | 1 Central - CV Progressive Care Unit (PCU) | Akron | Akron City Campus | Akron City Hospital | 1st Floor | 2018-08-02 | Low
No | 054834 | Computer/Peripheral Device Switches | SKU-RGB - Video Over Utp Skew Corrector | 44299 | Hall Research | 1 Central - CV Progressive Care Unit (PCU) | Akron | Akron City Campus | Akron City Hospital | 1st Floor | 2018-08-02 | Low
No | 054835 | Computer/Peripheral Device Switches | SKU-RGB - Video Over Utp Skew Corrector | 44300 | Hall Research | 1 Central - CV Progressive Care Unit (PCU) | Akron | Akron City Campus | Akron City Hospital | 1st Floor | 2018-08-02 | Low
No | 064150 | Computer/Peripheral Device Switches | ULTRA-V-8S Video Sender | unknown | Hall Research | SCI-Cardiology Prep & Recovery | Akron | Akron City Campus | Akron City Hospital | 1st Floor | 2024-06-26 08:23 | Low
No | 064145 | Computer/Peripheral Device Switches | ULTRA-V-R Video Receiver | 111623480013 | Hall Research | SCI-Cardiology Prep & Recovery | Akron | Akron City Campus | Akron City Hospital | 1st Floor | 2024-06-26 08:10 | Low
No | 064147 | Computer/Peripheral Device Switches | ULTRA-V-R Video Receiver | 111623480014 | Hall Research | SCI-Cardiology Prep & Recovery | Akron | Akron City Campus | Akron City Hospital | 1st Floor | 2024-06-26 08:10 | Low
No | 064152 | Computer/Peripheral Device Switches | ULTRA-V-R Video Receiver | 111623480017 | Hall Research | SCI-Cardiology Prep & Recovery | Akron | Akron City Campus | Akron City Hospital | 1st Floor | 2024-06-26 08:10 | Low
No | 064154 | Computer/Peripheral Device Switches | ULTRA-V-R Video Receiver | 111523480012 | Hall Research | SCI-Cardiology Prep & Recovery | Akron | Akron City Campus | Akron City Hospital | 1st Floor | 2024-06-26 08:10 | Low
No | 030458 | Computer/Peripheral Device Switches | URA - Video Receiver | 05442 | Hall Research | 5 East - Observation Unit | Akron | Akron City Campus | Akron City Hospital | 5th Floor | 2000-08-09 | Low
No | 030459 | Computer/Peripheral Device Switches | URA - Video Receiver | 05462 | Hall Research | 5 East - Observation Unit | Akron | Akron City Campus | Akron City Hospital | 5th Floor | 2000-08-09 | Low
No | 030462 | Computer/Peripheral Device Switches | URA - Video Receiver | Unknown | Hall Research | 5 East - Observation Unit | Akron | Akron City Campus | Akron City Hospital | 5th Floor | 2000-08-09 | Low
No | 035042 | Computer/Peripheral Device Switches | URA - Video Receiver | 05247 | Hall Research | 4 North - Medical Unit | Akron | Akron City Campus | Akron City Hospital | 4th Floor | 2000-08-09 | Low
No | 035044 | Computer/Peripheral Device Switches | URA - Video Receiver | Unknown | Hall Research | 5 East - Observation Unit | Akron | Akron City Campus | Akron City Hospital | 5th Floor | 2000-08-09 | Low
No | 035045 | Computer/Peripheral Device Switches | URA - Video Receiver | 05772 | Hall Research | 5 East - Observation Unit | Akron | Akron City Campus | Akron City Hospital | 5th Floor | 2000-08-09 | Low
No | 035046 | Computer/Peripheral Device Switches | URA - Video Receiver | 05357 | Hall Research | 4 North - Medical Unit | Akron | Akron City Campus | Akron City Hospital | 4th Floor | 2000-08-09 | Low
No | 035047 | Computer/Peripheral Device Switches | URA - Video Receiver | Unknown | Hall Research | 5 East - Observation Unit | Akron | Akron City Campus | Akron City Hospital | 5th Floor | 2000-08-09 | Low
No | 035058 | Computer/Peripheral Device Switches | URA - Video Receiver | 05350 | Hall Research | 4 North - Medical Unit | Akron | Akron City Campus | Akron City Hospital | 4th Floor | 2000-08-09 | Low
No | 035059 | Computer/Peripheral Device Switches | URA - Video Receiver | 05642 | Hall Research | 4 North - Medical Unit | Akron | Akron City Campus | Akron City Hospital | 4th Floor | 2000-08-09 | Low
No | 035060 | Computer/Peripheral Device Switches | URA - Video Receiver | 05761 | Hall Research | 5 East - Observation Unit | Akron | Akron City Campus | Akron City Hospital | 5th Floor | 2000-08-09 | Low
No | 035061 | Computer/Peripheral Device Switches | URA - Video Receiver | 05444 | Hall Research | 5 East - Observation Unit | Akron | Akron City Campus | Akron City Hospital | 5th Floor | 2000-08-09 | Low
No | 035062 | Computer/Peripheral Device Switches | URA - Video Receiver | 05303 | Hall Research | 4 North - Medical Unit | Akron | Akron City Campus | Akron City Hospital | 4th Floor | 2000-08-09 | Low
No | 035063 | Computer/Peripheral Device Switches | URA - Video Receiver | Unknown | Hall Research | 5 East - Observation Unit | Akron | Akron City Campus | Akron City Hospital | 5th Floor | 2000-08-09 | Low
No | 035064 | Computer/Peripheral Device Switches | URA - Video Receiver | 05282 | Hall Research | 4 North - Medical Unit | Akron | Akron City Campus | Akron City Hospital | 4th Floor | 2000-08-09 | Low
No | 035065 | Computer/Peripheral Device Switches | URA - Video Receiver | 05767 | Hall Research | 5 East - Observation Unit | Akron | Akron City Campus | Akron City Hospital | 5th Floor | 2000-08-09 | Low
No | 035066 | Computer/Peripheral Device Switches | URA - Video Receiver | 05346 | Hall Research | 4 North - Medical Unit | Akron | Akron City Campus | Akron City Hospital | 4th Floor | 2000-08-09 | Low
No | 035068 | Computer/Peripheral Device Switches | URA - Video Receiver | 05774 | Hall Research | 5 East - Observation Unit | Akron | Akron City Campus | Akron City Hospital | 5th Floor | 2000-08-09 | Low
No | 035069 | Computer/Peripheral Device Switches | URA - Video Receiver | Unknown | Hall Research | 5 East - Observation Unit | Akron | Akron City Campus | Akron City Hospital | 5th Floor | 2000-08-09 | Low
No | 035070 | Computer/Peripheral Device Switches | URA - Video Receiver | Unknown | Hall Research | 5 East - Observation Unit | Akron | Akron City Campus | Akron City Hospital | 5th Floor | 2000-08-09 | Low
No | 035071 | Computer/Peripheral Device Switches | URA - Video Receiver | Unknown | Hall Research | 5 East - Observation Unit | Akron | Akron City Campus | Akron City Hospital | 5th Floor | 2000-08-09 | Low
No | 035073 | Computer/Peripheral Device Switches | URA - Video Receiver | 05758 | Hall Research | 5 East - Observation Unit | Akron | Akron City Campus | Akron City Hospital | 5th Floor | 2000-08-09 | Low
No | 035074 | Computer/Peripheral Device Switches | URA - Video Receiver | 05763 | Hall Research | 5 East - Observation Unit | Akron | Akron City Campus | Akron City Hospital | 5th Floor | 2000-08-09 | Low
No | 035075 | Computer/Peripheral Device Switches | URA - Video Receiver | 05348 | Hall Research | 4 North - Medical Unit | Akron | Akron City Campus | Akron City Hospital | 4th Floor | 2000-08-09 | Low
No | 035078 | Computer/Peripheral Device Switches | URA - Video Receiver | 05352 | Hall Research | 4 North - Medical Unit | Akron | Akron City Campus | Akron City Hospital | 4th Floor | 2000-08-09 | Low
No | 035080 | Computer/Peripheral Device Switches | URA - Video Receiver | 05281 | Hall Research | 4 North - Medical Unit | Akron | Akron City Campus | Akron City Hospital | 4th Floor | 2000-08-09 | Low
No | 035082 | Computer/Peripheral Device Switches | URA - Video Receiver | Unknown | Hall Research | 4 North - Medical Unit | Akron | Akron City Campus | Akron City Hospital | 4th Floor | 2000-08-09 | Low
No | 035178 | Computer/Peripheral Device Switches | URA - Video Receiver | Unknown | Hall Research | 5 West - Cardiac Progressive Care Unit (PCU) | Akron | Akron City Campus | Akron City Hospital | 5th Floor | 2010-02-01 | Low
No | 035206 | Computer/Peripheral Device Switches | URA - Video Receiver | 05773 | Hall Research | 5 East - Observation Unit | Akron | Akron City Campus | Akron City Hospital | 5th Floor | 2000-08-09 | Low
No | 035223 | Computer/Peripheral Device Switches | URA - Video Receiver | 05760 | Hall Research | 5 East - Observation Unit | Akron | Akron City Campus | Akron City Hospital | 5th Floor | 2000-08-09 | Low
No | 035225 | Computer/Peripheral Device Switches | URA - Video Receiver | Unknown | Hall Research | 5 West - Cardiac Progressive Care Unit (PCU) | Akron | Akron City Campus | Akron City Hospital | 5th Floor | 2010-02-01 | Low
No | 035226 | Computer/Peripheral Device Switches | URA - Video Receiver | Unknown | Hall Research | 5 West - Cardiac Progressive Care Unit (PCU) | Akron | Akron City Campus | Akron City Hospital | 5th Floor | 2014-11-12 | Low
No | 035227 | Computer/Peripheral Device Switches | URA - Video Receiver | Unknown | Hall Research | 5 West - Cardiac Progressive Care Unit (PCU) | Akron | Akron City Campus | Akron City Hospital | 5th Floor | 2014-11-12 | Low
No | 035228 | Computer/Peripheral Device Switches | URA - Video Receiver | Unknown | Hall Research | 5 West - Cardiac Progressive Care Unit (PCU) | Akron | Akron City Campus | Akron City Hospital | 5th Floor | 2014-11-12 | Low
No | 035229 | Computer/Peripheral Device Switches | URA - Video Receiver | Unknown | Hall Research | 5 West - Cardiac Progressive Care Unit (PCU) | Akron | Akron City Campus | Akron City Hospital | 5th Floor | 2014-11-12 | Low
No | 035230 | Computer/Peripheral Device Switches | URA - Video Receiver | 127161 | Hall Research | 5 West - Cardiac Progressive Care Unit (PCU) | Akron | Akron City Campus | Akron City Hospital | 5th Floor | 2010-02-01 | Low
No | 035231 | Computer/Peripheral Device Switches | URA - Video Receiver | Unknown | Hall Research | 5 West - Cardiac Progressive Care Unit (PCU) | Akron | Akron City Campus | Akron City Hospital | 5th Floor | 2010-02-01 | Low
No | 035232 | Computer/Peripheral Device Switches | URA - Video Receiver | Unknown | Hall Research | 5 West - Cardiac Progressive Care Unit (PCU) | Akron | Akron City Campus | Akron City Hospital | 5th Floor | 2010-02-01 | Low
No | 035233 | Computer/Peripheral Device Switches | URA - Video Receiver | Unknown | Hall Research | 5 West - Cardiac Progressive Care Unit (PCU) | Akron | Akron City Campus | Akron City Hospital | 5th Floor | 2010-02-01 | Low
No | 035238 | Computer/Peripheral Device Switches | URA - Video Receiver | Unknown | Hall Research | 5 West - Cardiac Progressive Care Unit (PCU) | Akron | Akron City Campus | Akron City Hospital | 5th Floor | 2010-02-01 | Low
No | 035239 | Computer/Peripheral Device Switches | URA - Video Receiver | Unknown | Hall Research | 5 West - Cardiac Progressive Care Unit (PCU) | Akron | Akron City Campus | Akron City Hospital | 5th Floor | 2010-02-01 | Low
No | 035241 | Computer/Peripheral Device Switches | URA - Video Receiver | Unknown | Hall Research | 5 West - Cardiac Progressive Care Unit (PCU) | Akron | Akron City Campus | Akron City Hospital | 5th Floor | 2010-02-01 | Low
No | 035242 | Computer/Peripheral Device Switches | URA - Video Receiver | Unknown | Hall Research | 5 West - Cardiac Progressive Care Unit (PCU) | Akron | Akron City Campus | Akron City Hospital | 5th Floor | 2010-02-01 | Low
No | 035243 | Computer/Peripheral Device Switches | URA - Video Receiver | Unknown | Hall Research | 5 West - Cardiac Progressive Care Unit (PCU) | Akron | Akron City Campus | Akron City Hospital | 5th Floor | 2010-02-01 | Low
No | 035244 | Computer/Peripheral Device Switches | URA - Video Receiver | Unknown | Hall Research | 5 West - Cardiac Progressive Care Unit (PCU) | Akron | Akron City Campus | Akron City Hospital | 5th Floor | 2010-02-01 | Low
No | 035247 | Computer/Peripheral Device Switches | URA - Video Receiver | Unknown | Hall Research | 5 West - Cardiac Progressive Care Unit (PCU) | Akron | Akron City Campus | Akron City Hospital | 5th Floor | 2010-02-01 | Low
No | 035249 | Computer/Peripheral Device Switches | URA - Video Receiver | Unknown | Hall Research | 5 West - Cardiac Progressive Care Unit (PCU) | Akron | Akron City Campus | Akron City Hospital | 5th Floor | 2010-02-01 | Low
No | 035251 | Computer/Peripheral Device Switches | URA - Video Receiver | Unknown | Hall Research | 5 West - Cardiac Progressive Care Unit (PCU) | Akron | Akron City Campus | Akron City Hospital | 5th Floor | 2010-02-01 | Low
No | 035252 | Computer/Peripheral Device Switches | URA - Video Receiver | Unknown | Hall Research | 5 West - Cardiac Progressive Care Unit (PCU) | Akron | Akron City Campus | Akron City Hospital | 5th Floor | 2010-02-01 | Low
No | 035254 | Computer/Peripheral Device Switches | URA - Video Receiver | Unknown | Hall Research | 5 West - Cardiac Progressive Care Unit (PCU) | Akron | Akron City Campus | Akron City Hospital | 5th Floor | 2010-02-01 | Low
No | 035265 | Computer/Peripheral Device Switches | URA - Video Receiver | 127126 | Hall Research | 5 West - Cardiac Progressive Care Unit (PCU) | Akron | Akron City Campus | Akron City Hospital | 5th Floor | 2010-02-01 | Low
No | 050772 | Computer/Peripheral Device Switches | URA - Video Receiver | Unknown | Hall Research | 5 West - Cardiac Progressive Care Unit (PCU) | Akron | Akron City Campus | Akron City Hospital | 5th Floor | 2010-02-01 | Low
No | 050791 | Computer/Peripheral Device Switches | URA - Video Receiver | 292023C | Hall Research | 4 West - CPI Progressive Care Unit (CPI-PCU) | Akron | Akron City Campus | Akron City Hospital | 4th Floor | 2017-05-10 | Low
No | 050795 | Computer/Peripheral Device Switches | URA - Video Receiver | 32246 | Hall Research | 5 West - Cardiac Progressive Care Unit (PCU) | Akron | Akron City Campus | Akron City Hospital | 5th Floor | 2017-05-18 | Low
No | 050802 | Computer/Peripheral Device Switches | URA - Video Receiver | 45250 | Hall Research | 5 West - Cardiac Progressive Care Unit (PCU) | Akron | Akron City Campus | Akron City Hospital | 5th Floor | 2017-05-18 | Low
No | 054477 | Computer/Peripheral Device Switches | URA - Video Receiver | Unknown | Hall Research | SCI - Cardio & Pulm Rehab | Akron | Akron City Campus | 95 Arch | Ground Floor | 2017-12-08 | Low
No | 054490 | Computer/Peripheral Device Switches | URA - Video Receiver | 246338B | Hall Research | 4 West - CPI Progressive Care Unit (CPI-PCU) | Akron | Akron City Campus | Akron City Hospital | 4th Floor | 2017-12-14 | Low
No | 057865 | Computer/Peripheral Device Switches | URA - Video Receiver | 441302C | Hall Research | 4 North - Medical Unit | Akron | Akron City Campus | Akron City Hospital | 4th Floor | 2019-07-18 | Low
No | 057866 | Computer/Peripheral Device Switches | URA - Video Receiver | 441296C | Hall Research | 4 North - Medical Unit | Akron | Akron City Campus | Akron City Hospital | 4th Floor | 2019-07-18 | Low
No | 057867 | Computer/Peripheral Device Switches | URA - Video Receiver | 441298C | Hall Research | 4 North - Medical Unit | Akron | Akron City Campus | Akron City Hospital | 4th Floor | 2019-07-18 | Low
No | 057868 | Computer/Peripheral Device Switches | URA - Video Receiver | 441297C | Hall Research | 4 North - Medical Unit | Akron | Akron City Campus | Akron City Hospital | 4th Floor | 2019-07-18 | Low
No | 057869 | Computer/Peripheral Device Switches | URA - Video Receiver | 441299C | Hall Research | 4 North - Medical Unit | Akron | Akron City Campus | Akron City Hospital | 4th Floor | 2019-07-18 | Low
No | 057870 | Computer/Peripheral Device Switches | URA - Video Receiver | 441301C | Hall Research | 4 North - Medical Unit | Akron | Akron City Campus | Akron City Hospital | 4th Floor | 2019-07-18 | Low
No | 057871 | Computer/Peripheral Device Switches | URA - Video Receiver | 441295C | Hall Research | 4 North - Medical Unit | Akron | Akron City Campus | Akron City Hospital | 4th Floor | 2019-07-18 | Low
No | 057872 | Computer/Peripheral Device Switches | URA - Video Receiver | 441300C | Hall Research | 4 North - Medical Unit | Akron | Akron City Campus | Akron City Hospital | 4th Floor | 2019-07-18 | Low
No | 063527 | Computer/Peripheral Device Switches | URA - Video Receiver | 381604A | Hall Research | 5 East - Observation Unit | Akron | Akron City Campus | Akron City Hospital | 5th Floor | 2023-10-31 10:23 | Low
No | 063528 | Computer/Peripheral Device Switches | URA - Video Receiver | 169918 | Hall Research | 5 East - Observation Unit | Akron | Akron City Campus | Akron City Hospital | 5th Floor | 2023-10-31 10:24 | Low
No | 056930 | Computer/Peripheral Device Switches | URA-SKU - Video And Audio Over Utp Receiver | 261121C | Hall Research | H6 - Surgical Progressive Care Unit (PCU) | Akron | Akron City Campus | H Tower | 6th Floor | 2019-05-13 | Low
No | 056934 | Computer/Peripheral Device Switches | URA-SKU - Video And Audio Over Utp Receiver | 26113C | Hall Research | H6 - Surgical Progressive Care Unit (PCU) | Akron | Akron City Campus | H Tower | 6th Floor | 2019-05-13 | Low
No | 056938 | Computer/Peripheral Device Switches | URA-SKU - Video And Audio Over Utp Receiver | 261115C | Hall Research | H6 - Surgical Progressive Care Unit (PCU) | Akron | Akron City Campus | H Tower | 6th Floor | 2019-05-13 | Low
No | 060054 | Computer/Peripheral Device Switches | URA-SKU - Video And Audio Over Utp Receiver | 261127C | Hall Research | 4 West - CPI Progressive Care Unit (CPI-PCU) | Akron | Akron City Campus | Akron City Hospital | 4th Floor | 2021-02-25 | Low
No | 030457 | Computer/Peripheral Device Switches | URA-VOL - Video Receiver | 05345 | Hall Research | 4 North - Medical Unit | Akron | Akron City Campus | Akron City Hospital | 4th Floor | 2000-08-09 | Low
No | 030461 | Computer/Peripheral Device Switches | URA-VOL - Video Receiver | 05349 | Hall Research | 4 North - Medical Unit | Akron | Akron City Campus | Akron City Hospital | 4th Floor | 2000-08-09 | Low
No | 030465 | Computer/Peripheral Device Switches | URA-VOL - Video Receiver | 45246 | Hall Research | 5 West - Cardiac Progressive Care Unit (PCU) | Akron | Akron City Campus | Akron City Hospital | 5th Floor | 2006-06-01 | Low
No | 035191 | Computer/Peripheral Device Switches | URA-VOL - Video Receiver | 05354 | Hall Research | 4 North - Medical Unit | Akron | Akron City Campus | Akron City Hospital | 4th Floor | 2000-08-09 | Low
No | 035193 | Computer/Peripheral Device Switches | URA-VOL - Video Receiver | 66317 | Hall Research | 4 West - CPI Progressive Care Unit (CPI-PCU) | Akron | Akron City Campus | Akron City Hospital | 4th Floor | 2008-01-15 | Low
No | 035194 | Computer/Peripheral Device Switches | URA-VOL - Video Receiver | 66312 | Hall Research | 4 West - CPI Progressive Care Unit (CPI-PCU) | Akron | Akron City Campus | Akron City Hospital | 4th Floor | 2008-01-15 | Low
No | 035195 | Computer/Peripheral Device Switches | URA-VOL - Video Receiver | 66313 | Hall Research | 4 West - CPI Progressive Care Unit (CPI-PCU) | Akron | Akron City Campus | Akron City Hospital | 4th Floor | 2008-01-15 | Low
No | 035196 | Computer/Peripheral Device Switches | URA-VOL - Video Receiver | 127118 | Hall Research | 5 West - Cardiac Progressive Care Unit (PCU) | Akron | Akron City Campus | Akron City Hospital | 5th Floor | 2010-02-01 | Low
No | 035197 | Computer/Peripheral Device Switches | URA-VOL - Video Receiver | 66308 | Hall Research | 4 West - CPI Progressive Care Unit (CPI-PCU) | Akron | Akron City Campus | Akron City Hospital | 4th Floor | 2008-01-15 | Low
No | 035199 | Computer/Peripheral Device Switches | URA-VOL - Video Receiver | Unknown | Hall Research | 4 West - CPI Progressive Care Unit (CPI-PCU) | Akron | Akron City Campus | Akron City Hospital | 4th Floor | 2008-01-15 | Low
No | 035200 | Computer/Peripheral Device Switches | URA-VOL - Video Receiver | Unknown | Hall Research | 4 West - CPI Progressive Care Unit (CPI-PCU) | Akron | Akron City Campus | Akron City Hospital | 4th Floor | 2008-01-15 | Low
No | 035201 | Computer/Peripheral Device Switches | URA-VOL - Video Receiver | 292024C | Hall Research | 4 West - CPI Progressive Care Unit (CPI-PCU) | Akron | Akron City Campus | Akron City Hospital | 4th Floor | 2008-01-15 | Low
No | 035202 | Computer/Peripheral Device Switches | URA-VOL - Video Receiver | Unknown | Hall Research | 4 West - CPI Progressive Care Unit (CPI-PCU) | Akron | Akron City Campus | Akron City Hospital | 4th Floor | 2008-01-15 | Low
No | 035203 | Computer/Peripheral Device Switches | URA-VOL - Video Receiver | 66321 | Hall Research | 4 West - CPI Progressive Care Unit (CPI-PCU) | Akron | Akron City Campus | Akron City Hospital | 4th Floor | 2008-01-15 | Low
No | 035204 | Computer/Peripheral Device Switches | URA-VOL - Video Receiver | Unknown | Hall Research | 4 West - CPI Progressive Care Unit (CPI-PCU) | Akron | Akron City Campus | Akron City Hospital | 4th Floor | 2008-01-15 | Low
No | 035205 | Computer/Peripheral Device Switches | URA-VOL - Video Receiver | Unknown | Hall Research | 4 West - CPI Progressive Care Unit (CPI-PCU) | Akron | Akron City Campus | Akron City Hospital | 4th Floor | 2008-01-15 | Low
No | 035210 | Computer/Peripheral Device Switches | URA-VOL - Video Receiver | 66305 | Hall Research | 4 West - CPI Progressive Care Unit (CPI-PCU) | Akron | Akron City Campus | Akron City Hospital | 4th Floor | 2008-01-15 | Low
No | 035211 | Computer/Peripheral Device Switches | URA-VOL - Video Receiver | 35211 | Hall Research | 4 West - CPI Progressive Care Unit (CPI-PCU) | Akron | Akron City Campus | Akron City Hospital | 4th Floor | 2008-01-15 | Low
No | 035212 | Computer/Peripheral Device Switches | URA-VOL - Video Receiver | 05351 | Hall Research | 4 North - Medical Unit | Akron | Akron City Campus | Akron City Hospital | 4th Floor | 2000-08-09 | Low
No | 035214 | Computer/Peripheral Device Switches | URA-VOL - Video Receiver | 66309 | Hall Research | 4 West - CPI Progressive Care Unit (CPI-PCU) | Akron | Akron City Campus | Akron City Hospital | 4th Floor | 2008-01-15 | Low
No | 035215 | Computer/Peripheral Device Switches | URA-VOL - Video Receiver | Unknown | Hall Research | 4 North - Medical Unit | Akron | Akron City Campus | Akron City Hospital | 4th Floor | 2008-01-15 | Low
No | 035216 | Computer/Peripheral Device Switches | URA-VOL - Video Receiver | Unknown | Hall Research | 4 West - CPI Progressive Care Unit (CPI-PCU) | Akron | Akron City Campus | Akron City Hospital | 4th Floor | 2008-01-15 | Low
No | 035222 | Computer/Peripheral Device Switches | URA-VOL - Video Receiver | 66323 | Hall Research | 4 West - CPI Progressive Care Unit (CPI-PCU) | Akron | Akron City Campus | Akron City Hospital | 4th Floor | 2008-01-15 | Low
No | 035224 | Computer/Peripheral Device Switches | URA-VOL - Video Receiver | 66320 | Hall Research | 4 West - CPI Progressive Care Unit (CPI-PCU) | Akron | Akron City Campus | Akron City Hospital | 4th Floor | 2008-01-15 | Low
No | 054480 | Computer/Peripheral Device Switches | URA-VOL - Video Receiver | Unknown | Hall Research | 4 North - Medical Unit | Akron | Akron City Campus | Akron City Hospital | 4th Floor | 2014-10-03 | Low
No | 054832 | Computer/Peripheral Device Switches | URA-VOL - Video Receiver | 49772 | Hall Research | 1 Central - CV Progressive Care Unit (PCU) | Akron | Akron City Campus | Akron City Hospital | 1st Floor | 2018-08-02 | Low
No | 054836 | Computer/Peripheral Device Switches | URA-VOL - Video Receiver | 49769 | Hall Research | 1 Central - CV Progressive Care Unit (PCU) | Akron | Akron City Campus | Akron City Hospital | 1st Floor | 2018-08-02 | Low
No | 056921 | Computer/Peripheral Device Switches | URG-SKU - Video Over Utp Receiver With Skew Correction | 446564C | Hall Research | H6 - Surgical Progressive Care Unit (PCU) | Akron | Akron City Campus | H Tower | 6th Floor | 2019-05-13 | Low
No | 056947 | Computer/Peripheral Device Switches | URG-SKU - Video Over Utp Receiver With Skew Correction | 439640C | Hall Research | H6 - Surgical Progressive Care Unit (PCU) | Akron | Akron City Campus | H Tower | 6th Floor | 2019-05-13 | Low
No | 056948 | Computer/Peripheral Device Switches | URG-SKU - Video Over Utp Receiver With Skew Correction | 439641C | Hall Research | H6 - Surgical Progressive Care Unit (PCU) | Akron | Akron City Campus | H Tower | 6th Floor | 2019-05-13 | Low
No | 056954 | Computer/Peripheral Device Switches | URG-SKU - Video Over Utp Receiver With Skew Correction | 439639C | Hall Research | H6 - Surgical Progressive Care Unit (PCU) | Akron | Akron City Campus | H Tower | 6th Floor | 2019-05-13 | Low
No | 056956 | Computer/Peripheral Device Switches | URG-SKU - Video Over Utp Receiver With Skew Correction | 439633C | Hall Research | H6 - Surgical Progressive Care Unit (PCU) | Akron | Akron City Campus | H Tower | 6th Floor | 2019-05-13 | Low
No | 056960 | Computer/Peripheral Device Switches | URG-SKU - Video Over Utp Receiver With Skew Correction | 439646C | Hall Research | H6 - Surgical Progressive Care Unit (PCU) | Akron | Akron City Campus | H Tower | 6th Floor | 2019-05-13 | Low
No | 056962 | Computer/Peripheral Device Switches | URG-SKU - Video Over Utp Receiver With Skew Correction | 439637C | Hall Research | H6 - Surgical Progressive Care Unit (PCU) | Akron | Akron City Campus | H Tower | 6th Floor | 2019-05-13 | Low
No | 056963 | Computer/Peripheral Device Switches | URG-SKU - Video Over Utp Receiver With Skew Correction | 439643C | Hall Research | H6 - Surgical Progressive Care Unit (PCU) | Akron | Akron City Campus | H Tower | 6th Floor | 2019-05-13 | Low
No | 056966 | Computer/Peripheral Device Switches | URG-SKU - Video Over Utp Receiver With Skew Correction | 439642C | Hall Research | H6 - Surgical Progressive Care Unit (PCU) | Akron | Akron City Campus | H Tower | 6th Floor | 2019-05-13 | Low
No | 056969 | Computer/Peripheral Device Switches | URG-SKU - Video Over Utp Receiver With Skew Correction | 439645C | Hall Research | H6 - Surgical Progressive Care Unit (PCU) | Akron | Akron City Campus | H Tower | 6th Floor | 2019-05-13 | Low
No | 056971 | Computer/Peripheral Device Switches | URG-SKU - Video Over Utp Receiver With Skew Correction | 4396303 | Hall Research | H6 - Surgical Progressive Care Unit (PCU) | Akron | Akron City Campus | H Tower | 6th Floor | 2019-05-13 | Low
No | 056977 | Computer/Peripheral Device Switches | URG-SKU - Video Over Utp Receiver With Skew Correction | 469631C | Hall Research | H6 - Surgical Progressive Care Unit (PCU) | Akron | Akron City Campus | H Tower | 6th Floor | 2019-05-13 | Low
No | 056979 | Computer/Peripheral Device Switches | URG-SKU - Video Over Utp Receiver With Skew Correction | 439636C | Hall Research | H6 - Surgical Progressive Care Unit (PCU) | Akron | Akron City Campus | H Tower | 6th Floor | 2019-05-13 | Low
No | 056981 | Computer/Peripheral Device Switches | URG-SKU - Video Over Utp Receiver With Skew Correction | 439624C | Hall Research | H6 - Surgical Progressive Care Unit (PCU) | Akron | Akron City Campus | H Tower | 6th Floor | 2019-05-13 | Low
No | 056987 | Computer/Peripheral Device Switches | URG-SKU - Video Over Utp Receiver With Skew Correction | 439621C | Hall Research | H6 - Surgical Progressive Care Unit (PCU) | Akron | Akron City Campus | H Tower | 6th Floor | 2019-05-13 | Low
No | 056988 | Computer/Peripheral Device Switches | URG-SKU - Video Over Utp Receiver With Skew Correction | 439627C | Hall Research | H6 - Surgical Progressive Care Unit (PCU) | Akron | Akron City Campus | H Tower | 6th Floor | 2019-05-13 | Low
No | 056991 | Computer/Peripheral Device Switches | URG-SKU - Video Over Utp Receiver With Skew Correction | 439629C | Hall Research | H6 - Surgical Progressive Care Unit (PCU) | Akron | Akron City Campus | H Tower | 6th Floor | 2019-05-13 | Low
No | 051584 | Computer/Peripheral Device Switches | UV1/-S-PE1 - 4 Channel Video Splitter | 373060A | Hall Research | 1 Central - CV Progressive Care Unit (PCU) | Akron | Akron City Campus | Akron City Hospital | 1st Floor | 2016-12-30 | Low
No | 051581 | Computer/Peripheral Device Switches | UV1-R - Video Receiver | 375318A | Hall Research | 1 Central - CV Progressive Care Unit (PCU) | Akron | Akron City Campus | Akron City Hospital | 1st Floor | 2016-12-30 | Low
No | 051582 | Computer/Peripheral Device Switches | UV1-R - Video Receiver | 375329A | Hall Research | 1 Central - CV Progressive Care Unit (PCU) | Akron | Akron City Campus | Akron City Hospital | 1st Floor | 2016-12-30 | Low
No | 051583 | Computer/Peripheral Device Switches | UV1-R - Video Receiver | 375332A | Hall Research | 1 Central - CV Progressive Care Unit (PCU) | Akron | Akron City Campus | Akron City Hospital | 1st Floor | 2016-12-30 | Low
No | 056923 | Computer/Peripheral Device Switches | UV1-R - Video Receiver | 443662A | Hall Research | H6 - Surgical Progressive Care Unit (PCU) | Akron | Akron City Campus | H Tower | 6th Floor | 2019-05-13 | Low
No | 056926 | Computer/Peripheral Device Switches | UV1-R - Video Receiver | 443660A | Hall Research | H6 - Surgical Progressive Care Unit (PCU) | Akron | Akron City Campus | H Tower | 6th Floor | 2019-05-13 | Low
No | 056928 | Computer/Peripheral Device Switches | UV1-R - Video Receiver | 443699A | Hall Research | H6 - Surgical Progressive Care Unit (PCU) | Akron | Akron City Campus | H Tower | 6th Floor | 2019-05-13 | Low
No | 056932 | Computer/Peripheral Device Switches | UV1-R - Video Receiver | 443673A | Hall Research | H6 - Surgical Progressive Care Unit (PCU) | Akron | Akron City Campus | H Tower | 6th Floor | 2019-05-13 | Low
No | 056936 | Computer/Peripheral Device Switches | UV1-R - Video Receiver | 443670A | Hall Research | H6 - Surgical Progressive Care Unit (PCU) | Akron | Akron City Campus | H Tower | 6th Floor | 2019-05-13 | Low
No | 056940 | Computer/Peripheral Device Switches | UV1-R - Video Receiver | 443692A | Hall Research | H6 - Surgical Progressive Care Unit (PCU) | Akron | Akron City Campus | H Tower | 6th Floor | 2019-05-13 | Low
No | 056942 | Computer/Peripheral Device Switches | UV1-R - Video Receiver | 443685A | Hall Research | H6 - Surgical Progressive Care Unit (PCU) | Akron | Akron City Campus | H Tower | 6th Floor | 2019-05-13 | Low
No | 056944 | Computer/Peripheral Device Switches | UV1-R - Video Receiver | 443634A | Hall Research | H6 - Surgical Progressive Care Unit (PCU) | Akron | Akron City Campus | H Tower | 6th Floor | 2019-05-13 | Low
No | 056950 | Computer/Peripheral Device Switches | UV1-R - Video Receiver | 443661A | Hall Research | H6 - Surgical Progressive Care Unit (PCU) | Akron | Akron City Campus | H Tower | 6th Floor | 2019-05-13 | Low
No | 056952 | Computer/Peripheral Device Switches | UV1-R - Video Receiver | 443627A | Hall Research | H6 - Surgical Progressive Care Unit (PCU) | Akron | Akron City Campus | H Tower | 6th Floor | 2019-05-13 | Low
No | 056958 | Computer/Peripheral Device Switches | UV1-R - Video Receiver | 443654A | Hall Research | H6 - Surgical Progressive Care Unit (PCU) | Akron | Akron City Campus | H Tower | 6th Floor | 2019-05-13 | Low
No | 056967 | Computer/Peripheral Device Switches | UV1-R - Video Receiver | 443690A | Hall Research | H6 - Surgical Progressive Care Unit (PCU) | Akron | Akron City Campus | H Tower | 6th Floor | 2019-05-13 | Low
No | 056973 | Computer/Peripheral Device Switches | UV1-R - Video Receiver | 443677A | Hall Research | H6 - Surgical Progressive Care Unit (PCU) | Akron | Akron City Campus | H Tower | 6th Floor | 2019-05-13 | Low
No | 056975 | Computer/Peripheral Device Switches | UV1-R - Video Receiver | 443679A | Hall Research | H6 - Surgical Progressive Care Unit (PCU) | Akron | Akron City Campus | H Tower | 6th Floor | 2019-05-13 | Low
No | 056983 | Computer/Peripheral Device Switches | UV1-R - Video Receiver | 443696A | Hall Research | H6 - Surgical Progressive Care Unit (PCU) | Akron | Akron City Campus | H Tower | 6th Floor | 2019-05-13 | Low
No | 056985 | Computer/Peripheral Device Switches | UV1-R - Video Receiver | 443657A | Hall Research | H6 - Surgical Progressive Care Unit (PCU) | Akron | Akron City Campus | H Tower | 6th Floor | 2019-05-13 | Low
No | 030471 | Computer/Peripheral Device Switches | UVA-4 - 4 Way Splitter | 72244 | Hall Research | 4 West - CPI Progressive Care Unit (CPI-PCU) | Akron | Akron City Campus | Akron City Hospital | 4th Floor | 2008-01-30 | Low
No | 030493 | Computer/Peripheral Device Switches | UVA-4 - 4 Way Splitter | Unknown | Hall Research | 4 West - CPI Progressive Care Unit (CPI-PCU) | Akron | Akron City Campus | Akron City Hospital | 4th Floor | 2008-01-30 | Low
No | 054482 | Computer/Peripheral Device Switches | UVA-4 - 4 Way Splitter | 43305 | Hall Research | SCI-Cardiology Prep & Recovery | Akron | Akron City Campus | Akron City Hospital | 5th Floor | 2006-06-13 | Low
No | 057863 | Computer/Peripheral Device Switches | UVA-4 - 4 Way Splitter | 435018A | Hall Research | 4 North - Medical Unit | Akron | Akron City Campus | Akron City Hospital | 4th Floor | 2019-07-18 | Low
No | 057864 | Computer/Peripheral Device Switches | UVA-4 - 4 Way Splitter | 435017A | Hall Research | 4 North - Medical Unit | Akron | Akron City Campus | Akron City Hospital | 4th Floor | 2019-07-18 | Low
No | 063756 | Computer/Peripheral Device Switches | UVA-4 - 4 Way Splitter | 288876A | Hall Research | 5 East - Observation Unit | Akron | Akron City Campus | Akron City Hospital | 5th Floor | 2023-12-26 13:03 | Low
No | 030075 | Computer/Peripheral Device Switches | UVA-8 - 8 Way Video Splitter | 05264 | Hall Research | 4 North - Medical Unit | Akron | Akron City Campus | Akron City Hospital | 4th Floor | 2006-08-16 | Low
No | 030425 | Computer/Peripheral Device Switches | UVA-8 - 8 Way Video Splitter | 125520 | Hall Research | 5 West - Cardiac Progressive Care Unit (PCU) | Akron | Akron City Campus | Akron City Hospital | 5th Floor | 2014-05-12 | Low
No | 030441 | Computer/Peripheral Device Switches | UVA-8 - 8 Way Video Splitter | 05263 | Hall Research | 4 North - Medical Unit | Akron | Akron City Campus | Akron City Hospital | 4th Floor | 2006-08-16 | Low
No | 030470 | Computer/Peripheral Device Switches | UVA-8 - 8 Way Video Splitter | 67082 | Hall Research | 4 West - CPI Progressive Care Unit (CPI-PCU) | Akron | Akron City Campus | Akron City Hospital | 4th Floor | 2008-01-30 | Low
No | 030494 | Computer/Peripheral Device Switches | UVA-8 - 8 Way Video Splitter | Unknown | Hall Research | 4 West - CPI Progressive Care Unit (CPI-PCU) | Akron | Akron City Campus | Akron City Hospital | 4th Floor | 2008-01-30 | Low
No | 035470 | Computer/Peripheral Device Switches | UVA-8 - 8 Way Video Splitter | 383075A | Hall Research | 5 West - Cardiac Progressive Care Unit (PCU) | Akron | Akron City Campus | Akron City Hospital | 5th Floor | 2017-03-07 | Low
No | 062860 | Computer/Peripheral Device Switches | UVA-8 - 8 Way Video Splitter | 311060A | Hall Research | 5 West - Cardiac Progressive Care Unit (PCU) | Akron | Akron City Campus | Akron City Hospital | 5th Floor | 2023-03-09 10:54 | Low
No | 0628866 | Computer/Peripheral Device Switches | UVA-8 - 8 Way Video Splitter | 311055A | Hall Research | 5 West - Cardiac Progressive Care Unit (PCU) | Akron | Akron City Campus | Akron City Hospital | 5th Floor | 2023-03-09 10:48 | Low
No | 059093 | Computer/Peripheral Device Switches | VS162 - 2 Port Dvi Video Splitter | F3J5-029-0320 | Aten | SCI-Heart Rhythm Services | Akron | Akron City Campus | Akron City Hospital | 1st Floor | 2020-09-16 | Low
No | 059098 | Computer/Peripheral Device Switches | VS162 - 2 Port Dvi Video Splitter | F3J5-029-0192 | Aten | SCI-Heart Rhythm Services | Akron | Akron City Campus | Akron City Hospital | 1st Floor | 2020-09-16 | Low
No | 070162 | Computer-Aided Detection Systems, Pathology Slide | DI60 - XN9100 | 63709 | Sysmex America | LAB Critical Care - SB | Barberton | Barberton Campus | Summa Barberton Hospital | 6th Floor | 2023-09-06 09:19 | Low
No | 070164 | Computer-Aided Detection Systems, Pathology Slide | DI60 - XN9100 | CZC21177BX | Sysmex America | LAB Critical Care - SB | Barberton | Barberton Campus | Summa Barberton Hospital | 6th Floor | 2023-09-06 09:46 | Low
No | 059890 | Computer-Aided Detection Systems, Pathology Slide | VS20-BU-L - Vs200 | 201204567 | Olympus America | LAB Histology/Morgue | Akron | Akron City Campus | ACH Admin Building | 2nd Floor | 2021-02-26 | Low
No | 059891 | Computer-Aided Detection Systems, Pathology Slide | VS20-Loader - Vs200 Slide Loader System | 210106284 | Olympus America | LAB Histology/Morgue | Akron | Akron City Campus | ACH Admin Building | 2nd Floor | 2021-02-26 | Low
No | 032318 | Computers | 0678-000-644 DT515 - Cpu With 15" Lcd, Touchscreen | 12H005598 515X122120 | Stryker | Operating Room | Akron | Akron City Campus | Akron City Hospital | 1st Floor | 2014-08-14 | Low
No | 028856 | Computers | 2392A - Terminal | RD0706-1256 | Hewlett Packard | Respiratory Care | Akron | Akron City Campus | Akron City Hospital | 6th Floor | 2011-01-27 | Low
No | 058739 | Computers | 371580-21F - Core Cpu | P118022323 | Intuitive Surgical | Operating Room | Akron | Akron City Campus | Akron City Hospital | 1st Floor | 2019-11-05 | Low
No | 058741 | Computers | 371580-25A - Core Cpu | P119361499 | Intuitive Surgical | Operating Room | Akron | Akron City Campus | Akron City Hospital | 1st Floor | 2019-11-05 | Low
No | 058743 | Computers | 371580-25A - Core Cpu | P119386841 | Intuitive Surgical | Operating Room | Akron | Akron City Campus | Akron City Hospital | 1st Floor | 2019-11-05 | Low
No | 039759 | Computers | 371580-25D - Core Cpu | P120432408 | Intuitive Surgical | Operating Room - SB | Barberton | Barberton Campus | Summa Barberton Hospital | 2nd Floor | 2021-01-08 | Low
No | 002219 | Computers | 98561A - Hp9000 Model 310 Computer | 2650A19369 | Hewlett Packard | LAB Special Proced Tox | Akron | Akron City Campus | ACH Admin Building | 2nd Floor | 1982-08-01 | Low
No | 004727 | Computers | BRIO 8177 - Brio 8177 | US74953188 | Hewlett Packard | Sleep Lab - White Pond | Barberton | White Pond Campus | Summa Health Neuroscience Services | 2nd Floor | 1998-01-06 | Low
No | 059586 | Computers | Cybernet NB22T | 66413 | Image Monitoring USA | EEG Neurology Lab | Akron | Akron City Campus | Akron City Hospital | Ground Floor | 2020-11-17 | Low
No | 051989 | Computers | D11S - Computer/Pc | 24088822H | Dell Computer | Rehab Services OP - Green | Barberton | Green Campus | Green Family YMCA | Ground Floor | 2017-05-29 | Low
No | 002220 | Computers | D2934A - Hp Vectra 486/66Xm | 3341A00593 | Hewlett Packard | LAB Special Proced Tox | Akron | Akron City Campus | ACH Admin Building | 2nd Floor | 1992-08-01 | Low
No | 053314 | Computers | DO8S - Manoscan Computer | 126XTB2 | Dell Computer | Endoscopy - Outpatient | Akron | Akron City Campus | 95 Arch | Ground Floor | 2016-10-19 | Low
No | 060677 | Computers | HIT-W183AP - Hit-W183Ap All In One Pc | TPAC006658 | Advantech Corp | Anesthesia | Akron | Akron City Campus | Akron City Hospital | 1st Floor | 2021-11-01 | Low
No | 061042 | Computers | HIT-W183AP - Hit-W183Ap All In One Pc | KSA3698129 | Advantech Corp | Anesthesia | Akron | Akron City Campus | Akron City Hospital | 1st Floor | 2021-11-01 | Low
No | 061044 | Computers | HIT-W183AP - Hit-W183Ap All In One Pc | KSA3698125 | Advantech Corp | Anesthesia | Akron | Akron City Campus | Akron City Hospital | 1st Floor | 2021-11-01 | Low
No | 061046 | Computers | HIT-W183AP - Hit-W183Ap All In One Pc | KSA369809 | Advantech Corp | Anesthesia | Akron | Akron City Campus | Akron City Hospital | 1st Floor | 2021-11-01 | Low
No | 061048 | Computers | HIT-W183AP - Hit-W183Ap All In One Pc | KSA3698219 | Advantech Corp | Anesthesia | Akron | Akron City Campus | Akron City Hospital | 1st Floor | 2021-11-01 | Low
No | 061050 | Computers | HIT-W183AP - Hit-W183Ap All In One Pc | KSA3698231 | Advantech Corp | Anesthesia | Akron | Akron City Campus | Akron City Hospital | 1st Floor | 2021-11-01 | Low
No | 061152 | Computers | HIT-W183AP - Hit-W183Ap All In One Pc | KSA3698181 | Advantech Corp | Anesthesia | Akron | Akron City Campus | Akron City Hospital | 1st Floor | 2021-11-01 | Low
No | 061154 | Computers | HIT-W183AP - Hit-W183Ap All In One Pc | KSA3698196 | Advantech Corp | Anesthesia | Akron | Akron City Campus | Akron City Hospital | 1st Floor | 2021-11-01 | Low
No | 061156 | Computers | HIT-W183AP - Hit-W183Ap All In One Pc | KSA3698207 | Advantech Corp | Anesthesia | Akron | Akron City Campus | Akron City Hospital | 1st Floor | 2021-11-01 | Low
No | 061158 | Computers | HIT-W183AP - Hit-W183Ap All In One Pc | TPAC006764 | Advantech Corp | Anesthesia | Akron | Akron City Campus | Akron City Hospital | 1st Floor | 2021-11-01 | Low
No | 061160 | Computers | HIT-W183AP - Hit-W183Ap All In One Pc | KSA3698200 | Advantech Corp | Anesthesia | Akron | Akron City Campus | Akron City Hospital | 1st Floor | 2021-11-01 | Low
No | 061162 | Computers | HIT-W183AP - Hit-W183Ap All In One Pc | KSA3698199 | Advantech Corp | Anesthesia | Akron | Akron City Campus | Akron City Hospital | 1st Floor | 2021-11-01 | Low
No | 061164 | Computers | HIT-W183AP - Hit-W183Ap All In One Pc | KSA3698278 | Advantech Corp | Anesthesia | Akron | Akron City Campus | Akron City Hospital | 1st Floor | 2021-11-01 | Low
No | 061171 | Computers | HIT-W183AP - Hit-W183Ap All In One Pc | KSA3698140 | Advantech Corp | Anesthesia | Akron | Akron City Campus | Akron City Hospital | 1st Floor | 2021-11-01 | Low
No | 061173 | Computers | HIT-W183AP - Hit-W183Ap All In One Pc | KSA3698242 | Advantech Corp | Anesthesia | Akron | Akron City Campus | Akron City Hospital | 1st Floor | 2021-11-01 | Low
No | 061175 | Computers | HIT-W183AP - Hit-W183Ap All In One Pc | KSA3698187 | Advantech Corp | Anesthesia | Akron | Akron City Campus | Akron City Hospital | 1st Floor | 2021-11-01 | Low
No | 061177 | Computers | HIT-W183AP - Hit-W183Ap All In One Pc | KSA3698247 | Advantech Corp | Anesthesia | Akron | Akron City Campus | Akron City Hospital | 1st Floor | 2021-11-01 | Low
No | 061179 | Computers | HIT-W183AP - Hit-W183Ap All In One Pc | KSA3698096 | Advantech Corp | Anesthesia | Akron | Akron City Campus | Akron City Hospital | 1st Floor | 2021-11-01 | Low
No | 061182 | Computers | HIT-W183AP - Hit-W183Ap All In One Pc | KSA3698112 | Advantech Corp | Anesthesia | Akron | Akron City Campus | Akron City Hospital | 1st Floor | 2021-11-01 | Low
No | 061184 | Computers | HIT-W183AP - Hit-W183Ap All In One Pc | KSA3698104 | Advantech Corp | Anesthesia | Akron | Akron City Campus | Akron City Hospital | 1st Floor | 2021-11-01 | Low
No | 061186 | Computers | HIT-W183AP - Hit-W183Ap All In One Pc | KSA3698144 | Advantech Corp | Anesthesia | Akron | Akron City Campus | Akron City Hospital | 1st Floor | 2021-11-01 | Low
No | 061188 | Computers | HIT-W183AP - Hit-W183Ap All In One Pc | KSA3698142 | Advantech Corp | Anesthesia | Akron | Akron City Campus | Akron City Hospital | 1st Floor | 2021-11-01 | Low
No | 061190 | Computers | HIT-W183AP - Hit-W183Ap All In One Pc | KSA3698130 | Advantech Corp | Anesthesia | Akron | Akron City Campus | Akron City Hospital | 1st Floor | 2021-11-01 | Low
No | 061192 | Computers | HIT-W183AP - Hit-W183Ap All In One Pc | KSA3698270 | Advantech Corp | Anesthesia | Akron | Akron City Campus | Akron City Hospital | 1st Floor | 2021-11-01 | Low
No | 061194 | Computers | HIT-W183AP - Hit-W183Ap All In One Pc | KSA3698079 | Advantech Corp | Anesthesia | Akron | Akron City Campus | Akron City Hospital | 1st Floor | 2021-11-01 | Low
No | 061196 | Computers | HIT-W183AP - Hit-W183Ap All In One Pc | KSA3698192 | Advantech Corp | Anesthesia | Akron | Akron City Campus | Akron City Hospital | 1st Floor | 2021-11-01 | Low
No | 061199 | Computers | HIT-W183AP - Hit-W183Ap All In One Pc | KSA3698182 | Advantech Corp | Anesthesia | Akron | Akron City Campus | Akron City Hospital | 1st Floor | 2021-11-01 | Low
No | 061211 | Computers | HIT-W183AP - Hit-W183Ap All In One Pc | KSA3698282 | Advantech Corp | Anesthesia | Akron | Akron City Campus | Akron City Hospital | 1st Floor | 2021-11-01 | Low
No | 061214 | Computers | HIT-W183AP - Hit-W183Ap All In One Pc | KSA3698267 | Advantech Corp | Anesthesia | Akron | Akron City Campus | Akron City Hospital | 1st Floor | 2021-11-01 | Low
No | 061216 | Computers | HIT-W183AP - Hit-W183Ap All In One Pc | KSA3698202 | Advantech Corp | Anesthesia | Akron | Akron City Campus | Akron City Hospital | 1st Floor | 2021-11-01 | Low
No | 061218 | Computers | HIT-W183AP - Hit-W183Ap All In One Pc | KSA3698321 | Advantech Corp | Anesthesia | Akron | Akron City Campus | Akron City Hospital | 1st Floor | 2021-11-01 | Low
No | 061220 | Computers | HIT-W183AP - Hit-W183Ap All In One Pc | KSA3698133 | Advantech Corp | Anesthesia | Akron | Akron City Campus | Akron City Hospital | 1st Floor | 2021-11-01 | Low
No | 061222 | Computers | HIT-W183AP - Hit-W183Ap All In One Pc | TPAC006714 | Advantech Corp | Anesthesia | Akron | Akron City Campus | Akron City Hospital | 1st Floor | 2021-11-01 | Low
No | 061224 | Computers | HIT-W183AP - Hit-W183Ap All In One Pc | KSA3698094 | Advantech Corp | Anesthesia | Akron | Akron City Campus | Akron City Hospital | 1st Floor | 2021-11-01 | Low
No | 061529 | Computers | HIT-W183AP - Hit-W183Ap All In One Pc | KSA3698275 | Advantech Corp | Anesthesia | Akron | Akron City Campus | Akron City Hospital | 1st Floor | 2021-11-01 | Low
No | 060696 | Computers | LC102-9 | 4V9BF33 | Natus Medical | EEG Neurology Lab | Akron | Akron City Campus | Akron City Hospital | Ground Floor | 2021-07-29 | Low
No | 060697 | Computers | LC102-9 | 4V5LF33 | Natus Medical | EEG Neurology Lab | Akron | Akron City Campus | Akron City Hospital | Ground Floor | 2021-07-29 | Low
No | 060726 | Computers | LC102-9 | 7TPFT64 | Natus Medical | EEG Neurology Lab | Akron | Akron City Campus | Akron City Hospital | Ground Floor | 2021-07-29 | Low
No | 062046 | Computers | LC102-9 | 99HP9C3 | Natus Medical | EEG Neurology Lab | Akron | Akron City Campus | Akron City Hospital | Ground Floor | 2025-02-10 14:10 | Low
No | 063948 | Computers | LC102-9 | H6Y0724 | Natus Medical | EEG Neurology Lab | Akron | Akron City Campus | Akron City Hospital | Ground Floor | 2024-07-17 | Low
No | 011356 | Computers | NP-SE4-E1-T02 - Numastation | AGL03990043 | Numa | Nuclear Medicine | Akron | Akron City Campus | Akron City Hospital | Ground Floor | 2000-04-14 | Low
No | 023004 | Computers | NP-SE4-E1-T02 - Numastation | MDX5320B74 | Numa | Nuclear Medicine | Akron | Akron City Campus | Akron City Hospital | Ground Floor | 2006-02-20 | Low
No | 051992 | Computers | T16-265-03 - Pc For L.K.C. Utas System | 16266032400315 | Lkc Technologies Inc | Ophthalmology Clinic | Akron | Akron City Campus | 75 Arch | 4th Floor | 2017-07-10 | Low
No | 015329 | Computers | VL18DT - Numa / Hp Vectra Cpu | US92703145 | Hewlett Packard | Nuclear Medicine | Akron | Akron City Campus | Akron City Hospital | Ground Floor | 2003-08-23 | Low
No | 038532 | Computers, Laptop/Tablet | 842-695400 - Ultrapro S100 Windows 10 Laptop Pc | 2HV56S2 | Natus Medical | EEG Neurology Lab - SB | Barberton | Barberton Campus | Summa Barberton Hospital | 4th Floor | 2020-03-03 | Low
No | 070848 | Computers, Laptop/Tablet | AR-3200-1016 - Synergy Vision Tablet | 240800095 | Arthrex | Operating Room - SW | Barberton | Wadsworth Campus | Wadsworth-Rittman Medical Center | 1st Floor | 2025-01-16 14:41 | Low
No | 070849 | Computers, Laptop/Tablet | AR-3200-1016 - Synergy Vision Tablet | 240800060 | Arthrex | Operating Room - SW | Barberton | Wadsworth Campus | Wadsworth-Rittman Medical Center | 1st Floor | 2025-01-16 14:41 | Low
No | 070850 | Computers, Laptop/Tablet | AR-3200-1016 - Synergy Vision Tablet | 240800059 | Arthrex | Operating Room - SW | Barberton | Wadsworth Campus | Wadsworth-Rittman Medical Center | 1st Floor | 2025-01-16 14:41 | Low
No | 020046 | Computers, Laptop/Tablet | C600-750 - Dell Laptop | 2918581633 | Sensormedics Corp. | Respiratory Care | Akron | Akron City Campus | Akron City Hospital | 6th Floor | 2004-03-25 | Low
No | 061274 | Computers, Laptop/Tablet | CyberMed Rx - Cybermed Rx 10.1" Rugged Medical Tablet | MEDRX-2326 | Cybernet | Colon/Rectal Surgeons | Akron | Akron City Campus | 95 Arch | 1st Floor | 2022-04-23 | Low
No | 060298 | Computers, Laptop/Tablet | FG220202 - Conformal Planning Unit | 21C00503 | Procept Biorobotics | Operating Room | Akron | Akron City Campus | Akron City Hospital | 1st Floor | 2021-08-31 | Low
No | 060928 | Computers, Laptop/Tablet | HMT1100 - Heartmate Touch Communication System | DMPX30KSHP83 | Abbott Laboratories | T1 - CTV Intensive Care Unit (CTV-ICU) | Akron | Akron City Campus | Critical Care Tower | 1st Floor | 2021-10-05 | Low
No | 060930 | Computers, Laptop/Tablet | HMT1100 - Heartmate Touch Communication System | DMPXQ0ERHP83 | Abbott Laboratories | Operating Room | Akron | Akron City Campus | Akron City Hospital | 1st Floor | 2021-10-05 | Low
No | 061660 | Computers, Laptop/Tablet | HMT1100 - Heartmate Touch Communication System | DMPTC00PHP50 | Abbott Laboratories | T1 - CTV Intensive Care Unit (CTV-ICU) | Akron | Akron City Campus | Critical Care Tower | 1st Floor | 2022-05-09 | Low
No | 064290 | Computers, Laptop/Tablet | HMT1100 - Heartmate Touch Communication System | DMPXL2TJHP50 | Abbott Laboratories | T1 - CTV Intensive Care Unit (CTV-ICU) | Akron | Akron City Campus | 95 Arch | 3rd Floor | 2024-09-20 10:01 | Low
No | 006697 | Computers, Laptop/Tablet | HP200LX WAVE VIEWER - Palmtop Pc | SG94200627 | Hewlett Packard | Health Tech Mgmt | Akron | Akron City Campus | ACH Admin Building | Ground Floor | 2000-08-09 | Low
No | 016809 | Computers, Laptop/Tablet | HP200LX WAVE VIEWER - Palmtop Pc | SG94200826 | Hewlett Packard | Health Tech Mgmt | Akron | Akron City Campus | ACH Admin Building | Ground Floor | 2001-06-27 | Low
No | 016812 | Computers, Laptop/Tablet | HP200LX WAVE VIEWER - Palmtop Pc | SG94800164 | Hewlett Packard | T3 - Medical Intensive Care Unit (MICU) | Akron | Akron City Campus | Critical Care Tower | 3rd Floor | 2001-06-27 | Low
No | 058616 | Computers, Laptop/Tablet | Latitude 5580 | 3D18WT2 | Dell Computer | Neurodiagnostics - White Pond | Barberton | White Pond Campus | Summa Health Neuroscience Services | 2nd Floor | 2020-02-14 | Low
No | 059132 | Computers, Laptop/Tablet | Latitude 5580 | 10132 | Dell Computer | EEG Neurology Lab | Akron | Akron City Campus | Akron City Hospital | Ground Floor | 2020-06-29 | Low
No | 052808 | Computers, Laptop/Tablet | MQDT2LL/A - Ipad Pro Wi-Fi 64Gb | DMPWL43BJ28K | Apple Inc | SCI-Heart Rhythm Services | Akron | Akron City Campus | Akron City Hospital | 1st Floor | 2019-04-16 | Low
No | 052809 | Computers, Laptop/Tablet | MQDT2LL/A - Ipad Pro Wi-Fi 64Gb | DMPWL6MXJ28K | Apple Inc | SCI-Heart Rhythm Services | Akron | Akron City Campus | Akron City Hospital | 1st Floor | 2019-04-16 | Low
No | 052810 | Computers, Laptop/Tablet | MQDT2LL/A - Ipad Pro Wi-Fi 64Gb | DMPWL5JWJ28K | Apple Inc | SCI-Heart Rhythm Services | Akron | Akron City Campus | Akron City Hospital | 1st Floor | 2019-04-16 | Low
No | 058148 | Computers, Laptop/Tablet | MQDT2LL/A - Ipad Pro Wi-Fi 64Gb | F9FYPMEULMPD | Apple Inc | SCI-Heart Rhythm Services | Akron | Akron City Campus | Akron City Hospital | 1st Floor | 2019-11-13 | Low
No | 038418 | Computers, Laptop/Tablet | MUUJ2LL/A - Ipad Air Wi-Fi 64Gb | F9FYNV0XLMPD | Apple Inc | Acuity Adaptable Unit (AAU) - SB | Barberton | Barberton Campus | Summa Barberton Hospital | 2nd Floor | 2019-11-12 | Low
No | 019120 | Computers, Laptop/Tablet | PP01L - Pp01L | TW04E641128001C30177 | Dell Computer | Communication Disorders | Akron | Akron City Campus | Akron City Hospital | Basement | 2001-12-28 | Low
No | 004271 | Computers, Laptop/Tablet | Tecra 500CS - Tecra 500Cs | 10675048 | Toshiba Consumer Products | Sleep Lab - White Pond | Barberton | White Pond Campus | Summa Health Neuroscience Services | 2nd Floor | 1997-01-10 | Low
No | 004272 | Computers, Laptop/Tablet | Tecra 500CS - Tecra 500Cs | 10674963 | Toshiba Consumer Products | Sleep Lab - White Pond | Barberton | White Pond Campus | Summa Health Neuroscience Services | 2nd Floor | 1997-01-10 | Low
No | 004273 | Computers, Laptop/Tablet | Tecra 500CS - Tecra 500Cs | 10675493 | Toshiba Consumer Products | Sleep Lab - White Pond | Barberton | White Pond Campus | Summa Health Neuroscience Services | 2nd Floor | 1997-01-10 | Low
No | 051972 | Control Units, Alternating-Pressure Mattress | PMP - ES2 Control Unit | 1000023549 | Joerns Healthcare | Summa Rehab Hospital | Akron | Akron City Campus | Summa Rehab Hospital |  | 2017-03-31 | Low
No | 051973 | Control Units, Alternating-Pressure Mattress | PMP - ES2 Control Unit | 1000023551 | Joerns Healthcare | Summa Rehab Hospital | Akron | Akron City Campus | Summa Rehab Hospital |  | 2017-03-31 | Low
No | 051974 | Control Units, Alternating-Pressure Mattress | PMP - ES2 Control Unit | 1000023552 | Joerns Healthcare | Summa Rehab Hospital | Akron | Akron City Campus | Summa Rehab Hospital |  | 2017-03-31 | Low
No | 059999 | Control Units, Alternating-Pressure Mattress | PMP - ES2 Control Unit | 100240851 | Joerns Healthcare | Summa Rehab Hospital | Akron | Akron City Campus | Summa Rehab Hospital |  | 2021-03-04 | Low
No | 060000 | Control Units, Alternating-Pressure Mattress | PMP - ES2 Control Unit | 1000210614 | Joerns Healthcare | Summa Rehab Hospital | Akron | Akron City Campus | Summa Rehab Hospital |  | 2021-03-04 | Low
No | 060269 | Control Units, Alternating-Pressure Mattress | PMP - ES2 Control Unit | 1000045712 | Joerns Healthcare | Summa Rehab Hospital | Akron | Akron City Campus | Summa Rehab Hospital |  | 2017-03-31 | Low
No | 043123 | Controllers | 1767067 - TS7000 Remote Control | 19353 | Trumpf Medical Systems | Operating Room - SB | Barberton | Barberton Campus | Summa Barberton Hospital | 2nd Floor | 2023-05-31 11:11 | Low
No | 043124 | Controllers | 1767067 - TS7000 Remote Control | 20280 | Trumpf Medical Systems | Operating Room - SB | Barberton | Barberton Campus | Summa Barberton Hospital | 2nd Floor | 2023-05-31 09:22 | Low
No | 070964 | Controllers | 1767067 - TS7000 Remote Control | 26521 | Trumpf Medical Systems | Operating Room - SB | Barberton | Barberton Campus | Summa Barberton Hospital | 2nd Floor | 2023-05-31 11:11 | Low
No | 063902 | Controllers | D138802 - nGEN Remote Monitor | 23510378FM | Biosense Webster | SCI-Heart Rhythm Services | Akron | Akron City Campus | Akron City Hospital | 1st Floor | 2024-02-05 09:36 | Low
No | 063904 | Controllers | D138802 - nGEN Remote Monitor | 23490262FM | Biosense Webster | SCI-Heart Rhythm Services | Akron | Akron City Campus | Akron City Hospital | 1st Floor | 2024-02-05 09:36 | Low
No | 063907 | Controllers | D138802 - nGEN Remote Monitor | 23510366FM | Biosense Webster | SCI-Heart Rhythm Services | Akron | Akron City Campus | Akron City Hospital | 1st Floor | 2024-02-05 09:36 | Low
No | 063909 | Controllers | D138802 - nGEN Remote Monitor | 23510371FM | Biosense Webster | SCI-Heart Rhythm Services | Akron | Akron City Campus | Akron City Hospital | 1st Floor | 2024-02-05 09:36 | Low
No | 064732 | Controllers | M004GEN100204030 - Intellagen Remote Control | 0000000123 | Boston Scientific | SCI-Heart Rhythm Services | Akron | Akron City Campus | Akron City Hospital | 1st Floor | 2024-10-28 09:36 | Low
No | 063376 | Controllers, Pressure, Tracheal Tube Cuff | 180-03 | E232400161 | Medtronic | Respiratory Care | Akron | Akron City Campus | Akron City Hospital | 6th Floor | 2023-08-25 15:44 | Low
No | 063377 | Controllers, Pressure, Tracheal Tube Cuff | 180-03 | E232400157 | Medtronic | Respiratory Care | Akron | Akron City Campus | Akron City Hospital | 6th Floor | 2023-08-25 15:46 | Low
No | 063378 | Controllers, Pressure, Tracheal Tube Cuff | 180-03 | E232400162 | Medtronic | Respiratory Care | Akron | Akron City Campus | Akron City Hospital | 6th Floor | 2023-08-25 15:45 | Low
No | 063379 | Controllers, Pressure, Tracheal Tube Cuff | 180-03 | E232400151 | Medtronic | Respiratory Care | Akron | Akron City Campus | Akron City Hospital | 6th Floor | 2023-08-25 15:45 | Low
No | 063380 | Controllers, Pressure, Tracheal Tube Cuff | 180-03 | E232400163 | Medtronic | Respiratory Care | Akron | Akron City Campus | Akron City Hospital | 6th Floor | 2023-08-25 15:49 | Low
No | 063381 | Controllers, Pressure, Tracheal Tube Cuff | 180-03 | E232400152 | Medtronic | Respiratory Care | Akron | Akron City Campus | Akron City Hospital | 6th Floor | 2023-08-25 15:43 | Low
No | 063382 | Controllers, Pressure, Tracheal Tube Cuff | 180-03 | E232400160 | Medtronic | Respiratory Care | Akron | Akron City Campus | Akron City Hospital | 6th Floor | 2023-08-25 15:49 | Low
No | 063383 | Controllers, Pressure, Tracheal Tube Cuff | 180-03 | E232400158 | Medtronic | Respiratory Care | Akron | Akron City Campus | Akron City Hospital | 6th Floor | 2023-08-25 15:48 | Low
No | 063384 | Controllers, Pressure, Tracheal Tube Cuff | 180-03 | E232400167 | Medtronic | Respiratory Care | Akron | Akron City Campus | Akron City Hospital | 6th Floor | 2023-08-25 15:47 | Low
No | 063385 | Controllers, Pressure, Tracheal Tube Cuff | 180-03 | E232400165 | Medtronic | Respiratory Care | Akron | Akron City Campus | Akron City Hospital | 6th Floor | 2023-08-25 15:46 | Low
No | 063386 | Controllers, Pressure, Tracheal Tube Cuff | 180-03 | E232400155 | Medtronic | Respiratory Care | Akron | Akron City Campus | Akron City Hospital | 6th Floor | 2023-08-25 15:50 | Low
No | 063387 | Controllers, Pressure, Tracheal Tube Cuff | 180-03 | E232400153 | Medtronic | Respiratory Care | Akron | Akron City Campus | Akron City Hospital | 6th Floor | 2023-08-25 15:44 | Low
No | 063388 | Controllers, Pressure, Tracheal Tube Cuff | 180-03 | E232400156 | Medtronic | Respiratory Care | Akron | Akron City Campus | Akron City Hospital | 6th Floor | 2023-08-25 15:45 | Low
No | 063389 | Controllers, Pressure, Tracheal Tube Cuff | 180-03 | E232400154 | Medtronic | Respiratory Care | Akron | Akron City Campus | Akron City Hospital | 6th Floor | 2023-08-25 15:47 | Low
No | 063390 | Controllers, Pressure, Tracheal Tube Cuff | 180-03 | E232400159 | Medtronic | Respiratory Care | Akron | Akron City Campus | Akron City Hospital | 6th Floor | 2023-08-25 15:48 | Low
No | 063391 | Controllers, Pressure, Tracheal Tube Cuff | 180-03 | E232400166 | Medtronic | Respiratory Care | Akron | Akron City Campus | Akron City Hospital | 6th Floor | 2023-08-25 15:47 | Low
No | 063392 | Controllers, Pressure, Tracheal Tube Cuff | 180-03 | E232400164 | Medtronic | Respiratory Care | Akron | Akron City Campus | Akron City Hospital | 6th Floor | 2023-08-25 15:46 | Low
No | 070163 | Conveyor, Laboratory Automation | AH258209 | 12129 | Sysmex America | LAB Critical Care - SB | Barberton | Barberton Campus | Summa Barberton Hospital | 6th Floor | 2023-09-06 09:42 | Low
No | 037270 | Cooling Units, Operating Room Personnel | 3003-0001 - Single Coolvest System | 2163619 | Coolshirt Systems | Operating Room - SW | Barberton | Wadsworth Campus | Wadsworth-Rittman Medical Center | 1st Floor | 2019-06-26 | Low
No | 038042 | Cooling Units, Operating Room Personnel | 3003-0001 - Single Coolvest System | 1936017 | Coolshirt Systems | Operating Room - SB | Barberton | Barberton Campus | Summa Barberton Hospital | 2nd Floor | 2017-06-26 | Low
No | 038350 | Cooling Units, Operating Room Personnel | 3003-0001 - Single Coolvest System | 2099118 | Coolshirt Systems | Operating Room - SB | Barberton | Barberton Campus | Summa Barberton Hospital | 2nd Floor | 2018-10-04 | Low
No | 038777 | Cooling Units, Operating Room Personnel | 3003-0001 - Single Coolvest System | 2098718 | Coolshirt Systems | Operating Room - SB | Barberton | Barberton Campus | Summa Barberton Hospital | 2nd Floor | 2018-10-04 | Low
No | 038860 | Cooling Units, Operating Room Personnel | 3003-0001 - Single Coolvest System | 2265820 | Coolshirt Systems | Operating Room - SB | Barberton | Barberton Campus | Summa Barberton Hospital | 2nd Floor | 2020-07-22 | Low
No | 070451 | Cooling Units, Operating Room Personnel | 3003-0001 - Single Coolvest System | 2770623 | Coolshirt Systems | Operating Room - SW | Barberton | Wadsworth Campus | Wadsworth-Rittman Medical Center | 1st Floor | 2024-03-06 | Low
No | CE7823 | Cooling Units, Patient | CC0104 - Cuddlecot Cooling System | US030074 | Flexmort | Nursery - SB | Barberton | Barberton Campus | Summa Barberton Hospital | 3rd Floor | 2017-01-17 | Low
No | 058485 | Corneal Topography Systems | 266002-1162-254 - Atlas 9000 | 9000-10681 | Carl Zeiss Meditec | Ophthalmology | Akron | Akron City Campus | 75 Arch | 2nd Floor | 2019-11-11 | Low
No | 039414 | Counters, Scintillation | 086-331 - Atomlab Wipe Test Counter | 20050501-209384 | Biodex Medical Systems Inc | Nuclear Medicine - SB | Barberton | Barberton Campus | Summa Barberton Hospital | Ground Floor | 2021-06-14 | Low
No | 061685 | Cover Slipping Machines | 4740 - Tissue-Tek Film | 47400348-1007 | Sakura Finetek USA | LAB Histology/Morgue | Akron | Akron City Campus | ACH Admin Building | 2nd Floor | 2016-01-18 | Low
No | CE5036 | Cover Slipping Machines | CV 5030 - | 520862 | Leica Microsystems | Lab Care-Histology - SB | Barberton | Barberton Campus | Summa Barberton Hospital | 6th Floor | 2009-04-01 | Low
No | 007066 | Cryosurgical Units, General-Purpose | CE-82 2000 - Cryosurgery Unit | 099001 | Frigitronics | Operating Room | Akron | Akron City Campus | Akron City Hospital | 1st Floor | 1998-02-01 | Low
No | 007067 | Cryosurgical Units, General-Purpose | CE-82 2000 - Cryosurgery Unit | 128601 | Frigitronics | Operating Room | Akron | Akron City Campus | Akron City Hospital | 1st Floor | 1998-02-01 | Low
No | 062653 | Cryosurgical Units, General-Purpose | FPRCH8000-02 - ICEfx | 100220504 | Boston Scientific | Cat Scan | Akron | Akron City Campus | Akron City Hospital | Ground Floor | 2023-01-30 16:22 | Low
No | 061911 | Cryosurgical Units, General-Purpose | IST2221 - Iovera | S221135 | Pacira Cryotech Inc | IMG Summa Health Ctr - White Pond | Barberton | White Pond Campus | White Pond Medical Center | 1st Floor | 2022-11-01 | Low
No | 061912 | Cryosurgical Units, General-Purpose | IST2221 - Iovera | S221136 | Pacira Cryotech Inc | IMG Summa Health Ctr - White Pond | Barberton | White Pond Campus | White Pond Medical Center | 1st Floor | 2022-11-01 | Low
No | 015804 | Cryosurgical Units, General-Purpose | LL-100 - Cryosurgical System | FAW9AP | Wallach Surgical Devices | Women's Health Center | Akron | Akron City Campus | 75 Arch | Basement | 2004-10-01 | Low
No | 038542 | Cutters, Hot Wire | 53-046 - Styrofoam Hot Wire Cutter | 2622 | Aktina Medical Corp | Radiation Therapy - SB | Barberton | Barberton Campus | Parkview Pavilion | Ground Floor | 2020-03-06 | Low
No | 026891 | Cutters, Hot Wire | MT900 - Mt900 Foam Cutter | Unknown | Civco Medical Solutions (PCI Medical) | Radiation Therapy - Medina | Barberton | Medina Campus | Medina Medical Center | 1st Floor | 2020-03-16 | Low
No | 025793 | Cytometers, Automated, Flow | 100 IS - 100 Is Flow Cytometry Analyzer | LX10008102407 | Luminex | IMMUNOLOGY/SEROLOGY | Akron | Akron City Campus | Akron City Hospital | 2nd Floor | 2009-04-24 | Low
No | 028243 | Cytometers, Automated, Flow | 175487 - Cytomics Fc 500 Series Flow | AL40287 | Beckman Coulter | IMMUNOLOGY/SEROLOGY | Akron | Akron City Campus | Akron City Hospital | 2nd Floor | 2012-04-27 | Low
No | 064012 | Cytometers, Automated, Flow | 660517 - Accuri C6 Plus | AC66051710328 | Becton Dickinson (BD) | Translational Research | Akron | Akron City Campus | ACH Medical Annex | 2nd Floor | 2024-04-22 09:54 | Low
No | 056140 | Cytometers, Automated, Flow | B47905 - Navios 10 | 35447676 | Beckman Coulter | LAB Special Proced Tox | Akron | Akron City Campus | ACH Admin Building | 2nd Floor | 2019-08-06 | Low
No | 004621 | Cytometers, Automated, Flow | Cytoron - Cytoron Cytometry System | 300374 | Ortho Clinical Diagnostics | IMMUNOLOGY/SEROLOGY | Akron | Akron City Campus | Akron City Hospital | 2nd Floor | 1990-01-01 | Low
No | 037422 | Data Interface Systems, Medical Device / Info Sys | DC-NU2-UMPC - Smartlinx Neuron 2 | SA17215750 | Capsuletech | Emergency Department (ED) - SBH | Barberton | Barberton Campus | Summa Barberton Hospital | Ground Floor | 2020-05-11 | Low
No | 051016 | Data Interface Systems, Medical Device / Info Sys | DC-NU2-UMPC - Smartlinx Neuron 2 | SA16326779 | Capsuletech | 1 Central - CV Progressive Care Unit (PCU) | Akron | Akron City Campus | Akron City Hospital | 1st Floor | 2018-07-02 | Low
No | 051018 | Data Interface Systems, Medical Device / Info Sys | DC-NU2-UMPC - Smartlinx Neuron 2 | SA16325794 | Capsuletech | 1 Central - CV Progressive Care Unit (PCU) | Akron | Akron City Campus | Akron City Hospital | 1st Floor | 2018-07-02 | Low
No | 051019 | Data Interface Systems, Medical Device / Info Sys | DC-NU2-UMPC - Smartlinx Neuron 2 | SA16325857 | Capsuletech | 1 Central - CV Progressive Care Unit (PCU) | Akron | Akron City Campus | Akron City Hospital | 1st Floor | 2018-07-02 | Low
No | 051021 | Data Interface Systems, Medical Device / Info Sys | DC-NU2-UMPC - Smartlinx Neuron 2 | TR17B00246 | Capsuletech | T2 - STN Intensive Care Unit (STN-ICU) | Akron | Akron City Campus | Critical Care Tower | 2nd Floor | 2018-07-02 | Low
No | 051022 | Data Interface Systems, Medical Device / Info Sys | DC-NU2-UMPC - Smartlinx Neuron 2 | TR17B00240 | Capsuletech | 1 Central - CV Progressive Care Unit (PCU) | Akron | Akron City Campus | Akron City Hospital | 1st Floor | 2018-07-02 | Low
No | 051023 | Data Interface Systems, Medical Device / Info Sys | DC-NU2-UMPC - Smartlinx Neuron 2 | SA16325830 | Capsuletech | 1 Central - CV Progressive Care Unit (PCU) | Akron | Akron City Campus | Akron City Hospital | 1st Floor | 2018-07-02 | Low
No | 051024 | Data Interface Systems, Medical Device / Info Sys | DC-NU2-UMPC - Smartlinx Neuron 2 | SA16325710 | Capsuletech | 1 Central - CV Progressive Care Unit (PCU) | Akron | Akron City Campus | Akron City Hospital | 1st Floor | 2018-07-02 | Low
No | 051028 | Data Interface Systems, Medical Device / Info Sys | DC-NU2-UMPC - Smartlinx Neuron 2 | SA16325844 | Capsuletech | T1 - CTV Intensive Care Unit (CTV-ICU) | Akron | Akron City Campus | Critical Care Tower | 1st Floor | 2018-07-02 | Low
No | 051030 | Data Interface Systems, Medical Device / Info Sys | DC-NU2-UMPC - Smartlinx Neuron 2 | SA1632831 | Capsuletech | 1 Central - CV Progressive Care Unit (PCU) | Akron | Akron City Campus | Akron City Hospital | 1st Floor | 2018-07-02 | Low
No | 051031 | Data Interface Systems, Medical Device / Info Sys | DC-NU2-UMPC - Smartlinx Neuron 2 | SA16326761 | Capsuletech | 1 Central - CV Progressive Care Unit (PCU) | Akron | Akron City Campus | Akron City Hospital | 1st Floor | 2018-07-02 | Low
No | 051032 | Data Interface Systems, Medical Device / Info Sys | DC-NU2-UMPC - Smartlinx Neuron 2 | SA16325242 | Capsuletech | T2 - STN Intensive Care Unit (STN-ICU) | Akron | Akron City Campus | Critical Care Tower | 2nd Floor | 2018-07-02 | Low
No | 051033 | Data Interface Systems, Medical Device / Info Sys | DC-NU2-UMPC - Smartlinx Neuron 2 | SA16325829 | Capsuletech | T2 - STN Intensive Care Unit (STN-ICU) | Akron | Akron City Campus | Critical Care Tower | 2nd Floor | 2018-07-02 | Low
No | 052201 | Data Interface Systems, Medical Device / Info Sys | DC-NU2-UMPC - Smartlinx Neuron 2 | SA16325810 | Capsuletech | T1 - CTV Intensive Care Unit (CTV-ICU) | Akron | Akron City Campus | Critical Care Tower | 1st Floor | 2018-10-18 | Low
No | 052202 | Data Interface Systems, Medical Device / Info Sys | DC-NU2-UMPC - Smartlinx Neuron 2 | SA16325820 | Capsuletech | T1 - CTV Intensive Care Unit (CTV-ICU) | Akron | Akron City Campus | Critical Care Tower | 1st Floor | 2018-10-18 | Low
No | 052203 | Data Interface Systems, Medical Device / Info Sys | DC-NU2-UMPC - Smartlinx Neuron 2 | SA16325852 | Capsuletech | T1 - CTV Intensive Care Unit (CTV-ICU) | Akron | Akron City Campus | Critical Care Tower | 1st Floor | 2018-10-18 | Low
No | 052204 | Data Interface Systems, Medical Device / Info Sys | DC-NU2-UMPC - Smartlinx Neuron 2 | SA16325841 | Capsuletech | T1 - CTV Intensive Care Unit (CTV-ICU) | Akron | Akron City Campus | Critical Care Tower | 1st Floor | 2018-10-18 | Low
No | 052205 | Data Interface Systems, Medical Device / Info Sys | DC-NU2-UMPC - Smartlinx Neuron 2 | SA16325737 | Capsuletech | T1 - CTV Intensive Care Unit (CTV-ICU) | Akron | Akron City Campus | Critical Care Tower | 1st Floor | 2018-10-18 | Low
No | 052206 | Data Interface Systems, Medical Device / Info Sys | DC-NU2-UMPC - Smartlinx Neuron 2 | SA16325694 | Capsuletech | T1 - CTV Intensive Care Unit (CTV-ICU) | Akron | Akron City Campus | Critical Care Tower | 1st Floor | 2018-10-18 | Low
No | 052207 | Data Interface Systems, Medical Device / Info Sys | DC-NU2-UMPC - Smartlinx Neuron 2 | SA16325858 | Capsuletech | T1 - CTV Intensive Care Unit (CTV-ICU) | Akron | Akron City Campus | Critical Care Tower | 1st Floor | 2018-10-18 | Low
No | 052208 | Data Interface Systems, Medical Device / Info Sys | DC-NU2-UMPC - Smartlinx Neuron 2 | SA16325772 | Capsuletech | T1 - CTV Intensive Care Unit (CTV-ICU) | Akron | Akron City Campus | Critical Care Tower | 1st Floor | 2018-10-18 | Low
No | 052209 | Data Interface Systems, Medical Device / Info Sys | DC-NU2-UMPC - Smartlinx Neuron 2 | SA16325837 | Capsuletech | T1 - CTV Intensive Care Unit (CTV-ICU) | Akron | Akron City Campus | Critical Care Tower | 1st Floor | 2018-10-18 | Low
No | 052210 | Data Interface Systems, Medical Device / Info Sys | DC-NU2-UMPC - Smartlinx Neuron 2 | SA14B28788 | Capsuletech | T1 - CTV Intensive Care Unit (CTV-ICU) | Akron | Akron City Campus | Critical Care Tower | 1st Floor | 2018-10-18 | Low
No | 052211 | Data Interface Systems, Medical Device / Info Sys | DC-NU2-UMPC - Smartlinx Neuron 2 | SA16325756 | Capsuletech | T1 - CTV Intensive Care Unit (CTV-ICU) | Akron | Akron City Campus | Critical Care Tower | 1st Floor | 2018-10-18 | Low
No | 052212 | Data Interface Systems, Medical Device / Info Sys | DC-NU2-UMPC - Smartlinx Neuron 2 | SA16328158 | Capsuletech | T1 - CTV Intensive Care Unit (CTV-ICU) | Akron | Akron City Campus | Critical Care Tower | 1st Floor | 2018-10-18 | Low
No | 052213 | Data Interface Systems, Medical Device / Info Sys | DC-NU2-UMPC - Smartlinx Neuron 2 | SA16325786 | Capsuletech | T1 - CTV Intensive Care Unit (CTV-ICU) | Akron | Akron City Campus | Critical Care Tower | 1st Floor | 2018-10-18 | Low
No | 052214 | Data Interface Systems, Medical Device / Info Sys | DC-NU2-UMPC - Smartlinx Neuron 2 | SA16325769 | Capsuletech | T1 - CTV Intensive Care Unit (CTV-ICU) | Akron | Akron City Campus | Critical Care Tower | 1st Floor | 2018-10-18 | Low
No | 052215 | Data Interface Systems, Medical Device / Info Sys | DC-NU2-UMPC - Smartlinx Neuron 2 | SA16325760 | Capsuletech | T1 - CTV Intensive Care Unit (CTV-ICU) | Akron | Akron City Campus | Critical Care Tower | 1st Floor | 2018-10-18 | Low
No | 052216 | Data Interface Systems, Medical Device / Info Sys | DC-NU2-UMPC - Smartlinx Neuron 2 | SA16325755 | Capsuletech | 1 Central - CV Progressive Care Unit (PCU) | Akron | Akron City Campus | Akron City Hospital | 1st Floor | 2018-10-18 | Low
No | 052217 | Data Interface Systems, Medical Device / Info Sys | DC-NU2-UMPC - Smartlinx Neuron 2 | SA16328258 | Capsuletech | T1 - CTV Intensive Care Unit (CTV-ICU) | Akron | Akron City Campus | Critical Care Tower | 1st Floor | 2018-10-18 | Low
No | 052218 | Data Interface Systems, Medical Device / Info Sys | DC-NU2-UMPC - Smartlinx Neuron 2 | SA16325785 | Capsuletech | T1 - CTV Intensive Care Unit (CTV-ICU) | Akron | Akron City Campus | Critical Care Tower | 1st Floor | 2018-10-18 | Low
No | 052219 | Data Interface Systems, Medical Device / Info Sys | DC-NU2-UMPC - Smartlinx Neuron 2 | SA16325805 | Capsuletech | T1 - CTV Intensive Care Unit (CTV-ICU) | Akron | Akron City Campus | Critical Care Tower | 1st Floor | 2018-10-18 | Low
No | 052220 | Data Interface Systems, Medical Device / Info Sys | DC-NU2-UMPC - Smartlinx Neuron 2 | SA16325803 | Capsuletech | T1 - CTV Intensive Care Unit (CTV-ICU) | Akron | Akron City Campus | Critical Care Tower | 1st Floor | 2018-10-18 | Low
No | 052221 | Data Interface Systems, Medical Device / Info Sys | DC-NU2-UMPC - Smartlinx Neuron 2 | SA16325814 | Capsuletech | 1 Central - CV Progressive Care Unit (PCU) | Akron | Akron City Campus | Akron City Hospital | 1st Floor | 2018-10-18 | Low
No | 052222 | Data Interface Systems, Medical Device / Info Sys | DC-NU2-UMPC - Smartlinx Neuron 2 | SA16325815 | Capsuletech | T1 - CTV Intensive Care Unit (CTV-ICU) | Akron | Akron City Campus | Critical Care Tower | 1st Floor | 2018-10-18 | Low
No | 052223 | Data Interface Systems, Medical Device / Info Sys | DC-NU2-UMPC - Smartlinx Neuron 2 | SA16325811 | Capsuletech | T1 - CTV Intensive Care Unit (CTV-ICU) | Akron | Akron City Campus | Critical Care Tower | 1st Floor | 2018-10-18 | Low
No | 052224 | Data Interface Systems, Medical Device / Info Sys | DC-NU2-UMPC - Smartlinx Neuron 2 | SA16325740 | Capsuletech | T1 - CTV Intensive Care Unit (CTV-ICU) | Akron | Akron City Campus | Critical Care Tower | 1st Floor | 2018-10-18 | Low
No | 052225 | Data Interface Systems, Medical Device / Info Sys | DC-NU2-UMPC - Smartlinx Neuron 2 | SA16325808 | Capsuletech | T1 - CTV Intensive Care Unit (CTV-ICU) | Akron | Akron City Campus | Critical Care Tower | 1st Floor | 2018-10-18 | Low
No | 052226 | Data Interface Systems, Medical Device / Info Sys | DC-NU2-UMPC - Smartlinx Neuron 2 | SA16325768 | Capsuletech | T1 - CTV Intensive Care Unit (CTV-ICU) | Akron | Akron City Campus | Critical Care Tower | 1st Floor | 2018-10-18 | Low
No | 054595 | Data Interface Systems, Medical Device / Info Sys | DC-NU2-UMPC - Smartlinx Neuron 2 | SA16325825 | Capsuletech | T3 - Medical Intensive Care Unit (MICU) | Akron | Akron City Campus | Critical Care Tower | 3rd Floor | 2018-06-29 | Low
No | 054596 | Data Interface Systems, Medical Device / Info Sys | DC-NU2-UMPC - Smartlinx Neuron 2 | SA16325834 | Capsuletech | T3 - Medical Intensive Care Unit (MICU) | Akron | Akron City Campus | Critical Care Tower | 3rd Floor | 2018-06-29 | Low
No | 054597 | Data Interface Systems, Medical Device / Info Sys | DC-NU2-UMPC - Smartlinx Neuron 2 | SA16328090 | Capsuletech | T3 - Medical Intensive Care Unit (MICU) | Akron | Akron City Campus | Critical Care Tower | 3rd Floor | 2018-06-29 | Low
No | 054599 | Data Interface Systems, Medical Device / Info Sys | DC-NU2-UMPC - Smartlinx Neuron 2 | SA16325793 | Capsuletech | T3 - Medical Intensive Care Unit (MICU) | Akron | Akron City Campus | Critical Care Tower | 3rd Floor | 2018-06-29 | Low
No | 054600 | Data Interface Systems, Medical Device / Info Sys | DC-NU2-UMPC - Smartlinx Neuron 2 | SA16325862 | Capsuletech | T3 - Medical Intensive Care Unit (MICU) | Akron | Akron City Campus | Critical Care Tower | 3rd Floor | 2018-06-29 | Low
No | 054601 | Data Interface Systems, Medical Device / Info Sys | DC-NU2-UMPC - Smartlinx Neuron 2 | SA16326702 | Capsuletech | T3 - Medical Intensive Care Unit (MICU) | Akron | Akron City Campus | Critical Care Tower | 3rd Floor | 2018-06-29 | Low
No | 054602 | Data Interface Systems, Medical Device / Info Sys | DC-NU2-UMPC - Smartlinx Neuron 2 | SA16325770 | Capsuletech | T3 - Medical Intensive Care Unit (MICU) | Akron | Akron City Campus | Critical Care Tower | 3rd Floor | 2018-06-29 | Low
No | 054603 | Data Interface Systems, Medical Device / Info Sys | DC-NU2-UMPC - Smartlinx Neuron 2 | SA16325766 | Capsuletech | T3 - Medical Intensive Care Unit (MICU) | Akron | Akron City Campus | Critical Care Tower | 3rd Floor | 2018-06-29 | Low
No | 054604 | Data Interface Systems, Medical Device / Info Sys | DC-NU2-UMPC - Smartlinx Neuron 2 | SA16325819 | Capsuletech | T3 - Medical Intensive Care Unit (MICU) | Akron | Akron City Campus | Critical Care Tower | 3rd Floor | 2018-06-29 | Low
No | 054605 | Data Interface Systems, Medical Device / Info Sys | DC-NU2-UMPC - Smartlinx Neuron 2 | SA16320019 | Capsuletech | T3 - Medical Intensive Care Unit (MICU) | Akron | Akron City Campus | Critical Care Tower | 3rd Floor | 2018-06-29 | Low
No | 054606 | Data Interface Systems, Medical Device / Info Sys | DC-NU2-UMPC - Smartlinx Neuron 2 | SA16325796 | Capsuletech | T3 - Medical Intensive Care Unit (MICU) | Akron | Akron City Campus | Critical Care Tower | 3rd Floor | 2018-06-29 | Low
No | 054607 | Data Interface Systems, Medical Device / Info Sys | DC-NU2-UMPC - Smartlinx Neuron 2 | SA16325881 | Capsuletech | T3 - Medical Intensive Care Unit (MICU) | Akron | Akron City Campus | Critical Care Tower | 3rd Floor | 2018-06-29 | Low
No | 054608 | Data Interface Systems, Medical Device / Info Sys | DC-NU2-UMPC - Smartlinx Neuron 2 | SA16325684 | Capsuletech | T3 - Medical Intensive Care Unit (MICU) | Akron | Akron City Campus | Critical Care Tower | 3rd Floor | 2018-06-29 | Low
No | 054829 | Data Interface Systems, Medical Device / Info Sys | DC-NU2-UMPC - Smartlinx Neuron 2 | SA16326744 | Capsuletech | 1 Central - CV Progressive Care Unit (PCU) | Akron | Akron City Campus | Akron City Hospital | 1st Floor | 2018-07-02 | Low
No | 054831 | Data Interface Systems, Medical Device / Info Sys | DC-NU2-UMPC - Smartlinx Neuron 2 | SA16326822 | Capsuletech | 1 Central - CV Progressive Care Unit (PCU) | Akron | Akron City Campus | Akron City Hospital | 1st Floor | 2018-07-02 | Low
No | 054837 | Data Interface Systems, Medical Device / Info Sys | DC-NU2-UMPC - Smartlinx Neuron 2 | SA16325249 | Capsuletech | T2 - STN Intensive Care Unit (STN-ICU) | Akron | Akron City Campus | Critical Care Tower | 2nd Floor | 2018-07-02 | Low
No | 054838 | Data Interface Systems, Medical Device / Info Sys | DC-NU2-UMPC - Smartlinx Neuron 2 | SA16325264 | Capsuletech | T2 - STN Intensive Care Unit (STN-ICU) | Akron | Akron City Campus | Critical Care Tower | 2nd Floor | 2018-07-02 | Low
No | 054840 | Data Interface Systems, Medical Device / Info Sys | DC-NU2-UMPC - Smartlinx Neuron 2 | SA16328148 | Capsuletech | T2 - STN Intensive Care Unit (STN-ICU) | Akron | Akron City Campus | Critical Care Tower | 2nd Floor | 2018-07-02 | Low
No | 054841 | Data Interface Systems, Medical Device / Info Sys | DC-NU2-UMPC - Smartlinx Neuron 2 | SA16325828 | Capsuletech | T2 - STN Intensive Care Unit (STN-ICU) | Akron | Akron City Campus | Critical Care Tower | 2nd Floor | 2018-07-02 | Low
No | 054842 | Data Interface Systems, Medical Device / Info Sys | DC-NU2-UMPC - Smartlinx Neuron 2 | SA16328150 | Capsuletech | T2 - STN Intensive Care Unit (STN-ICU) | Akron | Akron City Campus | Critical Care Tower | 2nd Floor | 2018-07-02 | Low
No | 054843 | Data Interface Systems, Medical Device / Info Sys | DC-NU2-UMPC - Smartlinx Neuron 2 | SA16328193 | Capsuletech | T2 - STN Intensive Care Unit (STN-ICU) | Akron | Akron City Campus | Critical Care Tower | 2nd Floor | 2018-07-02 | Low
No | 054844 | Data Interface Systems, Medical Device / Info Sys | DC-NU2-UMPC - Smartlinx Neuron 2 | SA16328248 | Capsuletech | T2 - STN Intensive Care Unit (STN-ICU) | Akron | Akron City Campus | Critical Care Tower | 2nd Floor | 2018-07-02 | Low
No | 054845 | Data Interface Systems, Medical Device / Info Sys | DC-NU2-UMPC - Smartlinx Neuron 2 | SA16328161 | Capsuletech | T2 - STN Intensive Care Unit (STN-ICU) | Akron | Akron City Campus | Critical Care Tower | 2nd Floor | 2018-07-02 | Low
No | 054847 | Data Interface Systems, Medical Device / Info Sys | DC-NU2-UMPC - Smartlinx Neuron 2 | SA16325848 | Capsuletech | T2 - STN Intensive Care Unit (STN-ICU) | Akron | Akron City Campus | Critical Care Tower | 2nd Floor | 2018-07-02 | Low
No | 054849 | Data Interface Systems, Medical Device / Info Sys | DC-NU2-UMPC - Smartlinx Neuron 2 | SA16325804 | Capsuletech | 1 Central - CV Progressive Care Unit (PCU) | Akron | Akron City Campus | Akron City Hospital | 1st Floor | 2018-07-02 | Low
No | 054850 | Data Interface Systems, Medical Device / Info Sys | DC-NU2-UMPC - Smartlinx Neuron 2 | SA16325758 | Capsuletech | T2 - STN Intensive Care Unit (STN-ICU) | Akron | Akron City Campus | Critical Care Tower | 2nd Floor | 2018-07-18 | Low
No | 054851 | Data Interface Systems, Medical Device / Info Sys | DC-NU2-UMPC - Smartlinx Neuron 2 | SA16325686 | Capsuletech | T2 - STN Intensive Care Unit (STN-ICU) | Akron | Akron City Campus | Critical Care Tower | 2nd Floor | 2018-07-18 | Low
No | 054852 | Data Interface Systems, Medical Device / Info Sys | DC-NU2-UMPC - Smartlinx Neuron 2 | SA16328155 | Capsuletech | T2 - STN Intensive Care Unit (STN-ICU) | Akron | Akron City Campus | Critical Care Tower | 2nd Floor | 2018-07-02 | Low
No | 054853 | Data Interface Systems, Medical Device / Info Sys | DC-NU2-UMPC - Smartlinx Neuron 2 | SA16325765 | Capsuletech | T2 - STN Intensive Care Unit (STN-ICU) | Akron | Akron City Campus | Critical Care Tower | 2nd Floor | 2018-07-02 | Low
No | 054854 | Data Interface Systems, Medical Device / Info Sys | DC-NU2-UMPC - Smartlinx Neuron 2 | SA16328254 | Capsuletech | T2 - STN Intensive Care Unit (STN-ICU) | Akron | Akron City Campus | Critical Care Tower | 2nd Floor | 2018-07-18 | Low
No | 054858 | Data Interface Systems, Medical Device / Info Sys | DC-NU2-UMPC - Smartlinx Neuron 2 | SA16325854 | Capsuletech | T2 - STN Intensive Care Unit (STN-ICU) | Akron | Akron City Campus | Critical Care Tower | 2nd Floor | 2018-07-02 | Low
No | 054859 | Data Interface Systems, Medical Device / Info Sys | DC-NU2-UMPC - Smartlinx Neuron 2 | SA16328163 | Capsuletech | T2 - STN Intensive Care Unit (STN-ICU) | Akron | Akron City Campus | Critical Care Tower | 2nd Floor | 2018-07-02 | Low
No | 054862 | Data Interface Systems, Medical Device / Info Sys | DC-NU2-UMPC - Smartlinx Neuron 2 | SA16328244 | Capsuletech | T2 - STN Intensive Care Unit (STN-ICU) | Akron | Akron City Campus | Critical Care Tower | 2nd Floor | 2018-07-02 | Low
No | 054865 | Data Interface Systems, Medical Device / Info Sys | DC-NU2-UMPC - Smartlinx Neuron 2 | SA16328088 | Capsuletech | T2 - STN Intensive Care Unit (STN-ICU) | Akron | Akron City Campus | Critical Care Tower | 2nd Floor | 2018-07-02 | Low
No | 054866 | Data Interface Systems, Medical Device / Info Sys | DC-NU2-UMPC - Smartlinx Neuron 2 | SA16328265 | Capsuletech | T2 - STN Intensive Care Unit (STN-ICU) | Akron | Akron City Campus | Critical Care Tower | 2nd Floor | 2018-07-02 | Low
No | 054867 | Data Interface Systems, Medical Device / Info Sys | DC-NU2-UMPC - Smartlinx Neuron 2 | SA16325843 | Capsuletech | T2 - STN Intensive Care Unit (STN-ICU) | Akron | Akron City Campus | Critical Care Tower | 2nd Floor | 2018-07-02 | Low
No | 054934 | Data Interface Systems, Medical Device / Info Sys | DC-NU2-UMPC - Smartlinx Neuron 2 | TR18700163 | Capsuletech | 1 Central - CV Progressive Care Unit (PCU) | Akron | Akron City Campus | Akron City Hospital | 1st Floor | 2018-12-11 | Low
No | 054935 | Data Interface Systems, Medical Device / Info Sys | DC-NU2-UMPC - Smartlinx Neuron 2 | TRTR18700141 | Capsuletech | T2 - STN Intensive Care Unit (STN-ICU) | Akron | Akron City Campus | Critical Care Tower | 2nd Floor | 2018-12-11 | Low
No | 055597 | Data Interface Systems, Medical Device / Info Sys | DC-NU2-UMPC - Smartlinx Neuron 2 | SA16325845 | Capsuletech | T3 - Medical Intensive Care Unit (MICU) | Akron | Akron City Campus | Critical Care Tower | 3rd Floor | 2018-11-16 | Low
No | 055601 | Data Interface Systems, Medical Device / Info Sys | DC-NU2-UMPC - Smartlinx Neuron 2 | 16325784 | Capsuletech | T3 - Medical Intensive Care Unit (MICU) | Akron | Akron City Campus | Critical Care Tower | 3rd Floor | 2018-11-12 | Low
No | 055602 | Data Interface Systems, Medical Device / Info Sys | DC-NU2-UMPC - Smartlinx Neuron 2 | sa16325874 | Capsuletech | T3 - Medical Intensive Care Unit (MICU) | Akron | Akron City Campus | Critical Care Tower | 3rd Floor | 2018-11-12 | Low
No | 055603 | Data Interface Systems, Medical Device / Info Sys | DC-NU2-UMPC - Smartlinx Neuron 2 | SA16325767 | Capsuletech | T3 - Medical Intensive Care Unit (MICU) | Akron | Akron City Campus | Critical Care Tower | 3rd Floor | 2018-11-12 | Low
No | 055604 | Data Interface Systems, Medical Device / Info Sys | DC-NU2-UMPC - Smartlinx Neuron 2 | SA16325817 | Capsuletech | T3 - Medical Intensive Care Unit (MICU) | Akron | Akron City Campus | Critical Care Tower | 3rd Floor | 2018-11-12 | Low
No | 055605 | Data Interface Systems, Medical Device / Info Sys | DC-NU2-UMPC - Smartlinx Neuron 2 | SA16326767 | Capsuletech | T3 - Medical Intensive Care Unit (MICU) | Akron | Akron City Campus | Critical Care Tower | 3rd Floor | 2018-11-12 | Low
No | 055608 | Data Interface Systems, Medical Device / Info Sys | DC-NU2-UMPC - Smartlinx Neuron 2 | SA16325778 | Capsuletech | T3 - Medical Intensive Care Unit (MICU) | Akron | Akron City Campus | Critical Care Tower | 3rd Floor | 2018-12-27 | Low
No | 055610 | Data Interface Systems, Medical Device / Info Sys | DC-NU2-UMPC - Smartlinx Neuron 2 | sa16325853 | Capsuletech | T3 - Medical Intensive Care Unit (MICU) | Akron | Akron City Campus | Critical Care Tower | 3rd Floor | 2018-12-06 | Low
No | 055612 | Data Interface Systems, Medical Device / Info Sys | DC-NU2-UMPC - Smartlinx Neuron 2 | sa16325791 | Capsuletech | T3 - Medical Intensive Care Unit (MICU) | Akron | Akron City Campus | Critical Care Tower | 3rd Floor | 2018-12-06 | Low
No | 055613 | Data Interface Systems, Medical Device / Info Sys | DC-NU2-UMPC - Smartlinx Neuron 2 | sa15607767 | Capsuletech | T3 - Medical Intensive Care Unit (MICU) | Akron | Akron City Campus | Critical Care Tower | 3rd Floor | 2018-12-06 | Low
No | 055614 | Data Interface Systems, Medical Device / Info Sys | DC-NU2-UMPC - Smartlinx Neuron 2 | sa16325727 | Capsuletech | T3 - Medical Intensive Care Unit (MICU) | Akron | Akron City Campus | Critical Care Tower | 3rd Floor | 2018-12-06 | Low
No | 055615 | Data Interface Systems, Medical Device / Info Sys | DC-NU2-UMPC - Smartlinx Neuron 2 | sa16325809 | Capsuletech | T3 - Medical Intensive Care Unit (MICU) | Akron | Akron City Campus | Critical Care Tower | 3rd Floor | 2018-12-06 | Low
No | 056355 | Data Interface Systems, Medical Device / Info Sys | DC-NU2-UMPC - Smartlinx Neuron 2 | TR18700042 | Capsuletech | T1 - CTV Intensive Care Unit (CTV-ICU) | Akron | Akron City Campus | Critical Care Tower | 1st Floor | 2019-04-16 | Low
No | 058028 | Data Interface Systems, Medical Device / Info Sys | DC-NU2-UMPC - Smartlinx Neuron 2 | SA14820821 | Capsuletech | T3 - Medical Intensive Care Unit (MICU) | Akron | Akron City Campus | Critical Care Tower | 3rd Floor | 2019-08-21 | Low
No | 060875 | Data Interface Systems, Medical Device / Info Sys | DC-NU2-UMPC - Smartlinx Neuron 2 | SA17923577 | Capsuletech | T2 - STN Intensive Care Unit (STN-ICU) | Akron | Akron City Campus | Critical Care Tower | 2nd Floor | 2021-09-27 | Low
No | 060932 | Data Interface Systems, Medical Device / Info Sys | DC-NU2-UMPC - Smartlinx Neuron 2 | SA16325850 | Capsuletech | Emergency Department (ED) - ACH | Akron | Akron City Campus | Akron City Hospital | Ground Floor | 2021-09-30 | Low
No | 060933 | Data Interface Systems, Medical Device / Info Sys | DC-NU2-UMPC - Smartlinx Neuron 2 | SA16325842 | Capsuletech | Emergency Department (ED) - ACH | Akron | Akron City Campus | Akron City Hospital | Ground Floor | 2021-09-30 | Low
No | 060934 | Data Interface Systems, Medical Device / Info Sys | DC-NU2-UMPC - Smartlinx Neuron 2 | SA16325861 | Capsuletech | Emergency Department (ED) - ACH | Akron | Akron City Campus | Akron City Hospital | Ground Floor | 2021-09-30 | Low
No | 060935 | Data Interface Systems, Medical Device / Info Sys | DC-NU2-UMPC - Smartlinx Neuron 2 | SA16325833 | Capsuletech | Emergency Department (ED) - ACH | Akron | Akron City Campus | Akron City Hospital | Ground Floor | 2021-09-30 | Low
No | 063129 | Data Interface Systems, Medical Device / Info Sys | DC-NU2-UMPC - Smartlinx Neuron 2 | SA17923690 | Capsuletech | T3 - Medical Intensive Care Unit (MICU) | Akron | Akron City Campus | Critical Care Tower | 3rd Floor | 2023-04-12 | Low
No | 063149 | Data Interface Systems, Medical Device / Info Sys | DC-NU2-UMPC - Smartlinx Neuron 2 | TR20600195 | Capsuletech | T2 - STN Intensive Care Unit (STN-ICU) | Akron | Akron City Campus | Critical Care Tower | 2nd Floor | 2018-06-29 | Low
No | 070881 | Data Interface Systems, Medical Device / Info Sys | DC-NU2-UMPC - Smartlinx Neuron 2 | SA14B28843 | Capsuletech | Intensive Care Unit (ICU) - SB | Barberton | Barberton Campus | Summa Barberton Hospital | 2nd Floor | 2016-04-18 | Low
No | 070882 | Data Interface Systems, Medical Device / Info Sys | DC-NU2-UMPC - Smartlinx Neuron 2 | SA14B28789 | Capsuletech | Intensive Care Unit (ICU) - SB | Barberton | Barberton Campus | Summa Barberton Hospital | 2nd Floor | 2016-04-18 | Low
No | 070883 | Data Interface Systems, Medical Device / Info Sys | DC-NU2-UMPC - Smartlinx Neuron 2 | SA14B28820 | Capsuletech | Intensive Care Unit (ICU) - SB | Barberton | Barberton Campus | Summa Barberton Hospital | 2nd Floor | 2016-04-18 | Low
No | 070884 | Data Interface Systems, Medical Device / Info Sys | DC-NU2-UMPC - Smartlinx Neuron 2 | SA14B28778 | Capsuletech | Intensive Care Unit (ICU) - SB | Barberton | Barberton Campus | Summa Barberton Hospital | 2nd Floor | 2016-04-18 | Low
No | 070885 | Data Interface Systems, Medical Device / Info Sys | DC-NU2-UMPC - Smartlinx Neuron 2 | SA14B24871 | Capsuletech | Intensive Care Unit (ICU) - SB | Barberton | Barberton Campus | Summa Barberton Hospital | 2nd Floor | 2016-04-18 | Low
No | 070886 | Data Interface Systems, Medical Device / Info Sys | DC-NU2-UMPC - Smartlinx Neuron 2 | SA14B24875 | Capsuletech | Intensive Care Unit (ICU) - SB | Barberton | Barberton Campus | Summa Barberton Hospital | 2nd Floor | 2016-04-18 | Low
No | 070887 | Data Interface Systems, Medical Device / Info Sys | DC-NU2-UMPC - Smartlinx Neuron 2 | SA14B28853 | Capsuletech | Intensive Care Unit (ICU) - SB | Barberton | Barberton Campus | Summa Barberton Hospital | 2nd Floor | 2016-04-18 | Low
No | 070888 | Data Interface Systems, Medical Device / Info Sys | DC-NU2-UMPC - Smartlinx Neuron 2 | SA14B28855 | Capsuletech | Intensive Care Unit (ICU) - SB | Barberton | Barberton Campus | Summa Barberton Hospital | 2nd Floor | 2016-04-18 | Low
No | 070889 | Data Interface Systems, Medical Device / Info Sys | DC-NU2-UMPC - Smartlinx Neuron 2 | SA14B28860 | Capsuletech | Intensive Care Unit (ICU) - SB | Barberton | Barberton Campus | Summa Barberton Hospital | 2nd Floor | 2016-04-18 | Low
No | 070890 | Data Interface Systems, Medical Device / Info Sys | DC-NU2-UMPC - Smartlinx Neuron 2 | SA14B28863 | Capsuletech | Intensive Care Unit (ICU) - SB | Barberton | Barberton Campus | Summa Barberton Hospital | 2nd Floor | 2016-04-18 | Low
No | 070891 | Data Interface Systems, Medical Device / Info Sys | DC-NU2-UMPC - Smartlinx Neuron 2 | SA14B24954 | Capsuletech | Intensive Care Unit (ICU) - SB | Barberton | Barberton Campus | Summa Barberton Hospital | 2nd Floor | 2016-04-18 | Low
No | 070892 | Data Interface Systems, Medical Device / Info Sys | DC-NU2-UMPC - Smartlinx Neuron 2 | SA14B24945 | Capsuletech | Intensive Care Unit (ICU) - SB | Barberton | Barberton Campus | Summa Barberton Hospital | 2nd Floor | 2016-04-18 | Low
No | 070893 | Data Interface Systems, Medical Device / Info Sys | DC-NU2-UMPC - Smartlinx Neuron 2 | SA14B19656 | Capsuletech | Emergency Department (ED) - SBH | Barberton | Barberton Campus | Summa Barberton Hospital | Ground Floor | 2016-04-18 | Low
No | 070894 | Data Interface Systems, Medical Device / Info Sys | DC-NU2-UMPC - Smartlinx Neuron 2 | SA14B19637 | Capsuletech | Acuity Adaptable Unit (AAU) - SB | Barberton | Barberton Campus | Summa Barberton Hospital | 2nd Floor | 2016-04-18 | Low
No | 070895 | Data Interface Systems, Medical Device / Info Sys | DC-NU2-UMPC - Smartlinx Neuron 2 | SA14B19708 | Capsuletech | Acuity Adaptable Unit (AAU) - SB | Barberton | Barberton Campus | Summa Barberton Hospital | 2nd Floor | 2016-04-18 | Low
No | 070896 | Data Interface Systems, Medical Device / Info Sys | DC-NU2-UMPC - Smartlinx Neuron 2 | SA14B28799 | Capsuletech | Acuity Adaptable Unit (AAU) - SB | Barberton | Barberton Campus | Summa Barberton Hospital | 2nd Floor | 2016-04-18 | Low
No | 070897 | Data Interface Systems, Medical Device / Info Sys | DC-NU2-UMPC - Smartlinx Neuron 2 | SA14B28840 | Capsuletech | Acuity Adaptable Unit (AAU) - SB | Barberton | Barberton Campus | Summa Barberton Hospital | 2nd Floor | 2016-04-18 | Low
No | 070898 | Data Interface Systems, Medical Device / Info Sys | DC-NU2-UMPC - Smartlinx Neuron 2 | SA14B28826 | Capsuletech | Acuity Adaptable Unit (AAU) - SB | Barberton | Barberton Campus | Summa Barberton Hospital | 2nd Floor | 2016-04-18 | Low
No | 070899 | Data Interface Systems, Medical Device / Info Sys | DC-NU2-UMPC - Smartlinx Neuron 2 | SA14B28794 | Capsuletech | Acuity Adaptable Unit (AAU) - SB | Barberton | Barberton Campus | Summa Barberton Hospital | 2nd Floor | 2016-04-18 | Low
No | 070900 | Data Interface Systems, Medical Device / Info Sys | DC-NU2-UMPC - Smartlinx Neuron 2 | SA14B24937 | Capsuletech | Acuity Adaptable Unit (AAU) - SB | Barberton | Barberton Campus | Summa Barberton Hospital | 2nd Floor | 2016-04-18 | Low
No | 070901 | Data Interface Systems, Medical Device / Info Sys | DC-NU2-UMPC - Smartlinx Neuron 2 | SA14B24942 | Capsuletech | Acuity Adaptable Unit (AAU) - SB | Barberton | Barberton Campus | Summa Barberton Hospital | 2nd Floor | 2016-04-18 | Low
No | 070902 | Data Interface Systems, Medical Device / Info Sys | DC-NU2-UMPC - Smartlinx Neuron 2 | SA14B24905 | Capsuletech | Acuity Adaptable Unit (AAU) - SB | Barberton | Barberton Campus | Summa Barberton Hospital | 2nd Floor | 2016-04-18 | Low
No | 070903 | Data Interface Systems, Medical Device / Info Sys | DC-NU2-UMPC - Smartlinx Neuron 2 | SA14B24949 | Capsuletech | Acuity Adaptable Unit (AAU) - SB | Barberton | Barberton Campus | Summa Barberton Hospital | 2nd Floor | 2016-04-18 | Low
No | 062009 | Data Interface Systems, Medical Device / Info Sys | EDS1100 - Serial To Ethernet Device Server | 07220567W9TA90 0080a3fb8224 | Lantronix | SCI-Cardiac Cath Lab Svcs | Akron | Akron City Campus | Akron City Hospital | 1st Floor | 2022-07-19 | Low
No | 062010 | Data Interface Systems, Medical Device / Info Sys | EDS1100 - Serial To Ethernet Device Server | 07220567W9TA91 0080a3fb8225 | Lantronix | SCI-Cardiac Cath Lab Svcs | Akron | Akron City Campus | Akron City Hospital | 1st Floor | 2022-07-19 | Low
No | 062011 | Data Interface Systems, Medical Device / Info Sys | EDS1100 - Serial To Ethernet Device Server | 07220567W9TA93 0080a3fb8227 | Lantronix | SCI-Cardiac Cath Lab Svcs - SB | Barberton | Barberton Campus | Summa Barberton Hospital | 2nd Floor | 2022-07-19 | Low
No | 064738 | Data Interface Systems, Medical Device / Info Sys | EDS1100 - Serial To Ethernet Device Server | 0080A3FB821D | Lantronix | SCI-Cardiac Cath Lab Svcs | Akron | Akron City Campus | Akron City Hospital | 1st Floor | 2024-12-04 16:49 | Low
No | 064749 | Data Interface Systems, Medical Device / Info Sys | EDS1100 - Serial To Ethernet Device Server | 0080A35DAE16 | Lantronix | SCI-Cardiac Cath Lab Svcs | Akron | Akron City Campus | Akron City Hospital | 1st Floor | 2025-02-12 16:54 | Low
No | 056997 | Data Interface Systems, Medical Device / Info Sys | LS24M1S0116 - Mdi Module | TPO0883145 | Talis Clinical | Sameday Surgery Center | Akron | Akron City Campus | H Tower | 1st Floor | 2019-05-17 | Low
No | 057000 | Data Interface Systems, Medical Device / Info Sys | LS24M1S0116 - Mdi Module | TPO0878531 | Talis Clinical | Sameday Surgery Center | Akron | Akron City Campus | H Tower | 1st Floor | 2019-05-06 | Low
No | 057428 | Data Interface Systems, Medical Device / Info Sys | LS24M1S0116 - Mdi Module | TPO0863661 | Talis Clinical | Sameday Surgery Center | Akron | Akron City Campus | H Tower | 1st Floor | 2019-05-17 | Low
No | 057430 | Data Interface Systems, Medical Device / Info Sys | LS24M1S0116 - Mdi Module | TPO0883138 | Talis Clinical | Sameday Surgery Center | Akron | Akron City Campus | H Tower | 1st Floor | 2019-05-06 | Low
No | 060645 | Data Interface Systems, Medical Device / Info Sys | MDI-2 Module - Mdi-2 Module | 02370 | Talis Clinical | Anesthesia | Akron | Akron City Campus | Akron City Hospital | 1st Floor | 2021-07-05 | Low
No | 060646 | Data Interface Systems, Medical Device / Info Sys | MDI-2 Module - Mdi-2 Module | 02426 | Talis Clinical | Anesthesia | Akron | Akron City Campus | Akron City Hospital | 1st Floor | 2021-07-05 | Low
No | 060647 | Data Interface Systems, Medical Device / Info Sys | MDI-2 Module - Mdi-2 Module | 01719 | Talis Clinical | Anesthesia | Akron | Akron City Campus | Akron City Hospital | 1st Floor | 2021-07-05 | Low
No | 060648 | Data Interface Systems, Medical Device / Info Sys | MDI-2 Module - Mdi-2 Module | 02367 | Talis Clinical | Anesthesia | Akron | Akron City Campus | Akron City Hospital | 1st Floor | 2021-07-05 | Low
No | 060649 | Data Interface Systems, Medical Device / Info Sys | MDI-2 Module - Mdi-2 Module | 00861 | Talis Clinical | Anesthesia | Akron | Akron City Campus | Akron City Hospital | 1st Floor | 2021-07-05 | Low
No | 060650 | Data Interface Systems, Medical Device / Info Sys | MDI-2 Module - Mdi-2 Module | 00893 | Talis Clinical | Anesthesia | Akron | Akron City Campus | Akron City Hospital | 1st Floor | 2021-07-05 | Low
No | 060678 | Data Interface Systems, Medical Device / Info Sys | MDI-2 Module - Mdi-2 Module | 01637 | Talis Clinical | Anesthesia | Akron | Akron City Campus | Akron City Hospital | 1st Floor | 2021-11-01 | Low
No | 061043 | Data Interface Systems, Medical Device / Info Sys | MDI-2 Module - Mdi-2 Module | 01640 | Talis Clinical | Anesthesia | Akron | Akron City Campus | Akron City Hospital | 1st Floor | 2021-11-01 | Low
No | 061045 | Data Interface Systems, Medical Device / Info Sys | MDI-2 Module - Mdi-2 Module | 01747 | Talis Clinical | Anesthesia | Akron | Akron City Campus | Akron City Hospital | 1st Floor | 2021-11-01 | Low
No | 061047 | Data Interface Systems, Medical Device / Info Sys | MDI-2 Module - Mdi-2 Module | 01419 | Talis Clinical | Anesthesia | Akron | Akron City Campus | Akron City Hospital | 1st Floor | 2021-11-01 | Low
No | 061049 | Data Interface Systems, Medical Device / Info Sys | MDI-2 Module - Mdi-2 Module | 00924 | Talis Clinical | Anesthesia | Akron | Akron City Campus | Akron City Hospital | 1st Floor | 2021-11-01 | Low
No | 061151 | Data Interface Systems, Medical Device / Info Sys | MDI-2 Module - Mdi-2 Module | 01746 | Talis Clinical | Anesthesia | Akron | Akron City Campus | Akron City Hospital | 1st Floor | 2021-11-01 | Low
No | 061153 | Data Interface Systems, Medical Device / Info Sys | MDI-2 Module - Mdi-2 Module | 01150 | Talis Clinical | Anesthesia | Akron | Akron City Campus | Akron City Hospital | 1st Floor | 2021-11-01 | Low
No | 061155 | Data Interface Systems, Medical Device / Info Sys | MDI-2 Module - Mdi-2 Module | 01335 | Talis Clinical | Anesthesia | Akron | Akron City Campus | Akron City Hospital | 1st Floor | 2021-11-01 | Low
No | 061157 | Data Interface Systems, Medical Device / Info Sys | MDI-2 Module - Mdi-2 Module | 01790 | Talis Clinical | Anesthesia | Akron | Akron City Campus | Akron City Hospital | 1st Floor | 2021-11-01 | Low
No | 061159 | Data Interface Systems, Medical Device / Info Sys | MDI-2 Module - Mdi-2 Module | 01149 | Talis Clinical | Anesthesia | Akron | Akron City Campus | Akron City Hospital | 1st Floor | 2021-11-01 | Low
No | 061161 | Data Interface Systems, Medical Device / Info Sys | MDI-2 Module - Mdi-2 Module | 01334 | Talis Clinical | Anesthesia | Akron | Akron City Campus | Akron City Hospital | 1st Floor | 2021-11-01 | Low
No | 061163 | Data Interface Systems, Medical Device / Info Sys | MDI-2 Module - Mdi-2 Module | 01331 | Talis Clinical | Anesthesia | Akron | Akron City Campus | Akron City Hospital | 1st Floor | 2021-11-01 | Low
No | 061165 | Data Interface Systems, Medical Device / Info Sys | MDI-2 Module - Mdi-2 Module | 01333 | Talis Clinical | Anesthesia | Akron | Akron City Campus | Akron City Hospital | 1st Floor | 2021-11-01 | Low
No | 061172 | Data Interface Systems, Medical Device / Info Sys | MDI-2 Module - Mdi-2 Module | 00929 | Talis Clinical | Anesthesia | Akron | Akron City Campus | Akron City Hospital | 1st Floor | 2021-11-01 | Low
No | 061174 | Data Interface Systems, Medical Device / Info Sys | MDI-2 Module - Mdi-2 Module | 00922 | Talis Clinical | Anesthesia | Akron | Akron City Campus | Akron City Hospital | 1st Floor | 2021-11-01 | Low
No | 061176 | Data Interface Systems, Medical Device / Info Sys | MDI-2 Module - Mdi-2 Module | 00980 | Talis Clinical | Anesthesia | Akron | Akron City Campus | Akron City Hospital | 1st Floor | 2021-11-01 | Low
No | 061178 | Data Interface Systems, Medical Device / Info Sys | MDI-2 Module - Mdi-2 Module | 00976 | Talis Clinical | Anesthesia | Akron | Akron City Campus | Akron City Hospital | 1st Floor | 2021-11-01 | Low
No | 061180 | Data Interface Systems, Medical Device / Info Sys | MDI-2 Module - Mdi-2 Module | 00874 | Talis Clinical | Anesthesia | Akron | Akron City Campus | Akron City Hospital | 1st Floor | 2021-11-01 | Low
No | 061183 | Data Interface Systems, Medical Device / Info Sys | MDI-2 Module - Mdi-2 Module | 00927 | Talis Clinical | Anesthesia | Akron | Akron City Campus | Akron City Hospital | 1st Floor | 2021-11-01 | Low
No | 061185 | Data Interface Systems, Medical Device / Info Sys | MDI-2 Module - Mdi-2 Module | 02418 | Talis Clinical | Anesthesia | Akron | Akron City Campus | Akron City Hospital | 1st Floor | 2021-11-01 | Low
No | 061187 | Data Interface Systems, Medical Device / Info Sys | MDI-2 Module - Mdi-2 Module | 01193 | Talis Clinical | Anesthesia | Akron | Akron City Campus | Akron City Hospital | 1st Floor | 2021-11-01 | Low
No | 061189 | Data Interface Systems, Medical Device / Info Sys | MDI-2 Module - Mdi-2 Module | 01234 | Talis Clinical | Anesthesia | Akron | Akron City Campus | Akron City Hospital | 1st Floor | 2021-11-01 | Low
No | 061191 | Data Interface Systems, Medical Device / Info Sys | MDI-2 Module - Mdi-2 Module | 01191 | Talis Clinical | Anesthesia | Akron | Akron City Campus | Akron City Hospital | 1st Floor | 2021-11-01 | Low
No | 061193 | Data Interface Systems, Medical Device / Info Sys | MDI-2 Module - Mdi-2 Module | 00895 | Talis Clinical | Anesthesia | Akron | Akron City Campus | Akron City Hospital | 1st Floor | 2021-11-01 | Low
No | 061195 | Data Interface Systems, Medical Device / Info Sys | MDI-2 Module - Mdi-2 Module | 00928 | Talis Clinical | Anesthesia | Akron | Akron City Campus | Akron City Hospital | 1st Floor | 2021-11-01 | Low
No | 061197 | Data Interface Systems, Medical Device / Info Sys | MDI-2 Module - Mdi-2 Module | 01238 | Talis Clinical | Anesthesia | Akron | Akron City Campus | Akron City Hospital | 1st Floor | 2021-11-01 | Low
No | 061198 | Data Interface Systems, Medical Device / Info Sys | MDI-2 Module - Mdi-2 Module | 01240 | Talis Clinical | Anesthesia | Akron | Akron City Campus | Akron City Hospital | 1st Floor | 2021-11-01 | Low
No | 061212 | Data Interface Systems, Medical Device / Info Sys | MDI-2 Module - Mdi-2 Module | 01239 | Talis Clinical | Anesthesia | Akron | Akron City Campus | Akron City Hospital | 1st Floor | 2021-11-01 | Low
No | 061215 | Data Interface Systems, Medical Device / Info Sys | MDI-2 Module - Mdi-2 Module | 01634 | Talis Clinical | Anesthesia | Akron | Akron City Campus | Akron City Hospital | 1st Floor | 2021-11-01 | Low
No | 061217 | Data Interface Systems, Medical Device / Info Sys | MDI-2 Module - Mdi-2 Module | 00866 | Talis Clinical | Anesthesia | Akron | Akron City Campus | Akron City Hospital | 1st Floor | 2021-11-01 | Low
No | 061219 | Data Interface Systems, Medical Device / Info Sys | MDI-2 Module - Mdi-2 Module | 01194 | Talis Clinical | Anesthesia | Akron | Akron City Campus | Akron City Hospital | 1st Floor | 2021-11-01 | Low
No | 061221 | Data Interface Systems, Medical Device / Info Sys | MDI-2 Module - Mdi-2 Module | 00972 | Talis Clinical | Anesthesia | Akron | Akron City Campus | Akron City Hospital | 1st Floor | 2021-11-01 | Low
No | 061223 | Data Interface Systems, Medical Device / Info Sys | MDI-2 Module - Mdi-2 Module | 01236 | Talis Clinical | Anesthesia | Akron | Akron City Campus | Akron City Hospital | 1st Floor | 2021-11-01 | Low
No | 061225 | Data Interface Systems, Medical Device / Info Sys | MDI-2 Module - Mdi-2 Module | 01278 | Talis Clinical | Anesthesia | Akron | Akron City Campus | Akron City Hospital | 1st Floor | 2021-11-01 | Low
No | 061530 | Data Interface Systems, Medical Device / Info Sys | MDI-2 Module - Mdi-2 Module | 00872 | Talis Clinical | Anesthesia | Akron | Akron City Campus | Akron City Hospital | 1st Floor | 2021-11-01 | Low
No | 101-21894 | Data Interface Systems, Medical Device / Info Sys | SL-AXON110-HW - Smartlinx Axon 110 Series | W160301037066 | Capsuletech | Respiratory Care - SW | Barberton | Wadsworth Campus | Wadsworth-Rittman Medical Center | 1st Floor | 2016-04-01 | Low
No | 101-21895 | Data Interface Systems, Medical Device / Info Sys | SL-AXON110-HW - Smartlinx Axon 110 Series | W152701023832 | Capsuletech | Respiratory Care - SW | Barberton | Wadsworth Campus | Wadsworth-Rittman Medical Center | 1st Floor | 2016-04-01 | Low
No | CE7605 | Data Interface Systems, Medical Device / Info Sys | SL-AXON110-HW - Smartlinx Axon 110 Series | W153301026396 | Capsuletech | Emergency Department (ED) - SBH | Barberton | Barberton Campus | Summa Barberton Hospital | Ground Floor | 2016-04-18 | Low
No | CE7606 | Data Interface Systems, Medical Device / Info Sys | SL-AXON410-HW - Smartlinx Axon 410 Series | W154601032778 | Capsuletech | Emergency Department (ED) - SBH | Barberton | Barberton Campus | Summa Barberton Hospital | Ground Floor | 2016-04-18 | Low
No | CE7607 | Data Interface Systems, Medical Device / Info Sys | SL-AXON410-HW - Smartlinx Axon 410 Series | W154601032781 | Capsuletech | Emergency Department (ED) - SBH | Barberton | Barberton Campus | Summa Barberton Hospital | Ground Floor | 2016-04-18 | Low
No | CE7608 | Data Interface Systems, Medical Device / Info Sys | SL-AXON410-HW - Smartlinx Axon 410 Series | W154601032667 | Capsuletech | Emergency Department (ED) - SBH | Barberton | Barberton Campus | Summa Barberton Hospital | Ground Floor | 2016-04-18 | Low
No | CE7609 | Data Interface Systems, Medical Device / Info Sys | SL-AXON410-HW - Smartlinx Axon 410 Series | W154601032669 | Capsuletech | Emergency Department (ED) - SBH | Barberton | Barberton Campus | Summa Barberton Hospital | Ground Floor | 2016-04-18 | Low
No | CE7610 | Data Interface Systems, Medical Device / Info Sys | SL-AXON410-HW - Smartlinx Axon 410 Series | W154601032770 | Capsuletech | Emergency Department (ED) - SBH | Barberton | Barberton Campus | Summa Barberton Hospital | Ground Floor | 2016-04-18 | Low
No | CE7621 | Data Interface Systems, Medical Device / Info Sys | SL-AXON810-HW - Smartlinx Axon 810 Series | W153301025614 | Capsuletech | Emergency Department (ED) - SBH | Barberton | Barberton Campus | Summa Barberton Hospital | Ground Floor | 2016-04-18 | Low
No | CE7622 | Data Interface Systems, Medical Device / Info Sys | SL-AXON810-HW - Smartlinx Axon 810 Series | W153301025616 | Capsuletech | Emergency Department (ED) - SBH | Barberton | Barberton Campus | Summa Barberton Hospital | Ground Floor | 2016-04-18 | Low
No | CE7623 | Data Interface Systems, Medical Device / Info Sys | SL-AXON810-HW - Smartlinx Axon 810 Series | W153301025677 | Capsuletech | Emergency Department (ED) - SBH | Barberton | Barberton Campus | Summa Barberton Hospital | Ground Floor | 2016-04-18 | Low
No | CE7624 | Data Interface Systems, Medical Device / Info Sys | SL-AXON810-HW - Smartlinx Axon 810 Series | W153301025754 | Capsuletech | Emergency Department (ED) - SBH | Barberton | Barberton Campus | Summa Barberton Hospital | Ground Floor | 2016-04-18 | Low
No | 037811 | Decade Boxes | RCS-500 - Resistance / Capacitance Box | 07201006 | Iet | Health Tech Mgmt - SB | Barberton | Barberton Campus | Summa Barberton Hospital | 5th Floor | 2010-07-26 | Low
No | 060282 | Defibrillators | V1-MPC - Booker Box Patient Companion V-1 | V170135 | Tz Medical Inc | SCI-Heart Rhythm Services | Akron | Akron City Campus | Akron City Hospital | 1st Floor | 2021-04-21 | High
No | 039459 | Defibrillators, External, Automated | 8503-001103-01 - AED 3 BLS | AX21E082914 | Zoll Medical | Endocrinology - Green | Barberton | Green Campus | 1790 Graybill Road | 2nd Floor | 2021-07-23 | High
No | 043586 | Defibrillators, External, Automated | 8503-001103-01 - AED 3 BLS | AX21B075852 | Zoll Medical | SCI-CV Testing Center - Stow | Akron | Stow-Kent Campus | Stow-Kent Medical Center | 1st Floor | 2021-07-22 | High
No | 043587 | Defibrillators, External, Automated | 8503-001103-01 - AED 3 BLS | AX21B075812 | Zoll Medical | Stow/Kent Urgent Care | Akron | Stow-Kent Campus | Stow-Kent Medical Center | 1st Floor | 2021-07-22 | High
No | 043588 | Defibrillators, External, Automated | 8503-001103-01 - AED 3 BLS | AX21B075823 | Zoll Medical | COE OP Diagnostic Center | Akron | Akron City Campus | 95 Arch | Ground Floor | 2021-07-22 | High
No | 043589 | Defibrillators, External, Automated | 8503-001103-01 - AED 3 BLS | AX21B075857 | Zoll Medical | Urology - Stow | Akron | Stow-Kent Campus | Stow-Kent Medical Center | 2nd Floor | 2021-07-22 | High
No | 043647 | Defibrillators, External, Automated | 8503-001103-01 - AED 3 BLS | AX21B075838 | Zoll Medical | IMG Fishcreek/Stow | Akron | Stow-Kent Campus | Stow-Kent Medical Center | 1st Floor | 2021-07-22 | High
No | 043858 | Defibrillators, External, Automated | 8503-001103-01 - AED 3 BLS | AX21E082469 | Zoll Medical | Internal Medicine - White Pond | Barberton | White Pond Campus | White Pond Medical Center | 2nd Floor | 2021-10-25 | High
No | 043859 | Defibrillators, External, Automated | 8503-001103-01 - AED 3 BLS | AX21E082478 | Zoll Medical | Rehab Services OP - Hudson | Akron | Hudson Campus | Summa Health Wellness Center | Ground Floor | 2021-10-25 | High
No | 043860 | Defibrillators, External, Automated | 8503-001103-01 - AED 3 BLS | AX21E082482 | Zoll Medical | Rehab Services OP - Hudson | Akron | Hudson Campus | Summa Health Wellness Center | Ground Floor | 2021-10-25 | High
No | 062301 | Defibrillators, External, Automated | 8503-001103-01 - AED 3 BLS | AX22H124433 | Zoll Medical | Center for Dental Health | Akron | Akron City Campus | 75 Arch | 3rd Floor | 2022-08-23 | High
No | 062302 | Defibrillators, External, Automated | 8503-001103-01 - AED 3 BLS | AX22H124496 | Zoll Medical | H2 - Labor and Delivery Unit (L&D) | Akron | Akron City Campus | H Tower | 2nd Floor | 2022-08-23 | High
No | 062303 | Defibrillators, External, Automated | 8503-001103-01 - AED 3 BLS | AX22H124475 | Zoll Medical | Health Tech Mgmt | Akron | Akron City Campus | ACH Admin Building | Ground Floor | 2022-08-23 | High
No | 062304 | Defibrillators, External, Automated | 8503-001103-01 - AED 3 BLS | AX22H124486 | Zoll Medical | Infectious Disease Research | Akron | Akron City Campus | 75 Arch | 1st Floor | 2022-08-23 | High
No | 062305 | Defibrillators, External, Automated | 8503-001103-01 - AED 3 BLS | AX22H124471 | Zoll Medical | Internal Medicine - Stow | Akron | Stow-Kent Campus | Stow-Kent Medical Center | 2nd Floor | 2022-08-23 | High
No | 062306 | Defibrillators, External, Automated | 8503-001103-01 - AED 3 BLS | AX22H124441 | Zoll Medical | SCI - Cardio & Pulm Rehab | Akron | Akron City Campus | 95 Arch | Ground Floor | 2022-08-24 | High
No | 062307 | Defibrillators, External, Automated | 8503-001103-01 - AED 3 BLS | AX22H124476 | Zoll Medical | Nursing Administration | Akron | Akron City Campus | H Tower | Ground Floor | 2022-08-24 | High
No | 062308 | Defibrillators, External, Automated | 8503-001103-01 - AED 3 BLS | AX22H124464 | Zoll Medical | Internal Medicine | Akron | Akron City Campus | 55 Arch | 1st Floor | 2022-08-24 | High
No | 062309 | Defibrillators, External, Automated | 8503-001103-01 - AED 3 BLS | AX22H124485 | Zoll Medical | Nursing Administration | Akron | Akron City Campus | Akron City Hospital | Ground Floor | 2022-08-24 | High
No | 062310 | Defibrillators, External, Automated | 8503-001103-01 - AED 3 BLS | AX22H124472 | Zoll Medical | Nursing Administration | Akron | Akron City Campus | ACH Admin Building | Ground Floor | 2022-08-24 | High
No | 062311 | Defibrillators, External, Automated | 8503-001103-01 - AED 3 BLS | AX22H124453 | Zoll Medical | Nursing Administration | Akron | Akron City Campus | 95 Arch | 2nd Floor | 2022-08-25 | High
No | 062312 | Defibrillators, External, Automated | 8503-001103-01 - AED 3 BLS | AX22H124487 | Zoll Medical | Nursing Administration | Akron | Akron City Campus | Critical Care Tower | 1st Floor | 2022-08-25 | High
No | 062313 | Defibrillators, External, Automated | 8503-001103-01 - AED 3 BLS | AX22H124458 | Zoll Medical | Rootstown Primary Care | Akron | Rootstown Campus | Rootstown Medical Center | Ground Floor | 2022-08-25 | High
No | 062314 | Defibrillators, External, Automated | 8503-001103-01 - AED 3 BLS | AX22H124445 | Zoll Medical | Tallmadge Urgent Care | Akron | Tallmadge Campus | Tallmadge Medical Center | 1st Floor | 2022-08-25 | High
No | 062315 | Defibrillators, External, Automated | 8503-001103-01 - AED 3 BLS | AX22H124505 | Zoll Medical | Nursing Administration | Akron | Akron City Campus | Akron City Hospital | Ground Floor | 2022-08-25 | High
No | 062316 | Defibrillators, External, Automated | 8503-001103-01 - AED 3 BLS | AX22H124480 | Zoll Medical | Nursing Administration | Akron | Akron City Campus | Akron City Hospital | Ground Floor | 2022-08-25 | High
No | 062317 | Defibrillators, External, Automated | 8503-001103-01 - AED 3 BLS | AX22H124434 | Zoll Medical | Nursing Administration | Akron | Akron City Campus | Akron City Hospital | Ground Floor | 2022-08-25 | High
No | 062318 | Defibrillators, External, Automated | 8503-001103-01 - AED 3 BLS | AX22H124451 | Zoll Medical | Nursing Administration | Akron | Akron City Campus | 75 Arch | 5th Floor | 2022-08-25 | High
No | 062319 | Defibrillators, External, Automated | 8503-001103-01 - AED 3 BLS | AX22H124425 | Zoll Medical | Internal Medicine - Green | Barberton | Green Campus | Green Medical Center | Ground Floor | 2022-08-25 | High
No | 062320 | Defibrillators, External, Automated | 8503-001103-01 - AED 3 BLS | AX22H124423 | Zoll Medical | Nursing Administration | Akron | Akron City Campus | Cooper Cancer Center | Ground Floor | 2022-08-25 | High
No | 062321 | Defibrillators, External, Automated | 8503-001103-01 - AED 3 BLS | AX22H124462 | Zoll Medical | Nursing Administration | Akron | Akron City Campus | Akron City Hospital | Basement | 2022-08-25 | High
No | 062322 | Defibrillators, External, Automated | 8503-001103-01 - AED 3 BLS | AX22H124452 | Zoll Medical | Nursing Administration | Akron | Corporate Campus | Corporate Center | 2nd Floor | 2022-08-25 | High
No | 062323 | Defibrillators, External, Automated | 8503-001103-01 - AED 3 BLS | AX22H124515 | Zoll Medical | Virtual Care Simulation Lab | Akron | Akron City Campus | Akron City Hospital | 1st Floor | 2022-08-25 | High
No | 062324 | Defibrillators, External, Automated | 8503-001103-01 - AED 3 BLS | AX22H124524 | Zoll Medical | Emergency Department (ED) - Wadsworth | Barberton | Wadsworth Campus | Wadsworth Emergency Bldg | Ground Floor | 2022-08-25 | High
No | 062325 | Defibrillators, External, Automated | 8503-001103-01 - AED 3 BLS | AX22H124459 | Zoll Medical | Emergency Department (ED) - Wadsworth | Barberton | Wadsworth Campus | Wadsworth Emergency Bldg | Ground Floor | 2022-08-25 | High
No | 062346 | Defibrillators, External, Automated | 8503-001103-01 - AED 3 BLS | AX22H124519 | Zoll Medical | Center for Corp Health - NEOMED | Akron | Rootstown Campus | Rootstown Medical Center | Ground Floor | 2022-09-14 | High
No | 063010 | Defibrillators, External, Automated | 8503-001103-01 - AED 3 BLS | AX23D172747 | Zoll Medical | Rehab Services OP - Hudson | Akron | Hudson Campus | Summa Health Wellness Center | Ground Floor | 2023-06-15 12:06 | High
No | 070554 | Defibrillators, External, Automated | 8503-001103-01 - AED 3 BLS | AX24E286060 | Zoll Medical | Bariatric Care - Green | Barberton | Green Campus | 7034 Braucher St | Ground Floor | 2024-06-28 09:19 | High
No | 063623 | Defibrillators, External, Automated | AED Plus | X23K746069 | Zoll Medical | Summa Rehab Hospital | Akron | Akron City Campus | Summa Rehab Hospital |  | 2023-12-12 10:03 | High
No | 063624 | Defibrillators, External, Automated | AED Plus | X23K746649 | Zoll Medical | Summa Rehab Hospital | Akron | Akron City Campus | Summa Rehab Hospital |  | 2023-12-12 10:04 | High
No | 023503 | Defibrillators, External, Automated | AED TRAINER - Defib, Aed Trainer, Npc | Unknown | Laerdal | Staff Development | Akron | Corporate Campus | Corporate Center |  | 2006-08-10 | High
No | 023504 | Defibrillators, External, Automated | AED TRAINER - Defib, Aed Trainer, Npc | Unknown | Laerdal | Staff Development | Akron | Corporate Campus | Corporate Center |  | 2006-08-10 | High
No | 023505 | Defibrillators, External, Automated | AED TRAINER - Defib, Aed Trainer, Npc | Unknown | Laerdal | Staff Development | Akron | Corporate Campus | Corporate Center |  | 2006-08-10 | High
No | 023506 | Defibrillators, External, Automated | AED TRAINER - Defib, Aed Trainer, Npc | Unknown | Laerdal | Staff Development | Akron | Corporate Campus | Corporate Center |  | 2006-08-10 | High
No | 023507 | Defibrillators, External, Automated | AED TRAINER - Defib, Aed Trainer, Npc | Unknown | Laerdal | Staff Development | Akron | Corporate Campus | Corporate Center |  | 2006-08-10 | High
No | 023508 | Defibrillators, External, Automated | AED TRAINER - Defib, Aed Trainer, Npc | Unknown | Laerdal | Staff Development | Akron | Corporate Campus | Corporate Center |  | 2006-08-10 | High
No | 023509 | Defibrillators, External, Automated | AED TRAINER - Defib, Aed Trainer, Npc | Unknown | Laerdal | Staff Development | Akron | Corporate Campus | Corporate Center |  | 2006-08-10 | High
No | 014581 | Defibrillators, External, Automated | LIFE/FORM - Defib, Aed Trainer | Unknown | Global Technologies | Staff Development | Akron | Corporate Campus | Corporate Center |  | 2005-01-13 | High
No | 036888 | Defibrillators, External, Manual | 30120000301110012 - R Series ALS | AF18C077887 | Zoll Medical | Intensive Care Unit (ICU) - SB | Barberton | Barberton Campus | Summa Barberton Hospital | 2nd Floor | 2018-05-18 | High
No | 036889 | Defibrillators, External, Manual | 30120000301110012 - R Series ALS | AF18C077898 | Zoll Medical | Intensive Care Unit (ICU) - SB | Barberton | Barberton Campus | Summa Barberton Hospital | 2nd Floor | 2018-05-18 | High
No | 036982 | Defibrillators, External, Manual | 30120000301110012 - R Series ALS | AF18C077895 | Zoll Medical | Acuity Adaptable Unit (AAU) - SB | Barberton | Barberton Campus | Summa Barberton Hospital | 2nd Floor | 2018-05-11 | High
No | 050874 | Defibrillators, External, Manual | 30120000301110012 - R Series ALS | AF18C077902 | Zoll Medical | T3 - Medical Intensive Care Unit (MICU) | Akron | Akron City Campus | Critical Care Tower | 3rd Floor | 2018-05-15 | High
No | 050875 | Defibrillators, External, Manual | 30120000301110012 - R Series ALS | AF18C077904 | Zoll Medical | T3 - Medical Intensive Care Unit (MICU) | Akron | Akron City Campus | Critical Care Tower | 3rd Floor | 2018-05-15 | High
No | 050876 | Defibrillators, External, Manual | 30120000301110012 - R Series ALS | AF18C077906 | Zoll Medical | T3 - Medical Intensive Care Unit (MICU) | Akron | Akron City Campus | Critical Care Tower | 3rd Floor | 2018-05-15 | High
No | 050984 | Defibrillators, External, Manual | 30120000301110012 - R Series ALS | AF18C077888 | Zoll Medical | T2 - STN Intensive Care Unit (STN-ICU) | Akron | Akron City Campus | Critical Care Tower | 2nd Floor | 2018-05-10 | High
No | 050985 | Defibrillators, External, Manual | 30120000301110012 - R Series ALS | AF18C077903 | Zoll Medical | T2 - STN Intensive Care Unit (STN-ICU) | Akron | Akron City Campus | Critical Care Tower | 2nd Floor | 2018-05-10 | High
No | 050986 | Defibrillators, External, Manual | 30120000301110012 - R Series ALS | AF18C077908 | Zoll Medical | T2 - STN Intensive Care Unit (STN-ICU) | Akron | Akron City Campus | Critical Care Tower | 2nd Floor | 2018-05-10 | High
No | 052132 | Defibrillators, External, Manual | 30120000301110012 - R Series ALS | AF18C077905 | Zoll Medical | T1 - CTV Intensive Care Unit (CTV-ICU) | Akron | Akron City Campus | Critical Care Tower | 1st Floor | 2018-05-16 | High
No | 052133 | Defibrillators, External, Manual | 30120000301110012 - R Series ALS | AF18C077893 | Zoll Medical | T1 - CTV Intensive Care Unit (CTV-ICU) | Akron | Akron City Campus | Critical Care Tower | 1st Floor | 2018-05-16 | High
No | 052134 | Defibrillators, External, Manual | 30120000301110012 - R Series ALS | AF18C077896 | Zoll Medical | T1 - CTV Intensive Care Unit (CTV-ICU) | Akron | Akron City Campus | Critical Care Tower | 1st Floor | 2018-05-16 | High
No | 052135 | Defibrillators, External, Manual | 30120000301110012 - R Series ALS | AF18C077892 | Zoll Medical | T1 - CTV Intensive Care Unit (CTV-ICU) | Akron | Akron City Campus | Critical Care Tower | 1st Floor | 2018-05-16 | High
No | 057001 | Defibrillators, External, Manual | 30120000301110012 - R Series ALS | AF19C093528 | Zoll Medical | H5 - Medical/Surgical Unit (MSU) | Akron | Akron City Campus | H Tower | 5th Floor | 2019-06-26 | High
No | 057002 | Defibrillators, External, Manual | 30120000301110012 - R Series ALS | AF19B093132 | Zoll Medical | Operating Room | Akron | Akron City Campus | Akron City Hospital | 1st Floor | 2019-05-29 | High
No | 057003 | Defibrillators, External, Manual | 30120000301110012 - R Series ALS | AF19B092342 | Zoll Medical | H2 - Labor and Delivery Unit (L&D) | Akron | Akron City Campus | H Tower | 2nd Floor | 2019-06-26 | High
No | 057004 | Defibrillators, External, Manual | 30120000301110012 - R Series ALS | AF19B093119 | Zoll Medical | Operating Room | Akron | Akron City Campus | Akron City Hospital | 1st Floor | 2019-05-29 | High
No | 057005 | Defibrillators, External, Manual | 30120000301110012 - R Series ALS | AF19B092263 | Zoll Medical | Sameday Surgery Center | Akron | Akron City Campus | H Tower | 1st Floor | 2019-06-26 | High
No | 057006 | Defibrillators, External, Manual | 30120000301110012 - R Series ALS | AF19C093514 | Zoll Medical | H4 - Mother/Baby Unit | Akron | Akron City Campus | H Tower | 4th Floor | 2019-06-26 | High
No | 057007 | Defibrillators, External, Manual | 30120000301110012 - R Series ALS | AF19B093123 | Zoll Medical | H6 - Surgical Progressive Care Unit (PCU) | Akron | Akron City Campus | H Tower | 6th Floor | 2019-06-26 | High
No | 057008 | Defibrillators, External, Manual | 30120000301110012 - R Series ALS | AF19B093102 | Zoll Medical | H2 - Labor and Delivery Unit (L&D) | Akron | Akron City Campus | H Tower | 2nd Floor | 2019-06-26 | High
No | 057009 | Defibrillators, External, Manual | 30120000301110012 - R Series ALS | AF19B092776 | Zoll Medical | Nursing Administration | Akron | Akron City Campus | ACH Admin Building | 1st Floor | 2019-06-26 | High
No | 033962 | Defibrillators, External, Manual | 30720005201310012 - R Series ALS | AF21E136940 | Zoll Medical | Medina ASC | Barberton | Medina Campus | Medina Medical Center | 1st Floor | 2021-06-15 | High
No | 036581 | Defibrillators, External, Manual | 30720005201310012 - R Series ALS | AF18C078780 | Zoll Medical | BHP 5 - Acute Adult Psychiatric Unit | Akron | Akron City Campus | Juve Family BH Pavillion | 5th Floor | 2018-05-15 | High
No | 036582 | Defibrillators, External, Manual | 30720005201310012 - R Series ALS | AF18C078914 | Zoll Medical | BHP 6 - Adult Dual Diagnosis Unit | Akron | Akron City Campus | Juve Family BH Pavillion | 6th Floor | 2018-05-15 | High
No | 036583 | Defibrillators, External, Manual | 30720005201310012 - R Series ALS | AF18C078556 | Zoll Medical | Health Tech Mgmt | Akron | Akron City Campus | H Tower | Basement | 2018-05-15 | High
No | 036584 | Defibrillators, External, Manual | 30720005201310012 - R Series ALS | AF18C078785 | Zoll Medical | BHP 7 - Adult Subacute Psychiatric Unit | Akron | Akron City Campus | Juve Family BH Pavillion | 7th Floor | 2018-05-15 | High
No | 036585 | Defibrillators, External, Manual | 30720005201310012 - R Series ALS | AF18C078938 | Zoll Medical | BHP 4 - Geropsych Unit | Akron | Akron City Campus | Juve Family BH Pavillion | 4th Floor | 2018-05-15 | High
No | 036586 | Defibrillators, External, Manual | 30720005201310012 - R Series ALS | AF18C078561 | Zoll Medical | Emergency Department (ED) - ACH | Akron | Akron City Campus | Akron City Hospital |  | 2018-05-15 | High
No | 036587 | Defibrillators, External, Manual | 30720005201310012 - R Series ALS | AF18C078550 | Zoll Medical | Operating Room | Akron | Akron City Campus | Akron City Hospital | 1st Floor | 2018-05-15 | High
No | 036588 | Defibrillators, External, Manual | 30720005201310012 - R Series ALS | AF18C078777 | Zoll Medical | Interventional Psychiatry | Akron | Akron City Campus | Akron City Hospital | 2nd Floor | 2018-05-15 | High
No | 036589 | Defibrillators, External, Manual | 30720005201310012 - R Series ALS | AF18C078779 | Zoll Medical | Nursing Administration | Akron | Akron City Campus | Juve Family BH Pavillion | 2nd Floor | 2018-05-15 | High
No | 036590 | Defibrillators, External, Manual | 30720005201310012 - R Series ALS | AF18C078526 | Zoll Medical | Nursing Administration | Akron | Akron City Campus | Juve Family BH Pavillion | Ground Floor | 2018-05-15 | High
No | 037283 | Defibrillators, External, Manual | 30720005201310012 - R Series ALS | AF18C078535 | Zoll Medical | PACU - SW | Barberton | Wadsworth Campus | Wadsworth-Rittman Medical Center | 1st Floor | 2018-06-11 | High
No | 037286 | Defibrillators, External, Manual | 30720005201310012 - R Series ALS | AF18C078759 | Zoll Medical | Operating Room - SW | Barberton | Wadsworth Campus | Wadsworth-Rittman Medical Center | 1st Floor | 2018-05-11 | High
No | 037287 | Defibrillators, External, Manual | 30720005201310012 - R Series ALS | AF18C078719 | Zoll Medical | Diagnostic Radiology - SW | Barberton | Wadsworth Campus | Wadsworth-Rittman Medical Center | 1st Floor | 2018-06-11 | High
No | 037394 | Defibrillators, External, Manual | 30720005201310012 - R Series ALS | AF18C078679 | Zoll Medical | Operating Room - SB | Barberton | Barberton Campus | Summa Barberton Hospital | 2nd Floor | 2018-05-11 | High
No | 037551 | Defibrillators, External, Manual | 30720005201310012 - R Series ALS | AF18C078687 | Zoll Medical | Endoscopy - SW | Barberton | Wadsworth Campus | Wadsworth-Rittman Medical Center | 1st Floor | 2018-06-11 | High
No | 037618 | Defibrillators, External, Manual | 30720005201310012 - R Series ALS | AF18C078754 | Zoll Medical | Emergency Department (ED) - SBH | Barberton | Barberton Campus | Summa Barberton Hospital | Ground Floor | 2018-05-11 | High
No | 037619 | Defibrillators, External, Manual | 30720005201310012 - R Series ALS | AF18C078689 | Zoll Medical | Emergency Department (ED) - SBH | Barberton | Barberton Campus | Summa Barberton Hospital | Ground Floor | 2018-05-11 | High
No | 037621 | Defibrillators, External, Manual | 30720005201310012 - R Series ALS | AF18C078764 | Zoll Medical | Emergency Department (ED) - SBH | Barberton | Barberton Campus | Summa Barberton Hospital | Ground Floor | 2018-05-11 | High
No | 037623 | Defibrillators, External, Manual | 30720005201310012 - R Series ALS | AF18C078555 | Zoll Medical | Emergency Department (ED) - SBH | Barberton | Barberton Campus | Summa Barberton Hospital | Ground Floor | 2018-05-11 | High
No | 037625 | Defibrillators, External, Manual | 30720005201310012 - R Series ALS | AF18C078765 | Zoll Medical | Emergency Department (ED) - SBH | Barberton | Barberton Campus | Summa Barberton Hospital | Ground Floor | 2018-05-11 | High
No | 037676 | Defibrillators, External, Manual | 30720005201310012 - R Series ALS | AF18C078290 | Zoll Medical | Emergency Department (ED) - SBH | Barberton | Barberton Campus | Summa Barberton Hospital | Ground Floor | 2018-05-11 | High
No | 037693 | Defibrillators, External, Manual | 30720005201310012 - R Series ALS | AF18C078572 | Zoll Medical | SCI-Cardiac Cath Lab Svcs - SB | Barberton | Barberton Campus | Summa Barberton Hospital | 2nd Floor | 2018-05-11 | High
No | 037717 | Defibrillators, External, Manual | 30720005201310012 - R Series ALS | AF18C078521 | Zoll Medical | PACU - SB | Barberton | Barberton Campus | Summa Barberton Hospital | 2nd Floor | 2018-05-11 | High
No | 037924 | Defibrillators, External, Manual | 30720005201310012 - R Series ALS | AF18C078744 | Zoll Medical | 1 East - Medical/Surgical Unit (MSU) - SB | Barberton | Barberton Campus | Summa Barberton Hospital | 1st Floor | 2018-05-11 | High
No | 037925 | Defibrillators, External, Manual | 30720005201310012 - R Series ALS | AF18C078919 | Zoll Medical | 1 West - Joint Center of Excellence (COE) | Barberton | Barberton Campus | Summa Barberton Hospital | 1st Floor | 2018-05-11 | High
No | 038057 | Defibrillators, External, Manual | 30720005201310012 - R Series ALS | AF19H102107 | Zoll Medical | SCI - Cardiac Stress Testing - SB | Barberton | Barberton Campus | Summa Barberton Hospital | Ground Floor | 2019-08-19 | High
No | 038060 | Defibrillators, External, Manual | 30720005201310012 - R Series ALS | AF18C078790 | Zoll Medical | Emergency Department (ED) - Wadsworth | Barberton | Wadsworth Campus | Wadsworth Emergency Bldg | Ground Floor | 2018-06-11 | High
No | 038160 | Defibrillators, External, Manual | 30720005201310012 - R Series ALS | AF18C078517 | Zoll Medical | Diagnostic Radiology - SB | Barberton | Barberton Campus | Summa Barberton Hospital | Ground Floor | 2018-05-11 | High
No | 038161 | Defibrillators, External, Manual | 30720005201310012 - R Series ALS | AF18C078756 | Zoll Medical | Sameday Surgery Center - SW | Barberton | Wadsworth Campus | Wadsworth-Rittman Medical Center | 1st Floor | 2018-05-11 | High
No | 038162 | Defibrillators, External, Manual | 30720005201310012 - R Series ALS | AF18C078753 | Zoll Medical | Cat Scan - SB | Barberton | Barberton Campus | Summa Barberton Hospital | Ground Floor | 2018-05-11 | High
No | 038203 | Defibrillators, External, Manual | 30720005201310012 - R Series ALS | AF18C078574 | Zoll Medical | Health Tech Mgmt - SB | Barberton | Barberton Campus | Summa Barberton Hospital | 5th Floor | 2018-05-11 | High
No | 038305 | Defibrillators, External, Manual | 30720005201310012 - R Series ALS | AF18C078531 | Zoll Medical | Emergency Department (ED) - Wadsworth | Barberton | Wadsworth Campus | Wadsworth Emergency Bldg | Ground Floor | 2018-05-11 | High
No | 038323 | Defibrillators, External, Manual | 30720005201310012 - R Series ALS | AF18C078757 | Zoll Medical | SCI - Cardiovasc Testg Svcs - SW | Barberton | Wadsworth Campus | Wadsworth-Rittman Medical Center | 1st Floor | 2018-06-11 | High
No | 038402 | Defibrillators, External, Manual | 30720005201310012 - R Series ALS | AF18C078796 | Zoll Medical | Sameday Surgery Center - SB | Barberton | Barberton Campus | Summa Barberton Hospital | 2nd Floor | 2018-05-11 | High
No | 038422 | Defibrillators, External, Manual | 30720005201310012 - R Series ALS | AF18C078707 | Zoll Medical | Radiation Therapy - SB | Barberton | Barberton Campus | Parkview Pavilion | Ground Floor | 2018-05-11 | High
No | 038428 | Defibrillators, External, Manual | 30720005201310012 - R Series ALS | AF18C078551 | Zoll Medical | Health Tech Mgmt - SB | Barberton | Barberton Campus | Summa Barberton Hospital | 5th Floor | 2018-05-11 | High
No | 038445 | Defibrillators, External, Manual | 30720005201310012 - R Series ALS | AF18C078763 | Zoll Medical | 4 South - Medical/Surgical Unit (MSU) - SB | Barberton | Barberton Campus | Summa Barberton Hospital | 4th Floor | 2018-05-11 | High
No | 038491 | Defibrillators, External, Manual | 30720005201310012 - R Series ALS | AF18C078747 | Zoll Medical | Sameday Surgery Center - SW | Barberton | Wadsworth Campus | Wadsworth-Rittman Medical Center | 1st Floor | 2018-06-11 | High
No | 038609 | Defibrillators, External, Manual | 30720005201310012 - R Series ALS | AF18C078783 | Zoll Medical | 2 East - Cardiac Progressive Care Unit (PCU) - SB | Barberton | Barberton Campus | Summa Barberton Hospital | 2nd Floor | 2018-05-11 | High
No | 038620 | Defibrillators, External, Manual | 30720005201310012 - R Series ALS | AF18C078685 | Zoll Medical | Endoscopy - SB | Barberton | Barberton Campus | Summa Barberton Hospital | 2nd Floor | 2018-05-11 | High
No | 038657 | Defibrillators, External, Manual | 30720005201310012 - R Series ALS | AF18C078746 | Zoll Medical | Health Tech Mgmt - SB | Barberton | Barberton Campus | Summa Barberton Hospital | 5th Floor | 2018-05-11 | High
No | 038725 | Defibrillators, External, Manual | 30720005201310012 - R Series ALS | AF18C078722 | Zoll Medical | Barberton Wound Care Center | Barberton | Barberton Campus | Summa Barberton Hospital | Ground Floor | 2018-05-11 | High
No | 043645 | Defibrillators, External, Manual | 30720005201310012 - R Series ALS | AF21A128953 | Zoll Medical | SCI-CV Testing Center - Stow | Akron | Stow-Kent Campus | Stow-Kent Medical Center | 1st Floor | 2021-07-20 | High
No | 050231 | Defibrillators, External, Manual | 30720005201310012 - R Series ALS | AF18C078770 | Zoll Medical | Angiography | Akron | Akron City Campus | Akron City Hospital | 2nd Floor | 2018-06-04 | High
No | 050242 | Defibrillators, External, Manual | 30720005201310012 - R Series ALS | AF18C078678 | Zoll Medical | 7 East - Oncology Medical Unit | Akron | Akron City Campus | Akron City Hospital | 7th Floor | 2018-05-15 | High
No | 050243 | Defibrillators, External, Manual | 30720005201310012 - R Series ALS | AF18C078792 | Zoll Medical | Health Tech Mgmt | Akron | Akron City Campus | ACH Admin Building | Ground Floor | 2018-05-15 | High
No | 050244 | Defibrillators, External, Manual | 30720005201310012 - R Series ALS | AF18C078547 | Zoll Medical | 3 East - Palliative and Hospice Unit | Akron | Akron City Campus | Akron City Hospital | 3rd Floor | 2018-05-15 | High
No | 050245 | Defibrillators, External, Manual | 30720005201310012 - R Series ALS | AF18C078945 | Zoll Medical | 7 West - Respiratory Unit | Akron | Akron City Campus | Akron City Hospital | 7th Floor | 2018-05-15 | High
No | 050246 | Defibrillators, External, Manual | 30720005201310012 - R Series ALS | AF18C078704 | Zoll Medical | Cat Scan | Akron | Akron City Campus | Akron City Hospital | Ground Floor | 2018-06-04 | High
No | 050877 | Defibrillators, External, Manual | 30720005201310012 - R Series ALS | AF18C078768 | Zoll Medical | Health Tech Mgmt | Akron | Akron City Campus | ACH Admin Building | Ground Floor | 2018-05-15 | High
No | 050878 | Defibrillators, External, Manual | 30720005201310012 - R Series ALS | AF18C078559 | Zoll Medical | 4 North - Medical Unit | Akron | Akron City Campus | Akron City Hospital | 4th Floor | 2018-05-15 | High
No | 050972 | Defibrillators, External, Manual | 30720005201310012 - R Series ALS | AF18C078542 | Zoll Medical | 3 North - Epilepsy Monitoring Unit (EMU) | Akron | Akron City Campus | Akron City Hospital | 3rd Floor | 2018-05-10 | High
No | 050973 | Defibrillators, External, Manual | 30720005201310012 - R Series ALS | AF18C078935 | Zoll Medical | Health Tech Mgmt - SB | Barberton | Barberton Campus | Summa Barberton Hospital | 5th Floor | 2018-05-10 | High
No | 050974 | Defibrillators, External, Manual | 30720005201310012 - R Series ALS | AF18C078797 | Zoll Medical | 5 West - Cardiac Progressive Care Unit (PCU) | Akron | Akron City Campus | Akron City Hospital | 5th Floor | 2018-05-10 | High
No | 050975 | Defibrillators, External, Manual | 30720005201310012 - R Series ALS | AF18C078684 | Zoll Medical | 4 West - CPI Progressive Care Unit (CPI-PCU) | Akron | Akron City Campus | Akron City Hospital | 4th Floor | 2018-05-10 | High
No | 050976 | Defibrillators, External, Manual | 30720005201310012 - R Series ALS | AF18C078569 | Zoll Medical | 5 East - Observation Unit | Akron | Akron City Campus | Akron City Hospital | 5th Floor | 2018-05-10 | High
No | 050977 | Defibrillators, External, Manual | 30720005201310012 - R Series ALS | AF18C078718 | Zoll Medical | Outpatient Oncology - Akron | Akron | Akron City Campus | Cooper Cancer Center |  | 2018-05-16 | High
No | 050978 | Defibrillators, External, Manual | 30720005201310012 - R Series ALS | AF18C078543 | Zoll Medical | 6 West - Acute Care of the Elderly (ACE) Unit | Akron | Akron City Campus | Akron City Hospital | 6th Floor | 2018-05-10 | High
No | 050982 | Defibrillators, External, Manual | 30720005201310012 - R Series ALS | AF18C078767 | Zoll Medical | 3 West - Trauma/Neuro Progressive Care Unit (PCU) | Akron | Akron City Campus | Akron City Hospital | 3rd Floor | 2018-05-10 | High
No | 050983 | Defibrillators, External, Manual | 30720005201310012 - R Series ALS | AF18C078771 | Zoll Medical | 1 Central - CV Progressive Care Unit (PCU) | Akron | Akron City Campus | Akron City Hospital | 1st Floor | 2018-05-10 | High
No | 050987 | Defibrillators, External, Manual | 30720005201310012 - R Series ALS | AF18C078749 | Zoll Medical | Health Tech Mgmt | Akron | Akron City Campus | ACH Admin Building | Ground Floor | 2018-05-10 | High
No | 050988 | Defibrillators, External, Manual | 30720005201310012 - R Series ALS | AF18C078686 | Zoll Medical | Health Tech Mgmt | Akron | Akron City Campus | ACH Admin Building | Ground Floor | 2018-05-10 | High
No | 050989 | Defibrillators, External, Manual | 30720005201310012 - R Series ALS | AF18C078696 | Zoll Medical | Nursing Administration | Akron | Akron City Campus | ACH Admin Building | 1st Floor | 2018-05-10 | High
No | 051208 | Defibrillators, External, Manual | 30720005201310012 - R Series ALS | AF18C078711 | Zoll Medical | Staff Development | Akron | Corporate Campus | Corporate Center |  | 2018-05-11 | High
No | 052122 | Defibrillators, External, Manual | 30720005201310012 - R Series ALS | AF18C078548 | Zoll Medical | REHAB YMCA | Akron | Akron City Campus | Kohl Family YMCA at University Park |  | 2018-05-16 | High
No | 052130 | Defibrillators, External, Manual | 30720005201310012 - R Series ALS | AF18C078567 | Zoll Medical | Preadmission Testing | Akron | Akron City Campus | H Tower | Ground Floor | 2018-05-16 | High
No | 052131 | Defibrillators, External, Manual | 30720005201310012 - R Series ALS | AF18C078703 | Zoll Medical | Sameday Surgery Center | Akron | Akron City Campus | H Tower | 1st Floor | 2018-05-16 | High
No | 052136 | Defibrillators, External, Manual | 30720005201310012 - R Series ALS | AF18C078715 | Zoll Medical | Nursing Administration | Akron | Akron City Campus | ACH Admin Building | 1st Floor | 2018-05-16 | High
No | 052137 | Defibrillators, External, Manual | 30720005201310012 - R Series ALS | AF18C078959 | Zoll Medical | Radiation Therapy - Akron | Akron | Akron City Campus | Cooper Cancer Center |  | 2018-05-16 | High
No | 052138 | Defibrillators, External, Manual | 30720005201310012 - R Series ALS | AF18C078787 | Zoll Medical | Emergency Department (ED) - Green | Barberton | Green Campus | Green Medical Center | Ground Floor | 2018-05-16 | High
No | 052139 | Defibrillators, External, Manual | 30720005201310012 - R Series ALS | AF18C078723 | Zoll Medical | Emergency Department (ED) - Green | Barberton | Green Campus | Green Medical Center | Ground Floor | 2018-05-16 | High
No | 052674 | Defibrillators, External, Manual | 30720005201310012 - R Series ALS | AF18C078562 | Zoll Medical | Operating Room | Akron | Akron City Campus | Akron City Hospital | 1st Floor | 2018-05-16 | High
No | 052675 | Defibrillators, External, Manual | 30720005201310012 - R Series ALS | AF18C078577 | Zoll Medical | Operating Room | Akron | Akron City Campus | Akron City Hospital | 1st Floor | 2018-05-16 | High
No | 052676 | Defibrillators, External, Manual | 30720005201310012 - R Series ALS | AF18C078699 | Zoll Medical | Operating Room | Akron | Akron City Campus | Akron City Hospital | 1st Floor | 2018-05-16 | High
No | 052677 | Defibrillators, External, Manual | 30720005201310012 - R Series ALS | AF18C078702 | Zoll Medical | Operating Room | Akron | Akron City Campus | Akron City Hospital | 1st Floor | 2018-05-16 | High
No | 052678 | Defibrillators, External, Manual | 30720005201310012 - R Series ALS | AF18C078714 | Zoll Medical | Operating Room | Akron | Akron City Campus | Akron City Hospital | 1st Floor | 2018-05-16 | High
No | 052679 | Defibrillators, External, Manual | 30720005201310012 - R Series ALS | AF18C078752 | Zoll Medical | Operating Room | Akron | Akron City Campus | Akron City Hospital | 1st Floor | 2018-05-16 | High
No | 052680 | Defibrillators, External, Manual | 30720005201310012 - R Series ALS | AF18C078784 | Zoll Medical | Operating Room | Akron | Akron City Campus | Akron City Hospital | 1st Floor | 2018-05-16 | High
No | 052681 | Defibrillators, External, Manual | 30720005201310012 - R Series ALS | AF18C078513 | Zoll Medical | Nursing Administration | Akron | Akron City Campus | 95 Arch | Ground Floor | 2018-05-16 | High
No | 052682 | Defibrillators, External, Manual | 30720005201310012 - R Series ALS | AF18C078721 | Zoll Medical | SCI - Noninvasive Cardio Service | Akron | Akron City Campus | Akron City Hospital | Ground Floor | 2018-05-16 | High
No | 052683 | Defibrillators, External, Manual | 30720005201310012 - R Series ALS | AF18C078527 | Zoll Medical | Health Tech Mgmt | Akron | Akron City Campus | H Tower | Basement | 2018-05-16 | High
No | 052684 | Defibrillators, External, Manual | 30720005201310012 - R Series ALS | AF18C078776 | Zoll Medical | IMG Green MOB | Barberton | Green Campus | Green Medical Center | Ground Floor | 2018-05-16 | High
No | 052685 | Defibrillators, External, Manual | 30720005201310012 - R Series ALS | AF18C078524 | Zoll Medical | SCI-Cardiology Prep & Recovery | Akron | Akron City Campus | Akron City Hospital | 1st Floor | 2018-05-16 | High
No | 052688 | Defibrillators, External, Manual | 30720005201310012 - R Series ALS | AF18C078525 | Zoll Medical | SCI - Noninvasive Cardio Service | Akron | Akron City Campus | 95 Arch | 3rd Floor | 2018-05-22 | High
No | 053295 | Defibrillators, External, Manual | 30720005201310012 - R Series ALS | AF18C078549 | Zoll Medical | Emergency Department (ED) - ACH | Akron | Akron City Campus | Akron City Hospital | Ground Floor | 2018-05-16 | High
No | 053296 | Defibrillators, External, Manual | 30720005201310012 - R Series ALS | AF18C078710 | Zoll Medical | SCI - Noninvasive Cardio Service | Barberton | White Pond Campus | White Pond Medical Center | 3rd Floor | 2018-05-16 | High
No | 053297 | Defibrillators, External, Manual | 30720005201310012 - R Series ALS | AF18C078693 | Zoll Medical | Cardiology | Barberton | Medina Campus | Medina Medical Center | 2nd Floor | 2018-05-16 | High
No | 053298 | Defibrillators, External, Manual | 30720005201310012 - R Series ALS | AF18C078773 | Zoll Medical | Emergency Department (ED) - ACH | Akron | Akron City Campus | Akron City Hospital | Ground Floor | 2018-05-16 | High
No | 053299 | Defibrillators, External, Manual | 30720005201310012 - R Series ALS | AF18C078680 | Zoll Medical | Health Tech Mgmt | Akron | Akron City Campus | ACH Admin Building | Ground Floor | 2018-05-16 | High
No | 053565 | Defibrillators, External, Manual | 30720005201310012 - R Series ALS | AF18C078769 | Zoll Medical | Angiography | Akron | Akron City Campus | Akron City Hospital | 2nd Floor | 2018-05-10 | High
No | 053570 | Defibrillators, External, Manual | 30720005201310012 - R Series ALS | AF18C078677 | Zoll Medical | Emergency Department (ED) - ACH | Akron | Akron City Campus | Akron City Hospital | Ground Floor | 2018-05-25 | High
No | 053571 | Defibrillators, External, Manual | 30720005201310012 - R Series ALS | AF18C078553 | Zoll Medical | Endoscopy - Outpatient | Akron | Akron City Campus | 95 Arch | Ground Floor | 2018-05-10 | High
No | 053572 | Defibrillators, External, Manual | 30720005201310012 - R Series ALS | AF18C078546 | Zoll Medical | Endoscopy | Akron | Akron City Campus | Akron City Hospital | Ground Floor | 2018-05-10 | High
No | 053573 | Defibrillators, External, Manual | 30720005201310012 - R Series ALS | AF18C078724 | Zoll Medical | Staff Development | Akron | Corporate Campus | Corporate Center |  | 2018-05-10 | High
No | 053574 | Defibrillators, External, Manual | 30720005201310012 - R Series ALS | AF18C078515 | Zoll Medical | Staff Development | Akron | Corporate Campus | Corporate Center |  | 2018-05-25 | High
No | 053575 | Defibrillators, External, Manual | 30720005201310012 - R Series ALS | AF18C078541 | Zoll Medical | Virtual Care Simulation Lab | Akron | Akron City Campus | Akron City Hospital | 1st Floor | 2018-05-25 | High
No | 053576 | Defibrillators, External, Manual | 30720005201310012 - R Series ALS | AF18C078920 | Zoll Medical | Virtual Care Simulation Lab | Akron | Akron City Campus | Akron City Hospital | 1st Floor | 2018-05-25 | High
No | 053577 | Defibrillators, External, Manual | 30720005201310012 - R Series ALS | AF18C078697 | Zoll Medical | Emergency Department (ED) - ACH | Akron | Akron City Campus | Akron City Hospital | Ground Floor | 2018-05-16 | High
No | 053578 | Defibrillators, External, Manual | 30720005201310012 - R Series ALS | AF18C078701 | Zoll Medical | Emergency Department (ED) - ACH | Akron | Akron City Campus | Akron City Hospital | Ground Floor | 2018-05-25 | High
No | 053579 | Defibrillators, External, Manual | 30720005201310012 - R Series ALS | AF18C078917 | Zoll Medical | Emergency Department (ED) - ACH | Akron | Akron City Campus | Akron City Hospital | Ground Floor | 2018-05-25 | High
No | 053580 | Defibrillators, External, Manual | 30720005201310012 - R Series ALS | AF18C078706 | Zoll Medical | Hemodialysis | Akron | Akron City Campus | Akron City Hospital | Ground Floor | 2018-05-25 | High
No | 053581 | Defibrillators, External, Manual | 30720005201310012 - R Series ALS | AF18C078557 | Zoll Medical | Emergency Department (ED) - ACH | Akron | Akron City Campus | Akron City Hospital | Ground Floor | 2018-05-25 | High
No | 053582 | Defibrillators, External, Manual | 30720005201310012 - R Series ALS | AF18C078672 | Zoll Medical | Emergency Department (ED) - ACH | Akron | Akron City Campus | Akron City Hospital | Ground Floor | 2018-05-25 | High
No | 053583 | Defibrillators, External, Manual | 30720005201310012 - R Series ALS | AF18C078786 | Zoll Medical | Emergency Department (ED) - ACH | Akron | Akron City Campus | Akron City Hospital | Ground Floor | 2018-05-25 | High
No | 053584 | Defibrillators, External, Manual | 30720005201310012 - R Series ALS | AF18C078956 | Zoll Medical | Emergency Department (ED) - ACH | Akron | Akron City Campus | Akron City Hospital | Ground Floor | 2018-05-25 | High
No | 053585 | Defibrillators, External, Manual | 30720005201310012 - R Series ALS | AF18C078775 | Zoll Medical | Emergency Department (ED) - ACH | Akron | Akron City Campus | Akron City Hospital | Ground Floor | 2018-05-25 | High
No | 053586 | Defibrillators, External, Manual | 30720005201310012 - R Series ALS | AF18C078913 | Zoll Medical | Emergency Department (ED) - ACH | Akron | Akron City Campus | Akron City Hospital | Ground Floor | 2018-05-25 | High
No | 053587 | Defibrillators, External, Manual | 30720005201310012 - R Series ALS | AF18C078688 | Zoll Medical | Health Tech Mgmt | Akron | Akron City Campus | ACH Admin Building | Ground Floor | 2018-05-25 | High
No | 053588 | Defibrillators, External, Manual | 30720005201310012 - R Series ALS | AF18C078698 | Zoll Medical | Clinical Decision Unit (CDU) - ACH | Akron | Akron City Campus | H Tower | Ground Floor | 2018-05-16 | High
No | 053742 | Defibrillators, External, Manual | 30720005201310012 - R Series ALS | AF18C078758 | Zoll Medical | PACU | Akron | Akron City Campus | Akron City Hospital | 1st Floor | 2018-05-25 | High
No | 053743 | Defibrillators, External, Manual | 30720005201310012 - R Series ALS | AF18C078671 | Zoll Medical | H5 - Medical/Surgical Unit (MSU) | Akron | Akron City Campus | H Tower | 5th Floor | 2018-05-25 | High
No | 053744 | Defibrillators, External, Manual | 30720005201310012 - R Series ALS | AF18C078566 | Zoll Medical | H2 - Labor and Delivery Unit (L&D) | Akron | Akron City Campus | H Tower | 2nd Floor | 2018-05-25 | High
No | 053745 | Defibrillators, External, Manual | 30720005201310012 - R Series ALS | AF18C078921 | Zoll Medical | 4 East - Detox Unit | Akron | Akron City Campus | Akron City Hospital | 4th Floor | 2018-05-25 | High
No | 053746 | Defibrillators, External, Manual | 30720005201310012 - R Series ALS | AF18C078725 | Zoll Medical | H6 - Surgical Progressive Care Unit (PCU) | Akron | Akron City Campus | H Tower | 6th Floor | 2018-05-25 | High
No | 053747 | Defibrillators, External, Manual | 30720005201310012 - R Series ALS | AF18C078911 | Zoll Medical | Staff Development | Akron | Corporate Campus | Corporate Center |  | 2018-05-11 | High
No | 053748 | Defibrillators, External, Manual | 30720005201310012 - R Series ALS | AF18C078554 | Zoll Medical | Health Tech Mgmt | Akron | Akron City Campus | ACH Admin Building | Ground Floor | 2018-05-11 | High
No | 053749 | Defibrillators, External, Manual | 30720005201310012 - R Series ALS | AF18C078944 | Zoll Medical | 5 North - Acuity Adaptable Unit (AAU) | Akron | Akron City Campus | Akron City Hospital | 5th Floor | 2018-05-11 | High
No | 055688 | Defibrillators, External, Manual | 30720005201310012 - R Series ALS | AF19J105250 | Zoll Medical | Nuclear Medicine | Akron | Akron City Campus | Akron City Hospital | Ground Floor | 2020-07-06 | High
No | 061511 | Defibrillators, External, Manual | 30720005201310012 - R Series ALS | AF21K145746 | Zoll Medical | Angiography | Akron | Akron City Campus | Akron City Hospital | 2nd Floor | 2022-01-19 | High
No | 061512 | Defibrillators, External, Manual | 30720005201310012 - R Series ALS | AF21K145781 | Zoll Medical | Angiography | Akron | Akron City Campus | Akron City Hospital | 2nd Floor | 2022-01-19 | High
No | 055724 | Defibrillators, External, Manual | 603-0221511-01 - X Series Transport Defibrillator | AR19L044873 | Zoll Medical | SCI-Cardiology Prep & Recovery | Akron | Akron City Campus | Akron City Hospital | 1st Floor | 2020-02-04 | High
No | 057326 | Defibrillators, External, Manual | 603-0221511-01 - X Series Transport Defibrillator | AR19A037741 | Zoll Medical | H6 - Surgical Progressive Care Unit (PCU) | Akron | Akron City Campus | H Tower | 6th Floor | 2019-06-25 | High
No | 057327 | Defibrillators, External, Manual | 603-0221511-01 - X Series Transport Defibrillator | AR19D040231 | Zoll Medical | H6 - Surgical Progressive Care Unit (PCU) | Akron | Akron City Campus | H Tower | 6th Floor | 2019-06-25 | High
No | 057328 | Defibrillators, External, Manual | 603-0221511-01 - X Series Transport Defibrillator | AR19C039617 | Zoll Medical | Sameday Surgery Center | Akron | Akron City Campus | H Tower | 1st Floor | 2019-06-25 | High
No | 057329 | Defibrillators, External, Manual | 603-0221511-01 - X Series Transport Defibrillator | AR19C039577 | Zoll Medical | Sameday Surgery Center | Akron | Akron City Campus | H Tower | 1st Floor | 2019-06-25 | High
No | 057330 | Defibrillators, External, Manual | 603-0221511-01 - X Series Transport Defibrillator | AP19C039781 | Zoll Medical | Sameday Surgery Center | Akron | Akron City Campus | H Tower | 1st Floor | 2019-06-25 | High
No | 057331 | Defibrillators, External, Manual | 603-0221511-01 - X Series Transport Defibrillator | AR19C039595 | Zoll Medical | PACU | Akron | Akron City Campus | Akron City Hospital | 1st Floor | 2019-06-25 | High
No | 057332 | Defibrillators, External, Manual | 603-0221511-01 - X Series Transport Defibrillator | AR19C039599 | Zoll Medical | PACU | Akron | Akron City Campus | Akron City Hospital | 1st Floor | 2019-06-25 | High
No | 057333 | Defibrillators, External, Manual | 603-0221511-01 - X Series Transport Defibrillator | AR19C039571 | Zoll Medical | PACU | Akron | Akron City Campus | Akron City Hospital | 1st Floor | 2019-06-25 | High
No | 057334 | Defibrillators, External, Manual | 603-0221511-01 - X Series Transport Defibrillator | AR19C039348 | Zoll Medical | Anesthesia | Akron | Akron City Campus | Akron City Hospital | 1st Floor | 2019-06-25 | High
No | 057335 | Defibrillators, External, Manual | 603-0221511-01 - X Series Transport Defibrillator | AR19D040235 | Zoll Medical | Anesthesia | Akron | Akron City Campus | Akron City Hospital | 1st Floor | 2019-06-25 | High
No | 057337 | Defibrillators, External, Manual | 603-0221511-01 - X Series Transport Defibrillator | AR19C039584 | Zoll Medical | 1 Central - CV Progressive Care Unit (PCU) | Akron | Akron City Campus | Akron City Hospital | 1st Floor | 2019-06-25 | High
No | 057909 | Defibrillators, External, Manual | 603-0221511-01 - X Series Transport Defibrillator | AR19G042065 | Zoll Medical | T2 - STN Intensive Care Unit (STN-ICU) | Akron | Akron City Campus | Critical Care Tower | 2nd Floor | 2019-06-25 | High
No | 057910 | Defibrillators, External, Manual | 603-0221511-01 - X Series Transport Defibrillator | AR19C039594 | Zoll Medical | T2 - STN Intensive Care Unit (STN-ICU) | Akron | Akron City Campus | Critical Care Tower | 2nd Floor | 2019-06-25 | High
No | 057911 | Defibrillators, External, Manual | 603-0221511-01 - X Series Transport Defibrillator | AR19C039591 | Zoll Medical | T2 - STN Intensive Care Unit (STN-ICU) | Akron | Akron City Campus | Critical Care Tower | 2nd Floor | 2019-06-25 | High
No | 057912 | Defibrillators, External, Manual | 603-0221511-01 - X Series Transport Defibrillator | AR19D040057 | Zoll Medical | T3 - Medical Intensive Care Unit (MICU) | Akron | Akron City Campus | Critical Care Tower | 3rd Floor | 2019-06-25 | High
No | 057913 | Defibrillators, External, Manual | 603-0221511-01 - X Series Transport Defibrillator | AR19C039600 | Zoll Medical | T3 - Medical Intensive Care Unit (MICU) | Akron | Akron City Campus | Critical Care Tower | 3rd Floor | 2019-06-25 | High
No | 057914 | Defibrillators, External, Manual | 603-0221511-01 - X Series Transport Defibrillator | AR19C039602 | Zoll Medical | T3 - Medical Intensive Care Unit (MICU) | Akron | Akron City Campus | Critical Care Tower | 3rd Floor | 2019-06-25 | High
No | 057915 | Defibrillators, External, Manual | 603-0221511-01 - X Series Transport Defibrillator | AR19C039604 | Zoll Medical | T1 - CTV Intensive Care Unit (CTV-ICU) | Akron | Akron City Campus | Critical Care Tower | 1st Floor | 2019-06-25 | High
No | 057916 | Defibrillators, External, Manual | 603-0221511-01 - X Series Transport Defibrillator | AR19C039589 | Zoll Medical | T1 - CTV Intensive Care Unit (CTV-ICU) | Akron | Akron City Campus | Critical Care Tower | 1st Floor | 2019-06-25 | High
No | 057917 | Defibrillators, External, Manual | 603-0221511-01 - X Series Transport Defibrillator | AR19C039609 | Zoll Medical | SCI - Noninvasive Cardio Service | Akron | Akron City Campus | Akron City Hospital | Ground Floor | 2019-09-16 | High
No | 057918 | Defibrillators, External, Manual | 603-0221511-01 - X Series Transport Defibrillator | AR19C039804 | Zoll Medical | Rapid Response Team (RRT) | Akron | Akron City Campus | Akron City Hospital | 4th Floor | 2019-06-25 | High
No | 057919 | Defibrillators, External, Manual | 603-0221511-01 - X Series Transport Defibrillator | AR19F041696 | Zoll Medical | 7 West - Respiratory Unit | Akron | Akron City Campus | Akron City Hospital | 7th Floor | 2019-06-25 | High
No | 057920 | Defibrillators, External, Manual | 603-0221511-01 - X Series Transport Defibrillator | AR19C039784 | Zoll Medical | 5 East - Observation Unit | Akron | Akron City Campus | Akron City Hospital | 5th Floor | 2019-06-25 | High
No | 057921 | Defibrillators, External, Manual | 603-0221511-01 - X Series Transport Defibrillator | AR19C039573 | Zoll Medical | T1 - CTV Intensive Care Unit (CTV-ICU) | Akron | Akron City Campus | Critical Care Tower | 1st Floor | 2019-06-25 | High
No | 057922 | Defibrillators, External, Manual | 603-0221511-01 - X Series Transport Defibrillator | AR19C039574 | Zoll Medical | 6 West - Acute Care of the Elderly (ACE) Unit | Akron | Akron City Campus | Akron City Hospital | 6th Floor | 2019-06-25 | High
No | 057923 | Defibrillators, External, Manual | 603-0221511-01 - X Series Transport Defibrillator | AR19H042323 | Zoll Medical | T1 - CTV Intensive Care Unit (CTV-ICU) | Akron | Akron City Campus | Critical Care Tower | 1st Floor | 2019-06-25 | High
No | 057924 | Defibrillators, External, Manual | 603-0221511-01 - X Series Transport Defibrillator | AR19C039593 | Zoll Medical | T2 - STN Intensive Care Unit (STN-ICU) | Akron | Akron City Campus | Critical Care Tower | 2nd Floor | 2019-06-25 | High
No | 057925 | Defibrillators, External, Manual | 603-0221511-01 - X Series Transport Defibrillator | AR19D040230 | Zoll Medical | T2 - STN Intensive Care Unit (STN-ICU) | Akron | Akron City Campus | Critical Care Tower | 2nd Floor | 2019-06-25 | High
No | 058094 | Defibrillators, External, Manual | 603-0221511-01 - X Series Transport Defibrillator | AR19D040232 | Zoll Medical | SCI-Cardiac Cath Lab Svcs - SB | Barberton | Barberton Campus | Summa Barberton Hospital | 2nd Floor | 2019-09-09 | High
No | 058095 | Defibrillators, External, Manual | 603-0221511-01 - X Series Transport Defibrillator | AR19C039774 | Zoll Medical | Operating Room - SB | Barberton | Barberton Campus | Summa Barberton Hospital | 2nd Floor | 2019-09-09 | High
No | 058096 | Defibrillators, External, Manual | 603-0221511-01 - X Series Transport Defibrillator | AR19A037709 | Zoll Medical | PACU - SB | Barberton | Barberton Campus | Summa Barberton Hospital | 2nd Floor | 2019-09-09 | High
No | 058097 | Defibrillators, External, Manual | 603-0221511-01 - X Series Transport Defibrillator | AR19C039781 | Zoll Medical | T3 - Medical Intensive Care Unit (MICU) | Akron | Akron City Campus | Critical Care Tower | 3rd Floor | 2019-09-09 | High
No | 058098 | Defibrillators, External, Manual | 603-0221511-01 - X Series Transport Defibrillator | AR19C039770 | Zoll Medical | Acuity Adaptable Unit (AAU) - SB | Barberton | Barberton Campus | Summa Barberton Hospital | 2nd Floor | 2019-09-09 | High
No | 058099 | Defibrillators, External, Manual | 603-0221511-01 - X Series Transport Defibrillator | AR19C039569 | Zoll Medical | Intensive Care Unit (ICU) - SB | Barberton | Barberton Campus | Summa Barberton Hospital | 2nd Floor | 2019-09-09 | High
No | 058100 | Defibrillators, External, Manual | 603-0221511-01 - X Series Transport Defibrillator | AR19C039579 | Zoll Medical | SCI-Cardiology Prep & Recovery | Akron | Akron City Campus | Akron City Hospital | 1st Floor | 2019-09-09 | High
No | 058101 | Defibrillators, External, Manual | 603-0221511-01 - X Series Transport Defibrillator | AR19C039588 | Zoll Medical | 5 West - Cardiac Progressive Care Unit (PCU) | Akron | Akron City Campus | Akron City Hospital | 5th Floor | 2019-09-09 | High
No | 058102 | Defibrillators, External, Manual | 603-0221511-01 - X Series Transport Defibrillator | AR19C039578 | Zoll Medical | Staff Development | Akron | Corporate Campus | Corporate Center | 1st Floor | 2019-09-09 | High
No | 058276 | Defibrillators, External, Manual | 603-0221511-01 - X Series Transport Defibrillator | AR19C039610 | Zoll Medical | Health Tech Mgmt | Akron | Akron City Campus | ACH Admin Building | Ground Floor | 2019-06-25 | High
No | 058277 | Defibrillators, External, Manual | 603-0221511-01 - X Series Transport Defibrillator | AR19C039612 | Zoll Medical | 3 North - Epilepsy Monitoring Unit (EMU) | Akron | Akron City Campus | Akron City Hospital | 3rd Floor | 2019-06-25 | High
No | 058278 | Defibrillators, External, Manual | 603-0221511-01 - X Series Transport Defibrillator | AR19C039771 | Zoll Medical | Clinical Decision Unit (CDU) - ACH | Akron | Akron City Campus | H Tower | Ground Floor | 2019-06-25 | High
No | 058279 | Defibrillators, External, Manual | 603-0221511-01 - X Series Transport Defibrillator | AR19C039565 | Zoll Medical | Emergency Department (ED) - ACH | Akron | Akron City Campus | Akron City Hospital | Ground Floor | 2019-06-25 | High
No | 058280 | Defibrillators, External, Manual | 603-0221511-01 - X Series Transport Defibrillator | AR19C039563 | Zoll Medical | Emergency Department (ED) - ACH | Akron | Akron City Campus | Akron City Hospital | Ground Floor | 2019-06-25 | High
No | 058281 | Defibrillators, External, Manual | 603-0221511-01 - X Series Transport Defibrillator | AR19C039776 | Zoll Medical | T3 - Medical Intensive Care Unit (MICU) | Akron | Akron City Campus | Critical Care Tower | 3rd Floor | 2019-06-25 | High
No | 058282 | Defibrillators, External, Manual | 603-0221511-01 - X Series Transport Defibrillator | AR19C039806 | Zoll Medical | SCI-Cardiac Cath Lab Svcs | Akron | Akron City Campus | Akron City Hospital | 1st Floor | 2019-06-25 | High
No | 058283 | Defibrillators, External, Manual | 603-0221511-01 - X Series Transport Defibrillator | AR19C039566 | Zoll Medical | Operating Room - SB | Barberton | Barberton Campus | Summa Barberton Hospital | 2nd Floor | 2019-06-25 | High
No | 058284 | Defibrillators, External, Manual | 603-0221511-01 - X Series Transport Defibrillator | AR19C039788 | Zoll Medical | 5 East - Observation Unit | Akron | Akron City Campus | Akron City Hospital | 5th Floor | 2019-06-25 | High
No | 058285 | Defibrillators, External, Manual | 603-0221511-01 - X Series Transport Defibrillator | AR19C039572 | Zoll Medical | 5 West - Cardiac Progressive Care Unit (PCU) | Akron | Akron City Campus | Akron City Hospital | 5th Floor | 2019-06-25 | High
No | 058286 | Defibrillators, External, Manual | 603-0221511-01 - X Series Transport Defibrillator | AR19C039780 | Zoll Medical | 4 North - Medical Unit | Akron | Akron City Campus | Akron City Hospital | 4th Floor | 2019-06-25 | High
No | 058287 | Defibrillators, External, Manual | 603-0221511-01 - X Series Transport Defibrillator | AR19C039772 | Zoll Medical | 4 North - Medical Unit | Akron | Akron City Campus | Akron City Hospital | 4th Floor | 2019-06-25 | High
No | 058288 | Defibrillators, External, Manual | 603-0221511-01 - X Series Transport Defibrillator | AR19C039615 | Zoll Medical | 4 West - CPI Progressive Care Unit (CPI-PCU) | Akron | Akron City Campus | Akron City Hospital | 4th Floor | 2019-06-25 | High
No | 058289 | Defibrillators, External, Manual | 603-0221511-01 - X Series Transport Defibrillator | AR19C039613 | Zoll Medical | 2 East - Cardiac Progressive Care Unit (PCU) - SB | Barberton | Barberton Campus | Summa Barberton Hospital | 2nd Floor | 2019-06-25 | High
No | 058290 | Defibrillators, External, Manual | 603-0221511-01 - X Series Transport Defibrillator | AR19C039597 | Zoll Medical | Health Tech Mgmt - SB | Barberton | Barberton Campus | Summa Barberton Hospital | 5th Floor | 2019-06-25 | High
No | 058291 | Defibrillators, External, Manual | 603-0221511-01 - X Series Transport Defibrillator | AR19C039778 | Zoll Medical | Health Tech Mgmt | Akron | Akron City Campus | ACH Admin Building | Ground Floor | 2019-06-25 | High
No | 058292 | Defibrillators, External, Manual | 603-0221511-01 - X Series Transport Defibrillator | AR19C039606 | Zoll Medical | SCI-Cardiac Cath Lab Svcs | Akron | Akron City Campus | Akron City Hospital | 1st Floor | 2019-06-25 | High
No | 058293 | Defibrillators, External, Manual | 603-0221511-01 - X Series Transport Defibrillator | AR19G042064 | Zoll Medical | 3 West - Trauma/Neuro Progressive Care Unit (PCU) | Akron | Akron City Campus | Akron City Hospital | 3rd Floor | 2019-06-25 | High
No | 058295 | Defibrillators, External, Manual | 603-0221511-01 - X Series Transport Defibrillator | AR19C039768 | Zoll Medical | Emergency Department (ED) - SBH | Barberton | Barberton Campus | Summa Barberton Hospital | Ground Floor | 2019-06-25 | High
No | 058296 | Defibrillators, External, Manual | 603-0221511-01 - X Series Transport Defibrillator | AR19D040055 | Zoll Medical | Emergency Department (ED) - SBH | Barberton | Barberton Campus | Summa Barberton Hospital | Ground Floor | 2019-06-25 | High
No | 058297 | Defibrillators, External, Manual | 603-0221511-01 - X Series Transport Defibrillator | AR19D040236 | Zoll Medical | 4 South - Medical/Surgical Unit (MSU) - SB | Barberton | Barberton Campus | Summa Barberton Hospital | 4th Floor | 2019-06-25 | High
No | 058298 | Defibrillators, External, Manual | 603-0221511-01 - X Series Transport Defibrillator | AR19D040237 | Zoll Medical | 4 West - CPI Progressive Care Unit (CPI-PCU) | Akron | Akron City Campus | Akron City Hospital | 4th Floor | 2019-06-25 | High
No | 058299 | Defibrillators, External, Manual | 603-0221511-01 - X Series Transport Defibrillator | AR19C039775 | Zoll Medical | Emergency Department (ED) - ACH | Akron | Akron City Campus | Akron City Hospital | Ground Floor | 2019-06-25 | High
No | 058300 | Defibrillators, External, Manual | 603-0221511-01 - X Series Transport Defibrillator | AR19C039576 | Zoll Medical | Emergency Department (ED) - ACH | Akron | Akron City Campus | Akron City Hospital | Ground Floor | 2019-06-25 | High
No | 058301 | Defibrillators, External, Manual | 603-0221511-01 - X Series Transport Defibrillator | AR19C039777 | Zoll Medical | Sameday Surgery Center - SB | Barberton | Barberton Campus | Summa Barberton Hospital | 2nd Floor | 2019-06-25 | High
No | 058302 | Defibrillators, External, Manual | 603-0221511-01 - X Series Transport Defibrillator | AR19I042853 | Zoll Medical | 3 West - Trauma/Neuro Progressive Care Unit (PCU) | Akron | Akron City Campus | Akron City Hospital | 3rd Floor | 2019-06-25 | High
No | 058303 | Defibrillators, External, Manual | 603-0221511-01 - X Series Transport Defibrillator | AR19I042865 | Zoll Medical | Anesthesia | Akron | Akron City Campus | Akron City Hospital | 1st Floor | 2019-06-25 | High
No | 058304 | Defibrillators, External, Manual | 603-0221511-01 - X Series Transport Defibrillator | AR19I042855 | Zoll Medical | Anesthesia | Akron | Akron City Campus | Akron City Hospital | 1st Floor | 2019-06-25 | High
No | 058305 | Defibrillators, External, Manual | 603-0221511-01 - X Series Transport Defibrillator | AR19D040472 | Zoll Medical | Anesthesia | Akron | Akron City Campus | Akron City Hospital | 1st Floor | 2019-06-25 | High
No | 064899 | Defibrillators, External, Manual | 603-0221511-01 - X Series Transport Defibrillator | AR24E084091 | Zoll Medical | 5 North - Acuity Adaptable Unit (AAU) | Akron | Akron City Campus | Akron City Hospital | 5th Floor | 2024-12-19 08:26 | High
No | 015211 | Defibrillators, External, Manual | 9163-001 - Defib, Aed Trainer, Npc | 36320 | Cardiac Science | Staff Development | Akron | Corporate Campus | Corporate Center |  | 2004-01-09 | High
No | 037037 | Defibrillators, External, Manual | 99577-001932 - Lifepak 15 (Ecg/Spo2/Nibp/Etco2/Pacing/Aed/Cpr) | 46667568 | Physio-Control Inc. | SCI - Cardiac Stress Testing - SB | Barberton | Barberton Campus | Summa Barberton Hospital | Ground Floor | 2018-02-05 | High
No | 037679 | Defibrillators, External, Manual | 99577-001932 - Lifepak 15 (Ecg/Spo2/Nibp/Etco2/Pacing/Aed/Cpr) | 46683183 | Physio-Control Inc. | SCI-Cardiac Cath Lab Svcs - SB | Barberton | Barberton Campus | Summa Barberton Hospital | 2nd Floor | 2018-02-05 | High
No | 052645 | Defibrillators, External, Manual | 99577-001932 - Lifepak 15 (Ecg/Spo2/Nibp/Etco2/Pacing/Aed/Cpr) | 46667520 | Physio-Control Inc. | SCI-Cardiac Cath Lab Svcs | Akron | Akron City Campus | Akron City Hospital | 1st Floor | 2018-02-05 | High
No | 052646 | Defibrillators, External, Manual | 99577-001932 - Lifepak 15 (Ecg/Spo2/Nibp/Etco2/Pacing/Aed/Cpr) | 46667653 | Physio-Control Inc. | SCI-Cardiac Cath Lab Svcs | Akron | Akron City Campus | Akron City Hospital | 1st Floor | 2018-02-05 | High
No | 052647 | Defibrillators, External, Manual | 99577-001932 - Lifepak 15 (Ecg/Spo2/Nibp/Etco2/Pacing/Aed/Cpr) | 46682267 | Physio-Control Inc. | SCI-Cardiac Cath Lab Svcs | Akron | Akron City Campus | Akron City Hospital | 1st Floor | 2018-02-05 | High
No | 052648 | Defibrillators, External, Manual | 99577-001932 - Lifepak 15 (Ecg/Spo2/Nibp/Etco2/Pacing/Aed/Cpr) | 46682374 | Physio-Control Inc. | SCI - Noninvasive Cardio Service | Akron | Akron City Campus | Akron City Hospital | Ground Floor | 2018-02-05 | High
No | 052649 | Defibrillators, External, Manual | 99577-001932 - Lifepak 15 (Ecg/Spo2/Nibp/Etco2/Pacing/Aed/Cpr) | 46682483 | Physio-Control Inc. | SCI-Heart Rhythm Services | Akron | Akron City Campus | Akron City Hospital | 1st Floor | 2018-02-05 | High
No | 052650 | Defibrillators, External, Manual | 99577-001932 - Lifepak 15 (Ecg/Spo2/Nibp/Etco2/Pacing/Aed/Cpr) | 46682643 | Physio-Control Inc. | SCI-Heart Rhythm Services | Akron | Akron City Campus | Akron City Hospital | 1st Floor | 2018-02-05 | High
No | 052651 | Defibrillators, External, Manual | 99577-001932 - Lifepak 15 (Ecg/Spo2/Nibp/Etco2/Pacing/Aed/Cpr) | 46682842 | Physio-Control Inc. | SCI-Heart Rhythm Services | Akron | Akron City Campus | Akron City Hospital | 1st Floor | 2018-02-05 | High
No | 052652 | Defibrillators, External, Manual | 99577-001932 - Lifepak 15 (Ecg/Spo2/Nibp/Etco2/Pacing/Aed/Cpr) | 46682954 | Physio-Control Inc. | SCI-Heart Rhythm Services | Akron | Akron City Campus | Akron City Hospital | 1st Floor | 2018-02-05 | High
No | 054545 | Defibrillators, External, Manual | 99577-001932 - Lifepak 15 (Ecg/Spo2/Nibp/Etco2/Pacing/Aed/Cpr) | 46683099 | Physio-Control Inc. | Health Tech Mgmt | Akron | Akron City Campus | ACH Admin Building | Ground Floor | 2018-02-05 | High
No | 014514 | Defibrillators, External, Manual | LIFEPAK 500T - Defib, Aed Trainer | 12485-01 | Physio-Control Inc. | Staff Development | Akron | Corporate Campus | Corporate Center |  | 2004-04-28 | High
No | 050248 | Demagnetizers, Surgical Instrument | Neutrolator - Neutrolator Medical Demagnetizer | 2001N058 | Electro-Matic Products Co | Operating Room | Akron | Akron City Campus | Akron City Hospital | 1st Floor | 2020-06-30 | Low
No | CE5176 | Densitometers | CLINISCAN - | 600418302 | Helena Laboratories Corp | LAB Critical Care - SB | Barberton | Barberton Campus | Summa Barberton Hospital | 6th Floor | 2009-04-01 | Low
No | 034945 | Densitometers | DEN-1 - Denstometer | Unknown | Grant Instruments | LAB Microbiology | Akron | Akron City Campus | ACH Admin Building | 2nd Floor | 2016-01-22 | Low
No | 037374 | Densitometers, Bone, X-ray | Horizon-W - Bone Density Unit | 301867M | Hologic | Diagnostic Radiology - SW | Barberton | Wadsworth Campus | Wadsworth-Rittman Medical Center | 1st Floor | 2018-12-12 | Low
No | 038066 | Densitometers, Bone, X-ray | Horizon-W - Bone Density Unit | 300804M | Hologic | Diagnostic Radiology - SB | Barberton | Barberton Campus | Parkview Pavilion | Ground Floor | 2017-11-28 | Low
No | 039034 | Densitometers, Bone, X-ray | Horizon-W - Bone Density Unit | 304206M | Hologic | IMG Summa Health Ctr - White Pond | Barberton | White Pond Campus | White Pond Medical Center | 1st Floor | 2020-11-20 | Low
No | 039399 | Densitometers, Bone, X-ray | Horizon-W - Bone Density Unit | 304870M | Hologic | IMG Fishcreek/Stow | Akron | Stow-Kent Campus | Stow-Kent Medical Center | 1st Floor | 2021-06-04 | Low
No | 043909 | Densitometers, Bone, X-ray | Horizon-W - Bone Density Unit | 305470M | Hologic | IMG Summa's Health Ctr - Green | Barberton | Green Campus | Green Family YMCA | Ground Floor | 2021-10-25 | Low
No | 043910 | Densitometers, Bone, X-ray | Horizon-W - Bone Density Unit | 305466M | Hologic | IMG Medina Imaging | Barberton | Medina Campus | Medina Medical Center | 1st Floor | 2021-10-19 | Low
No | 054585 | Densitometers, Bone, X-ray | Horizon-W - Bone Density Unit | 301923M | Hologic | Summa Radiology / State Road CF | Akron | Cuyahoga Falls Campus | Cuyahoga Falls Medical Center | Ground Floor | 2019-01-17 | Low
No | 056428 | Densitometers, Bone, X-ray | Horizon-W - Bone Density Unit | 302174M | Hologic | Breast Center | Akron | Akron City Campus | H Tower | Ground Floor | 2019-05-08 | Low
No | 056437 | Densitometers, Bone, X-ray | Horizon-W - Bone Density Unit | 302536M | Hologic | IMG Health Ctr-Tallmadge | Akron | Tallmadge Campus | Tallmadge Medical Center | 1st Floor | 2019-08-26 | Low
No | 057491 | Dental Air Abrasion Units | 29493050 - Basic Eco, 70-250µm | A1364354 | Renfert Usa Inc. | Center for Dental Health | Akron | Akron City Campus | 75 Arch | 3rd Floor | 2020-03-26 | Low
No | 034892 | Dental Delivery Units | 4511 - 4511 Automatic Control Cart | e6437 | DCI | Center for Dental Health | Akron | Akron City Campus | H Tower | 1st Floor | 2017-01-18 | Low
No | 024647 | Dental Delivery Units | FWS-C - Spirit 2000 | 4899 | Pelton & Crane | Center for Dental Health | Akron | Akron City Campus | 75 Arch | 3rd Floor | 2007-12-11 | Low
No | 024659 | Dental Delivery Units | FWS-C - Spirit 2000 | 4901 | Pelton & Crane | Center for Dental Health | Akron | Akron City Campus | 75 Arch | 3rd Floor | 2007-12-11 | Low
No | 024669 | Dental Delivery Units | FWS-C - Spirit 2000 | 4900 | Pelton & Crane | Center for Dental Health | Akron | Akron City Campus | 75 Arch | 3rd Floor | 2007-12-11 | Low
No | 024678 | Dental Delivery Units | FWS-C - Spirit 2000 | 4898 | Pelton & Crane | Center for Dental Health | Akron | Akron City Campus | 75 Arch | 3rd Floor | 2007-12-11 | Low
No | 024685 | Dental Delivery Units | FWS-C - Spirit 2000 | 4902 | Pelton & Crane | Center for Dental Health | Akron | Akron City Campus | 75 Arch | 3rd Floor | 2007-12-11 | Low
No | 024696 | Dental Delivery Units | FWS-C - Spirit 2000 | 4903 | Pelton & Crane | Center for Dental Health | Akron | Akron City Campus | 75 Arch | 3rd Floor | 2007-12-11 | Low
No | 032033 | Dental Delivery Units | Spirit 2800 | 7325 | Pelton & Crane | Center for Dental Health | Akron | Akron City Campus | 75 Arch | 3rd Floor | 2013-06-27 | Low
No | 032035 | Dental Delivery Units | Spirit 2800 | 7324 | Pelton & Crane | Center for Dental Health | Akron | Akron City Campus | 75 Arch | 3rd Floor | 2013-06-27 | Low
No | 032037 | Dental Delivery Units | Spirit 2800 | 7323 | Pelton & Crane | Center for Dental Health | Akron | Akron City Campus | 75 Arch | 3rd Floor | 2013-06-28 | Low
No | 032040 | Dental Delivery Units | Spirit 2800 | 7326 | Pelton & Crane | Center for Dental Health | Akron | Akron City Campus | 75 Arch | 3rd Floor | 2013-06-28 | Low
No | 032043 | Dental Delivery Units | Spirit 2800 | 7321 | Pelton & Crane | Center for Dental Health | Akron | Akron City Campus | 75 Arch | 3rd Floor | 2013-06-28 | Low
No | 032046 | Dental Delivery Units | Spirit 2800 | 7322 | Pelton & Crane | Center for Dental Health | Akron | Akron City Campus | 75 Arch | 3rd Floor | 2013-06-28 | Low
No | 034383 | Dermatomes | 130-00158 - Cellutome | CAAK00440 | KCI / Acelity | Wound Care Center | Akron | Akron City Campus | Wound Care Building | Ground Floor | 2015-04-13 | Low
No | CE7239 | Dermatomes | 130-00158 - Cellutome | CAAK00423 | KCI / Acelity | Barberton Wound Care Center | Barberton | Barberton Campus | Summa Barberton Hospital | Ground Floor | 2015-01-07 | Low
No | 001417 | Dermatomes | B - Dermatome | 1-6073 | Padgett | Operating Room | Akron | Akron City Campus | Akron City Hospital | 1st Floor | 1988-05-26 | Low
No | 033068 | Detectors, Blood Flow, Ultrasonic | L250 - SD3 LifeDop | LD014618 | CooperSurgical | Women's Health Center | Akron | Akron City Campus | 75 Arch | Basement | 2013-08-05 | Low
No | 034828 | Detectors, Blood Flow, Ultrasonic | L250 - SD3 LifeDop | 01142300 | CooperSurgical | Women's Health Center | Akron | Akron City Campus | 75 Arch | Basement | 2016-10-21 | Low
No | 058061 | Detectors, Blood Flow, Ultrasonic | L250 - SD3 LifeDop | LH003447 | CooperSurgical | Wadsworth OB/GYN | Barberton | Wadsworth Campus | Founder's Hall | 3rd Floor | 2019-09-04 | Low
No | 058225 | Detectors, Blood Flow, Ultrasonic | L250 - SD3 LifeDop | LD13892 | CooperSurgical | Barberton OB/GYN | Barberton | Barberton Campus | Tuscora Park Pavilion | Ground Floor | 2019-11-11 | Low
No | 058226 | Detectors, Blood Flow, Ultrasonic | L250 - SD3 LifeDop | LD09831 | CooperSurgical | Medina OB/GYN | Barberton | Medina Campus | Medina Medical Center | 2nd Floor | 2019-11-11 | Low
No | 058232 | Detectors, Blood Flow, Ultrasonic | L250 - SD3 LifeDop | 2017060008 | CooperSurgical | Barberton OB/GYN | Barberton | Barberton Campus | Tuscora Park Pavilion | Ground Floor | 2024-04-03 08:06 | Low
No | 058233 | Detectors, Blood Flow, Ultrasonic | L250 - SD3 LifeDop | 2023010023 | CooperSurgical | Barberton OB/GYN | Barberton | Barberton Campus | Tuscora Park Pavilion | Ground Floor | 2024-04-03 08:06 | Low
No | 060076 | Detectors, Blood Flow, Ultrasonic | L250 - SD3 LifeDop | 2019080057 | CooperSurgical | SHMG OB/GYN - Green | Barberton | Green Campus | Green Physician Office Building | 1st Floor | 2021-01-22 | Low
No | 060077 | Detectors, Blood Flow, Ultrasonic | L250 - SD3 LifeDop | 09141573 | CooperSurgical | SHMG OB/GYN - Green | Barberton | Green Campus | Green Physician Office Building | 1st Floor | 2021-01-22 | Low
No | 060078 | Detectors, Blood Flow, Ultrasonic | L250 - SD3 LifeDop | 01150080 | CooperSurgical | SHMG OB/GYN - Green | Barberton | Green Campus | Green Physician Office Building | 1st Floor | 2021-01-22 | Low
No | 060099 | Detectors, Blood Flow, Ultrasonic | L250 - SD3 LifeDop | Unknown | CooperSurgical | SHMG OB/GYN - Cuyahoga Falls | Akron | Cuyahoga Falls Campus | Cuyahoga Falls Medical Center |  | 2023-05-09 14:10 | Low
No | 061835 | Detectors, Blood Flow, Ultrasonic | L250 - SD3 LifeDop | LH006591 | CooperSurgical | New Seasons | Barberton | Non-Campus Sites - SBH | Equity Center | Ground Floor | 2023-05-04 12:15 | Low
No | 062096 | Detectors, Blood Flow, Ultrasonic | L250 - SD3 LifeDop | 2022040138 | CooperSurgical | Women's Health Center | Akron | Akron City Campus | 75 Arch | Basement | 2022-07-08 | Low
No | 063695 | Detectors, Blood Flow, Ultrasonic | L250 - SD3 LifeDop | 37851B | CooperSurgical | Medina OB/GYN | Barberton | Medina Campus | Medina Medical Center | 2nd Floor | 2023-11-21 15:58 | Low
No | 101-18766 | Detectors, Blood Flow, Ultrasonic | L250 - SD3 LifeDop | LD002096 | CooperSurgical | Emergency Department (ED) - Wadsworth | Barberton | Wadsworth Campus | Wadsworth Emergency Bldg | Ground Floor | 2006-11-04 | Low
No | 101-20354 | Detectors, Blood Flow, Ultrasonic | L250 - SD3 LifeDop | LD007405 | CooperSurgical | Emergency Department (ED) - Wadsworth | Barberton | Wadsworth Campus | Wadsworth Emergency Bldg | Ground Floor | 2007-11-14 | Low
No | 025999 | Detectors, Blood Flow, Ultrasonic | 200R - Elite Model Handheld Dopp | ECG0845 | Natus Medical | Barberton OB/GYN | Barberton | Barberton Campus | Tuscora Park Pavilion | Ground Floor | 2010-07-29 | Low
No | 058090 | Detectors, Blood Flow, Ultrasonic | 200R - Elite Model Handheld Dopp | ECG0842 | Natus Medical | Barberton OB/GYN | Barberton | Barberton Campus | Tuscora Park Pavilion | Ground Floor | 2019-09-05 | Low
No | 064078 | Detectors, Blood Flow, Ultrasonic | 72000 - PD Access Monitor | B041642E | Sonomed Escalon | SCI-Cardiac Cath Lab Svcs | Akron | Akron City Campus | Akron City Hospital | 1st Floor | 2007-09-27 | Low
No | CE3937 | Detectors, Blood Flow, Ultrasonic | 7700 - | 62693 | Advbiosens | SCI-Cardiac Cath Lab Svcs - SB | Barberton | Barberton Campus | Summa Barberton Hospital | 2nd Floor | 2009-04-01 | Low
No | 037322 | Detectors, Blood Flow, Ultrasonic | 811-B - 811-B Blood Flow Doppler | 11791.8 | Parks Medical Electronics | Operating Room - SW | Barberton | Wadsworth Campus | Wadsworth-Rittman Medical Center | 1st Floor | 2005-06-01 | Low
No | CE0869 | Detectors, Blood Flow, Ultrasonic | 811-B - 811-B Blood Flow Doppler | Unknown | Parks Medical Electronics | Intensive Care Unit (ICU) - SB | Barberton | Barberton Campus | Summa Barberton Hospital | 2nd Floor | 2009-04-01 | Low
No | CE1093 | Detectors, Blood Flow, Ultrasonic | 811-B - 811-B Blood Flow Doppler | Unknown | Parks Medical Electronics | PACU - SB | Barberton | Barberton Campus | Summa Barberton Hospital | 2nd Floor | 2009-04-01 | Low
No | CE3124 | Detectors, Blood Flow, Ultrasonic | 811-B - 811-B Blood Flow Doppler | Unknown | Parks Medical Electronics | 1 East - Medical/Surgical Unit (MSU) - SB | Barberton | Barberton Campus | Summa Barberton Hospital | 1st Floor | 2009-04-01 | Low
No | CE4183 | Detectors, Blood Flow, Ultrasonic | 811-B - 811-B Blood Flow Doppler | 048199 | Parks Medical Electronics | 2 East - Cardiac Progressive Care Unit (PCU) - SB | Barberton | Barberton Campus | Summa Barberton Hospital | 2nd Floor | 2009-04-01 | Low
No | 006159 | Detectors, Blood Flow, Ultrasonic | 811-BTS | 100968 | Parks Medical Electronics | Operating Room | Akron | Akron City Campus | Akron City Hospital | 1st Floor | 1998-06-10 | Low
No | 038865 | Detectors, Blood Flow, Ultrasonic | 841-A - 841-A Pocket Doppler | 130403 | Parks Medical Electronics | Angiography - SB | Barberton | Barberton Campus | Summa Barberton Hospital | 2nd Floor | 2009-04-01 | Low
No | CE4887 | Detectors, Blood Flow, Ultrasonic | 841-A - 841-A Pocket Doppler | 130018 | Parks Medical Electronics | SCI-Cardiac Cath Lab Svcs - SB | Barberton | Barberton Campus | Summa Barberton Hospital | 2nd Floor | 2009-04-01 | Low
No | 024625 | Detectors, Blood Flow, Ultrasonic | 909 - 909 Directional Doppler | 0909-000001026 | Parks Medical Electronics | Operating Room | Akron | Akron City Campus | Akron City Hospital | 1st Floor | 2007-11-14 | Low
No | CE0931 | Detectors, Blood Flow, Ultrasonic | 915-AL - 915-Al Doppler Ultrasound | Unknown | Parks Medical Electronics | Physical Therapy - SB | Barberton | Barberton Campus | Summa Barberton Hospital | 1st Floor | 2009-04-01 | Low
No | CE3224 | Detectors, Blood Flow, Ultrasonic | 915-AL - 915-Al Doppler Ultrasound | Unknown | Parks Medical Electronics | Acuity Adaptable Unit (AAU) - SB | Barberton | Barberton Campus | Summa Barberton Hospital | 2nd Floor | 2009-04-01 | Low
No | CE3389 | Detectors, Blood Flow, Ultrasonic | 915-AL - 915-Al Doppler Ultrasound | 066804 | Parks Medical Electronics | Acuity Adaptable Unit (AAU) - SB | Barberton | Barberton Campus | Summa Barberton Hospital | 2nd Floor | 2009-04-01 | Low
No | CE0132 | Detectors, Blood Flow, Ultrasonic | 915-BL - 915-Bl Doppler Ultrasound | Unknown | Parks Medical Electronics | Anesthesia - SB | Barberton | Barberton Campus | Summa Barberton Hospital | 2nd Floor | 2009-04-01 | Low
No | CE0246 | Detectors, Blood Flow, Ultrasonic | 915-BL - 915-Bl Doppler Ultrasound | Unknown | Parks Medical Electronics | Intensive Care Unit (ICU) - SB | Barberton | Barberton Campus | Summa Barberton Hospital | 2nd Floor | 2009-04-01 | Low
No | CE0985 | Detectors, Blood Flow, Ultrasonic | 915-BL - 915-Bl Doppler Ultrasound | Unknown | Parks Medical Electronics | Physical Therapy - SB | Barberton | Barberton Campus | Summa Barberton Hospital | 1st Floor | 2009-04-01 | Low
No | CE4130 | Detectors, Blood Flow, Ultrasonic | 915-BL - 915-Bl Doppler Ultrasound | 095875 | Parks Medical Electronics | 4 South - Medical/Surgical Unit (MSU) - SB | Barberton | Barberton Campus | Summa Barberton Hospital | 4th Floor | 2009-04-01 | Low
No | CE4329 | Detectors, Blood Flow, Ultrasonic | 915-BL - 915-Bl Doppler Ultrasound | Unknown | Parks Medical Electronics | Anesthesia - SB | Barberton | Barberton Campus | Summa Barberton Hospital | 2nd Floor | 2009-04-01 | Low
No | CE3686 | Detectors, Blood Flow, Ultrasonic | BF 4 A - | B014194 | CooperSurgical | Anesthesia - SB | Barberton | Barberton Campus | Summa Barberton Hospital | 2nd Floor | 2009-04-01 | Low
No | CE3168 | Detectors, Blood Flow, Ultrasonic | BF 4 B - | Unknown | CooperSurgical | Emergency Department (ED) - SBH | Barberton | Barberton Campus | Summa Barberton Hospital | Ground Floor | 2009-04-01 | Low
No | 09317A | Detectors, Blood Flow, Ultrasonic | BF4A - Doppler | B 32247 | Medasonics | T2 - STN Intensive Care Unit (STN-ICU) | Akron | Akron City Campus | Critical Care Tower | 2nd Floor | 1986-07-01 | Low
No | 09318A | Detectors, Blood Flow, Ultrasonic | BF4A - Doppler | B 32248 | Medasonics | T2 - STN Intensive Care Unit (STN-ICU) | Akron | Akron City Campus | Critical Care Tower | 2nd Floor | 1986-08-01 | Low
No | 003890 | Detectors, Blood Flow, Ultrasonic | BF4B - Bf4B Doppler | BS016848 | Medasonics | H6 - Surgical Progressive Care Unit (PCU) | Akron | Akron City Campus | H Tower | 6th Floor | 1991-08-12 | Low
No | 011365 | Detectors, Blood Flow, Ultrasonic | BF4B - Bf4B Doppler | BS031902 | Medasonics | Wound Care Center | Akron | Akron City Campus | Wound Care Building | Ground Floor | 1999-10-20 | Low
No | 011875 | Detectors, Blood Flow, Ultrasonic | BF4B - Bf4B Doppler | BS046465 | Medasonics | Wound Care Center | Akron | Akron City Campus | Wound Care Building | Ground Floor | 2003-07-17 | Low
No | 013656 | Detectors, Blood Flow, Ultrasonic | BF4B - Bf4B Doppler | BS045435 | Medasonics | Wound Care Center | Akron | Akron City Campus | Wound Care Building | Ground Floor | 2002-11-14 | Low
No | 014906 | Detectors, Blood Flow, Ultrasonic | BF4B - Bf4B Doppler | BS047930 | Medasonics | SCI - Noninvasive Vascular | Akron | Akron City Campus | Akron City Hospital | Ground Floor | 2009-06-22 | Low
No | 019240 | Detectors, Blood Flow, Ultrasonic | BF4B - Bf4B Doppler | BS043120 | Medasonics | H2 - Labor and Delivery Unit (L&D) | Akron | Akron City Campus | H Tower | 2nd Floor | 2002-09-18 | Low
No | 020691 | Detectors, Blood Flow, Ultrasonic | BF4B - Bf4B Doppler | BS024672 | Medasonics | H2 - Labor and Delivery Unit (L&D) | Akron | Akron City Campus | H Tower | 2nd Floor | 2005-07-18 | Low
No | 025098 | Detectors, Blood Flow, Ultrasonic | BF4B - Bf4B Doppler | BS031852 | Medasonics | Wound Care Center | Akron | Akron City Campus | Wound Care Building | Ground Floor | 1999-10-20 | Low
No | 026821 | Detectors, Blood Flow, Ultrasonic | BF4B - Bf4B Doppler | BS048542 | Medasonics | Wound Care Center | Akron | Akron City Campus | Wound Care Building | Ground Floor | 2005-09-07 | Low
No | 035654 | Detectors, Blood Flow, Ultrasonic | BF4B - Bf4B Doppler | BS056236 | Medasonics | Wound Care Center | Akron | Akron City Campus | Wound Care Building | Ground Floor | 2017-08-31 | Low
No | 035655 | Detectors, Blood Flow, Ultrasonic | BF4B - Bf4B Doppler | BS56241 | Medasonics | Wound Care Center | Akron | Akron City Campus | Wound Care Building | Ground Floor | 2017-08-31 | Low
No | CE1287 | Detectors, Blood Flow, Ultrasonic | D 9 - | N666 | CooperSurgical | SCI - Echo Services - SB | Barberton | Barberton Campus | Summa Barberton Hospital | Ground Floor | 2009-04-01 | Low
No | 015673 | Detectors, Blood Flow, Ultrasonic | D10 - Doppler | EE351 | Medasonics | SCI - Noninvasive Vascular | Akron | Akron City Campus | Akron City Hospital | Ground Floor | 1998-02-01 | Low
No | 004003 | Detectors, Blood Flow, Ultrasonic | D500 - Doppler | 50160 | Arjo-Huntleigh | T3 - Medical Intensive Care Unit (MICU) | Akron | Akron City Campus | Critical Care Tower | 3rd Floor | 1989-06-28 | Low
No | 003689 | Detectors, Blood Flow, Ultrasonic | D900-P-USA/VP8 - D900 Mini Dopplex | D900X0540804-00 | Arjo-Huntleigh | H5 - Medical/Surgical Unit (MSU) | Akron | Akron City Campus | H Tower | 5th Floor | 2001-02-15 | Low
No | 007728 | Detectors, Blood Flow, Ultrasonic | D900-P-USA/VP8 - D900 Mini Dopplex | JR4-97-27817 | Arjo-Huntleigh | SAH - HomeCare | Akron | Corporate Campus | Corporate Center |  | 1997-12-23 | Low
No | 007745 | Detectors, Blood Flow, Ultrasonic | D900-P-USA/VP8 - D900 Mini Dopplex | JR4-97-27669 | Arjo-Huntleigh | SAH - HomeCare | Akron | Corporate Campus | Corporate Center |  | 1997-12-23 | Low
No | 010573 | Detectors, Blood Flow, Ultrasonic | D900-P-USA/VP8 - D900 Mini Dopplex | D900X0539586-00 | Arjo-Huntleigh | 5 West - Cardiac Progressive Care Unit (PCU) | Akron | Akron City Campus | Akron City Hospital | 5th Floor | 2000-10-18 | Low
No | 011137 | Detectors, Blood Flow, Ultrasonic | D900-P-USA/VP8 - D900 Mini Dopplex | JA4-98-31679 | Arjo-Huntleigh | SAH - HomeCare | Akron | Corporate Campus | Corporate Center |  | 1999-10-18 | Low
No | 014495 | Detectors, Blood Flow, Ultrasonic | D900-P-USA/VP8 - D900 Mini Dopplex | 900PX0106614-04 | Arjo-Huntleigh | SCI-Heart Rhythm Services | Akron | Akron City Campus | Akron City Hospital | 1st Floor | 2004-06-16 | Low
No | 017144 | Detectors, Blood Flow, Ultrasonic | D900-P-USA/VP8 - D900 Mini Dopplex | D900X0551092-02 | Arjo-Huntleigh | SCI-Cardiology Prep & Recovery | Akron | Akron City Campus | Akron City Hospital | 1st Floor | 2002-09-25 | Low
No | 017976 | Detectors, Blood Flow, Ultrasonic | D900-P-USA/VP8 - D900 Mini Dopplex | 900PX0103644-03 | Arjo-Huntleigh | SCI-Cardiac Cath Lab Svcs | Akron | Akron City Campus | Akron City Hospital | 1st Floor | 2004-01-13 | Low
No | 025930 | Detectors, Blood Flow, Ultrasonic | D900-P-USA/VP8 - D900 Mini Dopplex | KA5-98-29455 | Arjo-Huntleigh | Oncology | Akron | Akron City Campus | Cooper Cancer Center | 1st Floor | 2009-12-11 | Low
No | 027738 | Detectors, Blood Flow, Ultrasonic | D900-P-USA/VP8 - D900 Mini Dopplex | 900LX0149340-11 | Arjo-Huntleigh | Emergency Department (ED) - Wadsworth | Barberton | Wadsworth Campus | Wadsworth Emergency Bldg | Ground Floor | 2011-11-22 | Low
No | 029148 | Detectors, Blood Flow, Ultrasonic | D900-P-USA/VP8 - D900 Mini Dopplex | 900LX014889-11 | Arjo-Huntleigh | Emergency Department (ED) - ACH | Akron | Akron City Campus | Akron City Hospital | Ground Floor | 2012-01-19 | Low
No | 029149 | Detectors, Blood Flow, Ultrasonic | D900-P-USA/VP8 - D900 Mini Dopplex | 900LX0149357-11 | Arjo-Huntleigh | Emergency Department (ED) - ACH | Akron | Akron City Campus | Akron City Hospital | Ground Floor | 2012-01-19 | Low
No | 029150 | Detectors, Blood Flow, Ultrasonic | D900-P-USA/VP8 - D900 Mini Dopplex | 900LX0149497-11 | Arjo-Huntleigh | Emergency Department (ED) - ACH | Akron | Akron City Campus | Akron City Hospital | Ground Floor | 2012-01-19 | Low
No | 029151 | Detectors, Blood Flow, Ultrasonic | D900-P-USA/VP8 - D900 Mini Dopplex | 900LX0148940-11 | Arjo-Huntleigh | Emergency Department (ED) - ACH | Akron | Akron City Campus | Akron City Hospital | Ground Floor | 2012-01-19 | Low
No | 029152 | Detectors, Blood Flow, Ultrasonic | D900-P-USA/VP8 - D900 Mini Dopplex | 900LX0148938-11 | Arjo-Huntleigh | Emergency Department (ED) - ACH | Akron | Akron City Campus | Akron City Hospital | Ground Floor | 2012-01-19 | Low
No | 029153 | Detectors, Blood Flow, Ultrasonic | D900-P-USA/VP8 - D900 Mini Dopplex | 900LX0148939-11 | Arjo-Huntleigh | Emergency Department (ED) - ACH | Akron | Akron City Campus | Akron City Hospital | Ground Floor | 2012-01-19 | Low
No | 029451 | Detectors, Blood Flow, Ultrasonic | D900-P-USA/VP8 - D900 Mini Dopplex | 900LX0148955-11 | Arjo-Huntleigh | Clinical Decision Unit (CDU) - ACH | Akron | Akron City Campus | H Tower | Ground Floor | 2012-08-15 | Low
No | 029452 | Detectors, Blood Flow, Ultrasonic | D900-P-USA/VP8 - D900 Mini Dopplex | 900LX0148935-11 | Arjo-Huntleigh | Emergency Department (ED) - ACH | Akron | Akron City Campus | Akron City Hospital | Ground Floor | 2012-08-15 | Low
No | 029453 | Detectors, Blood Flow, Ultrasonic | D900-P-USA/VP8 - D900 Mini Dopplex | 900LX0149381-11 | Arjo-Huntleigh | H2 - Labor and Delivery Unit (L&D) | Akron | Akron City Campus | H Tower | 2nd Floor | 2012-08-15 | Low
No | 029454 | Detectors, Blood Flow, Ultrasonic | D900-P-USA/VP8 - D900 Mini Dopplex | 900LX0149342-11 | Arjo-Huntleigh | Emergency Department (ED) - ACH | Akron | Akron City Campus | Akron City Hospital | Ground Floor | 2012-08-15 | Low
No | 031339 | Detectors, Blood Flow, Ultrasonic | D900-P-USA/VP8 - D900 Mini Dopplex | 900LXD148899-11 | Arjo-Huntleigh | Emergency Department (ED) - Green | Barberton | Green Campus | Green Medical Center | Ground Floor | 2012-06-15 | Low
No | 032371 | Detectors, Blood Flow, Ultrasonic | D900-P-USA/VP8 - D900 Mini Dopplex | 900LX016 | Arjo-Huntleigh | 5 West - Cardiac Progressive Care Unit (PCU) | Akron | Akron City Campus | Akron City Hospital | 5th Floor | 2015-01-28 | Low
No | 038134 | Detectors, Blood Flow, Ultrasonic | D900-P-USA/VP8 - D900 Mini Dopplex | 900LX0151067-11 | Arjo-Huntleigh | Health Tech Mgmt - SB | Barberton | Barberton Campus | Summa Barberton Hospital | 5th Floor | 2019-12-16 | Low
No | 038425 | Detectors, Blood Flow, Ultrasonic | D900-P-USA/VP8 - D900 Mini Dopplex | 900LX0A30719-08 | Arjo-Huntleigh | 4 South - Medical/Surgical Unit (MSU) - SB | Barberton | Barberton Campus | Summa Barberton Hospital | 4th Floor | 2009-04-01 | Low
No | 038664 | Detectors, Blood Flow, Ultrasonic | D900-P-USA/VP8 - D900 Mini Dopplex | 900LX0A13855-06 | Arjo-Huntleigh | 2 East - Cardiac Progressive Care Unit (PCU) - SB | Barberton | Barberton Campus | Summa Barberton Hospital | 2nd Floor | 2009-04-01 | Low
No | 039484 | Detectors, Blood Flow, Ultrasonic | D900-P-USA/VP8 - D900 Mini Dopplex | 900LX17400121 | Arjo-Huntleigh | Barberton Wound Care Center | Barberton | Barberton Campus | Summa Barberton Hospital | Ground Floor | 2021-08-18 | Low
No | 039489 | Detectors, Blood Flow, Ultrasonic | D900-P-USA/VP8 - D900 Mini Dopplex | 900LX17622221 | Arjo-Huntleigh | Barberton Wound Care Center | Barberton | Barberton Campus | Summa Barberton Hospital | Ground Floor | 2021-10-26 | Low
No | 052003 | Detectors, Blood Flow, Ultrasonic | D900-P-USA/VP8 - D900 Mini Dopplex | (21)900LX14333817 | Arjo-Huntleigh | Sameday Surgery Center | Akron | Akron City Campus | H Tower | 1st Floor | 2017-09-22 | Low
No | 054491 | Detectors, Blood Flow, Ultrasonic | D900-P-USA/VP8 - D900 Mini Dopplex | 900lx14654517 | Arjo-Huntleigh | T2 - STN Intensive Care Unit (STN-ICU) | Akron | Akron City Campus | Critical Care Tower | 2nd Floor | 2017-12-14 | Low
No | 055284 | Detectors, Blood Flow, Ultrasonic | D900-P-USA/VP8 - D900 Mini Dopplex | 900LX0181386-16 | Arjo-Huntleigh | 1 Central - CV Progressive Care Unit (PCU) | Akron | Akron City Campus | Akron City Hospital | 1st Floor | 2016-10-17 | Low
No | 057639 | Detectors, Blood Flow, Ultrasonic | D900-P-USA/VP8 - D900 Mini Dopplex | 900LX15707619 | Arjo-Huntleigh | H6 - Surgical Progressive Care Unit (PCU) | Akron | Akron City Campus | H Tower | 6th Floor | 2019-05-28 | Low
No | 057640 | Detectors, Blood Flow, Ultrasonic | D900-P-USA/VP8 - D900 Mini Dopplex | 900LX15390618 | Arjo-Huntleigh | H6 - Surgical Progressive Care Unit (PCU) | Akron | Akron City Campus | H Tower | 6th Floor | 2019-05-28 | Low
No | 057641 | Detectors, Blood Flow, Ultrasonic | D900-P-USA/VP8 - D900 Mini Dopplex | 900LX15650719 | Arjo-Huntleigh | H5 - Medical/Surgical Unit (MSU) | Akron | Akron City Campus | H Tower | 5th Floor | 2019-05-28 | Low
No | 057642 | Detectors, Blood Flow, Ultrasonic | D900-P-USA/VP8 - D900 Mini Dopplex | 900LX15482018 | Arjo-Huntleigh | H5 - Medical/Surgical Unit (MSU) | Akron | Akron City Campus | H Tower | 5th Floor | 2019-05-28 | Low
No | 058909 | Detectors, Blood Flow, Ultrasonic | D900-P-USA/VP8 - D900 Mini Dopplex | (21)900LX15353718 | Arjo-Huntleigh | Operating Room | Akron | Akron City Campus | Akron City Hospital | 1st Floor | 2020-06-02 | Low
No | 060979 | Detectors, Blood Flow, Ultrasonic | D900-P-USA/VP8 - D900 Mini Dopplex | 900LX17752221 | Arjo-Huntleigh | T1 - CTV Intensive Care Unit (CTV-ICU) | Akron | Akron City Campus | Critical Care Tower | 1st Floor | 2021-11-11 | Low
No | 060980 | Detectors, Blood Flow, Ultrasonic | D900-P-USA/VP8 - D900 Mini Dopplex | 900LX17752321 | Arjo-Huntleigh | T1 - CTV Intensive Care Unit (CTV-ICU) | Akron | Akron City Campus | Critical Care Tower | 1st Floor | 2021-11-11 | Low
No | 060981 | Detectors, Blood Flow, Ultrasonic | D900-P-USA/VP8 - D900 Mini Dopplex | 900LX17751621 | Arjo-Huntleigh | T1 - CTV Intensive Care Unit (CTV-ICU) | Akron | Akron City Campus | Critical Care Tower | 1st Floor | 2021-11-11 | Low
No | 061265 | Detectors, Blood Flow, Ultrasonic | D900-P-USA/VP8 - D900 Mini Dopplex | 900LX17470721 | Arjo-Huntleigh | Operating Room | Akron | Akron City Campus | Akron City Hospital | 1st Floor | 2021-12-29 | Low
No | 061969 | Detectors, Blood Flow, Ultrasonic | D900-P-USA/VP8 - D900 Mini Dopplex | 900LX18379722 | Arjo-Huntleigh | 1 Central - CV Progressive Care Unit (PCU) | Akron | Akron City Campus | Akron City Hospital | 1st Floor | 2022-07-18 | Low
No | 062954 | Detectors, Blood Flow, Ultrasonic | D900-P-USA/VP8 - D900 Mini Dopplex | 900LX19116323 | Arjo-Huntleigh | Operating Room | Akron | Akron City Campus | Akron City Hospital | 1st Floor | 2023-05-03 13:00 | Low
No | 062955 | Detectors, Blood Flow, Ultrasonic | D900-P-USA/VP8 - D900 Mini Dopplex | 900LX19116923 | Arjo-Huntleigh | Operating Room | Akron | Akron City Campus | Akron City Hospital | 1st Floor | 2023-05-05 09:00 | Low
No | 062996 | Detectors, Blood Flow, Ultrasonic | D900-P-USA/VP8 - D900 Mini Dopplex | 900LX18333722 | Arjo-Huntleigh | Wound Care Center | Akron | Akron City Campus | Wound Care Building | Ground Floor | 2023-02-09 10:19 | Low
No | 062997 | Detectors, Blood Flow, Ultrasonic | D900-P-USA/VP8 - D900 Mini Dopplex | 05051968016799 | Arjo-Huntleigh | Wound Care Center | Akron | Akron City Campus | Wound Care Building | Ground Floor | 2023-02-09 10:19 | Low
No | 064708 | Detectors, Blood Flow, Ultrasonic | D900-P-USA/VP8 - D900 Mini Dopplex | D900120105424 | Arjo-Huntleigh | 4 North - Medical Unit | Akron | Akron City Campus | Akron City Hospital | 4th Floor | 2024-10-15 07:43 | Low
No | 064716 | Detectors, Blood Flow, Ultrasonic | D900-P-USA/VP8 - D900 Mini Dopplex | D900120131124 | Arjo-Huntleigh | 7 West - Respiratory Unit | Akron | Akron City Campus | Akron City Hospital | 7th Floor | 2024-10-30 12:18 | Low
No | CE5768 | Detectors, Blood Flow, Ultrasonic | D900-P-USA/VP8 - D900 Mini Dopplex | 900LXOA28708-08 | Arjo-Huntleigh | 1 East - Medical/Surgical Unit (MSU) - SB | Barberton | Barberton Campus | Summa Barberton Hospital | 1st Floor | 2009-04-01 | Low
No | CE5769 | Detectors, Blood Flow, Ultrasonic | D900-P-USA/VP8 - D900 Mini Dopplex | 900LXOA28412-08 | Arjo-Huntleigh | 4 South - Medical/Surgical Unit (MSU) - SB | Barberton | Barberton Campus | Summa Barberton Hospital | 4th Floor | 2009-04-01 | Low
No | CE7068 | Detectors, Blood Flow, Ultrasonic | D900-P-USA/VP8 - D900 Mini Dopplex | 900LX0151072-11 | Arjo-Huntleigh | 4 South - Medical/Surgical Unit (MSU) - SB | Barberton | Barberton Campus | Summa Barberton Hospital | 4th Floor | 2012-01-13 | Low
No | 062116 | Detectors, Blood Flow, Ultrasonic | D920 DOPPLEX - Doppler,Battery Fetal | (21)920LX12989022 | Arjo-Huntleigh | Family Medicine Center | Akron | Akron City Campus | 55 Arch | 3rd Floor | 2022-09-06 | Low
No | 004877 | Detectors, Blood Flow, Ultrasonic | Dopplex II - Doppler | MC4-97-11967 | Arjo-Huntleigh | T3 - Medical Intensive Care Unit (MICU) | Akron | Akron City Campus | Critical Care Tower | 3rd Floor | 1999-11-28 | Low
No | 010558 | Detectors, Blood Flow, Ultrasonic | Dopplex II - Doppler | MC4-97-11946 | Arjo-Huntleigh | 1 Central - CV Progressive Care Unit (PCU) | Akron | Akron City Campus | Akron City Hospital | 1st Floor | 2000-09-05 | Low
No | 024385 | Detectors, Blood Flow, Ultrasonic | Dopplex II - Doppler | MD2P30210810-07 | Arjo-Huntleigh | 6 West - Acute Care of the Elderly (ACE) Unit | Akron | Akron City Campus | Akron City Hospital | 6th Floor | 2008-02-07 | Low
No | 062985 | Detectors, Blood Flow, Ultrasonic | Dopplex II - Doppler | 900LX17465321 | Arjo-Huntleigh | Wound Care Center | Akron | Akron City Campus | Wound Care Building | Ground Floor | 2023-02-09 10:17 | Low
No | 062986 | Detectors, Blood Flow, Ultrasonic | Dopplex II - Doppler | 900LX17466521 | Arjo-Huntleigh | Wound Care Center | Akron | Akron City Campus | Wound Care Building | Ground Floor | 2023-02-09 10:18 | Low
No | 015148 | Detectors, Blood Flow, Ultrasonic | DP-M100 - Doppler, Battery Powered | 340 | Cook Medical Llc | Operating Room | Akron | Akron City Campus | Akron City Hospital | 1st Floor | 2004-02-24 | Low
No | 059430 | Detectors, Blood Flow, Ultrasonic | DP-M350 - Doppler Blood Flow Monitor Dp-M350 | LOT#N173606 | Cook Medical Llc | Operating Room | Akron | Akron City Campus | Akron City Hospital | 1st Floor | 2020-10-07 | Low
No | 059431 | Detectors, Blood Flow, Ultrasonic | DP-M350 - Doppler Blood Flow Monitor Dp-M350 | Lot#N173642 | Cook Medical Llc | Operating Room | Akron | Akron City Campus | Akron City Hospital | 1st Floor | 2020-10-07 | Low
No | 060550 | Detectors, Blood Flow, Ultrasonic | DP-M350 - Doppler Blood Flow Monitor Dp-M350 | DP-M350 | Cook Medical Llc | Operating Room | Akron | Akron City Campus | Akron City Hospital | 1st Floor | 2021-08-16 | Low
No | 062966 | Detectors, Blood Flow, Ultrasonic | DP-M350 - Doppler Blood Flow Monitor Dp-M350 | none | Cook Medical Llc | Operating Room | Akron | Akron City Campus | Akron City Hospital | 1st Floor | 2023-06-23 07:53 | Low
No | 038103 | Detectors, Blood Flow, Ultrasonic | ES 100 VX - | 13110131 | Koventech | Barberton Wound Care Center | Barberton | Barberton Campus | Summa Barberton Hospital | Ground Floor | 2014-06-06 | Low
No | 038104 | Detectors, Blood Flow, Ultrasonic | ES 100 VX - | 15070394 | Koventech | Barberton Wound Care Center | Barberton | Barberton Campus | Summa Barberton Hospital | Ground Floor | 2014-06-06 | Low
No | 038808 | Detectors, Blood Flow, Ultrasonic | ES 100 VX - | 13110074 | Koventech | Barberton Wound Care Center | Barberton | Barberton Campus | Summa Barberton Hospital | Ground Floor | 2020-10-13 | Low
No | 038864 | Detectors, Blood Flow, Ultrasonic | ES 100 VX - | 07050056 | Koventech | Angiography - SB | Barberton | Barberton Campus | Summa Barberton Hospital | 2nd Floor | 2009-04-01 | Low
No | CE5087 | Detectors, Blood Flow, Ultrasonic | ES 100 VX - | R04090030 | Koventech | Operating Room - SB | Barberton | Barberton Campus | Summa Barberton Hospital | 2nd Floor | 2009-04-01 | Low
No | CE5089 | Detectors, Blood Flow, Ultrasonic | ES 100 VX - | R04090029 | Koventech | Operating Room - SB | Barberton | Barberton Campus | Summa Barberton Hospital | 2nd Floor | 2009-04-01 | Low
No | CE7170 | Detectors, Blood Flow, Ultrasonic | ES 100 VX - | 13110052 | Koventech | Barberton Wound Care Center | Barberton | Barberton Campus | Summa Barberton Hospital | Ground Floor | 2014-06-06 | Low
No | 039418 | Detectors, Blood Flow, Ultrasonic | ES 100 X - Surgical Doppler | R14060053 | Koventech | Operating Room - SB | Barberton | Barberton Campus | Summa Barberton Hospital | 2nd Floor | 2014-09-11 | Low
No | 058513 | Detectors, Blood Flow, Ultrasonic | ES 100 X - Surgical Doppler | R19090047 | Koventech | Operating Room | Akron | Akron City Campus | Akron City Hospital | 1st Floor | 2019-11-19 | Low
No | 058514 | Detectors, Blood Flow, Ultrasonic | ES 100 X - Surgical Doppler | R19090048 | Koventech | Operating Room | Akron | Akron City Campus | Akron City Hospital | 1st Floor | 2019-11-19 | Low
No | 058515 | Detectors, Blood Flow, Ultrasonic | ES 100 X - Surgical Doppler | R19090049 | Koventech | Operating Room | Akron | Akron City Campus | Akron City Hospital | 1st Floor | 2019-11-19 | Low
No | 058517 | Detectors, Blood Flow, Ultrasonic | ES 100 X - Surgical Doppler | R19090051 | Koventech | Operating Room | Akron | Akron City Campus | Akron City Hospital | 1st Floor | 2019-11-19 | Low
No | 058520 | Detectors, Blood Flow, Ultrasonic | ES 100 X - Surgical Doppler | R19020033 | Koventech | Operating Room | Akron | Akron City Campus | Akron City Hospital | 1st Floor | 2019-11-19 | Low
No | 058521 | Detectors, Blood Flow, Ultrasonic | ES 100 X - Surgical Doppler | R19020040 | Koventech | Operating Room | Akron | Akron City Campus | Akron City Hospital | 1st Floor | 2019-11-19 | Low
No | 058522 | Detectors, Blood Flow, Ultrasonic | ES 100 X - Surgical Doppler | R19010060 | Koventech | Operating Room | Akron | Akron City Campus | Akron City Hospital | 1st Floor | 2019-11-19 | Low
No | 058523 | Detectors, Blood Flow, Ultrasonic | ES 100 X - Surgical Doppler | R19020018 | Koventech | Operating Room | Akron | Akron City Campus | Akron City Hospital | 1st Floor | 2019-11-19 | Low
No | 058524 | Detectors, Blood Flow, Ultrasonic | ES 100 X - Surgical Doppler | R19020023 | Koventech | Operating Room | Akron | Akron City Campus | Akron City Hospital | 1st Floor | 2020-01-29 | Low
No | 060546 | Detectors, Blood Flow, Ultrasonic | ES 100 X - Surgical Doppler | B21060096 | Koventech | Operating Room | Akron | Akron City Campus | Akron City Hospital | 1st Floor | 2021-08-10 | Low
No | 060547 | Detectors, Blood Flow, Ultrasonic | ES 100 X - Surgical Doppler | B21060095 | Koventech | Operating Room | Akron | Akron City Campus | Akron City Hospital | 1st Floor | 2021-08-10 | Low
No | 060548 | Detectors, Blood Flow, Ultrasonic | ES 100 X - Surgical Doppler | B21060098 | Koventech | Operating Room | Akron | Akron City Campus | Akron City Hospital | 1st Floor | 2021-08-10 | Low
No | 060549 | Detectors, Blood Flow, Ultrasonic | ES 100 X - Surgical Doppler | B21060097 | Koventech | Operating Room | Akron | Akron City Campus | Akron City Hospital | 1st Floor | 2021-08-10 | Low
No | 063190 | Detectors, Blood Flow, Ultrasonic | ES 100 X - Surgical Doppler | B23080052 | Koventech | Operating Room | Akron | Akron City Campus | Akron City Hospital | 1st Floor | 2023-09-21 08:45 | Low
No | 101-22404 | Detectors, Blood Flow, Ultrasonic | ES 100 X - Surgical Doppler | R17060035 | Koventech | Operating Room - SW | Barberton | Wadsworth Campus | Wadsworth-Rittman Medical Center | 1st Floor | 2017-10-06 | Low
No | CE4687 | Detectors, Blood Flow, Ultrasonic | ES 100 X - Surgical Doppler | 000117352 | Koventech | Operating Room - SB | Barberton | Barberton Campus | Summa Barberton Hospital | 2nd Floor | 2009-04-01 | Low
No | CE7256 | Detectors, Blood Flow, Ultrasonic | ES 100 X - Surgical Doppler | E14100034 | Koventech | Operating Room - SB | Barberton | Barberton Campus | Summa Barberton Hospital | 2nd Floor | 2015-01-22 | Low
No | CE4510 | Detectors, Blood Flow, Ultrasonic | IMEX Free Dop | 115682 | Natus Medical | Intensive Care Unit (ICU) - SB | Barberton | Barberton Campus | Summa Barberton Hospital | 2nd Floor | 2009-04-01 | Low
No | 039030 | Detectors, Blood Flow, Ultrasonic | L300AC - | LL002023 | Summit Doppler | Intensive Care Unit (ICU) - SB | Barberton | Barberton Campus | Summa Barberton Hospital | 2nd Floor | 2012-09-04 | Low
No | 070201 | Detectors, Blood Flow, Ultrasonic | L300AC - | 2023040011 | Summit Doppler | Park West Therapy | Barberton | White Pond Campus | White Pond Medical Center | 2nd Floor | 2023-09-12 14:17 | Low
No | 029706 | Detectors, Blood Flow, Ultrasonic | L450VA - Vista ABI | 01150964 | Wallach Surgical Devices | SCI - Noninvasive Vascular | Akron | Akron City Campus | Akron City Hospital | Ground Floor | 2015-04-28 | Low
No | 043160 | Detectors, Blood Flow, Ultrasonic | LUS-D900-VP8XS | 900LX18795322 | Arjo-Huntleigh | Emergency Department (ED) - SBH | Barberton | Barberton Campus | Summa Barberton Hospital | Ground Floor | 2023-01-05 12:40 | Low
No | 004876 | Detectors, Blood Flow, Ultrasonic | MD1 - Doppler | HABDZ-04956 | Arjo-Huntleigh | T2 - STN Intensive Care Unit (STN-ICU) | Akron | Akron City Campus | Critical Care Tower | 2nd Floor | 1990-01-01 | Low
No | 010255 | Detectors, Blood Flow, Ultrasonic | MD1 - Doppler | HAAD2-04748 | Arjo-Huntleigh | Emergency Department (ED) - ACH | Akron | Akron City Campus | Akron City Hospital | Ground Floor | 1993-03-01 | Low
No | 007727 | Detectors, Blood Flow, Ultrasonic | MD2 - Dopplex Md2 | JR4-28494 | Arjo-Huntleigh | SAH - HomeCare | Akron | Corporate Campus | Corporate Center |  | 1997-12-23 | Low
No | 010077 | Detectors, Blood Flow, Ultrasonic | MD2 - Dopplex Md2 | MCHG3-07290 | Arjo-Huntleigh | Emergency Department (ED) - ACH | Akron | Akron City Campus | Akron City Hospital | Ground Floor | 1998-11-03 | Low
No | 010078 | Detectors, Blood Flow, Ultrasonic | MD2 - Dopplex Md2 | MCLF3-06787 | Arjo-Huntleigh | Emergency Department (ED) - ACH | Akron | Akron City Campus | Akron City Hospital | Ground Floor | 1998-11-03 | Low
No | 010108 | Detectors, Blood Flow, Ultrasonic | MD2 - Dopplex Md2 | MC4-97-11939 | Arjo-Huntleigh | 7 West - Respiratory Unit | Akron | Akron City Campus | Akron City Hospital | 7th Floor | 1998-11-10 | Low
No | 010148 | Detectors, Blood Flow, Ultrasonic | MD2 - Dopplex Md2 | MC4-99-14192 | Arjo-Huntleigh | H5 - Medical/Surgical Unit (MSU) | Akron | Akron City Campus | H Tower | 5th Floor | 1999-03-30 | Low
No | 014309 | Detectors, Blood Flow, Ultrasonic | MD2 - Dopplex Md2 | MD2P30101207-03 | Arjo-Huntleigh | T1 - CTV Intensive Care Unit (CTV-ICU) | Akron | Akron City Campus | Critical Care Tower | 1st Floor | 2003-05-29 | Low
No | 014316 | Detectors, Blood Flow, Ultrasonic | MD2 - Dopplex Md2 | MD2P30100516-03 | Arjo-Huntleigh | Virtual Care Simulation Lab | Akron | Akron City Campus | Akron City Hospital | 1st Floor | 2003-06-24 | Low
No | 014409 | Detectors, Blood Flow, Ultrasonic | MD2 - Dopplex Md2 | MDP2P30102287-04 | Arjo-Huntleigh | 3 West - Trauma/Neuro Progressive Care Unit (PCU) | Akron | Akron City Campus | Akron City Hospital | 3rd Floor | 2004-04-30 | Low
No | 014721 | Detectors, Blood Flow, Ultrasonic | MD2 - Dopplex Md2 | MD2P30207740-06 | Arjo-Huntleigh | 1 Central - CV Progressive Care Unit (PCU) | Akron | Akron City Campus | Akron City Hospital | 1st Floor | 2006-12-20 | Low
No | 015943 | Detectors, Blood Flow, Ultrasonic | MD2 - Dopplex Md2 | MD203980-04 | Arjo-Huntleigh | T2 - STN Intensive Care Unit (STN-ICU) | Akron | Akron City Campus | Critical Care Tower | 2nd Floor | 2004-12-27 | Low
No | 015944 | Detectors, Blood Flow, Ultrasonic | MD2 - Dopplex Md2 | MD2P3020396-04 | Arjo-Huntleigh | T2 - STN Intensive Care Unit (STN-ICU) | Akron | Akron City Campus | Critical Care Tower | 2nd Floor | 2004-12-27 | Low
No | 017664 | Detectors, Blood Flow, Ultrasonic | MD2 - Dopplex Md2 | MD2P30101324-03 | Arjo-Huntleigh | Emergency Department (ED) - ACH | Akron | Akron City Campus | Akron City Hospital | Ground Floor | 2003-08-12 | Low
No | 017729 | Detectors, Blood Flow, Ultrasonic | MD2 - Dopplex Md2 | MD2P30101695-03 | Arjo-Huntleigh | PACU | Akron | Akron City Campus | Akron City Hospital | 1st Floor | 2003-11-25 | Low
No | 018691 | Detectors, Blood Flow, Ultrasonic | MD2 - Dopplex Md2 | MD2P30101223-03 | Arjo-Huntleigh | 5 East - Observation Unit | Akron | Akron City Campus | Akron City Hospital | 5th Floor | 2003-06-03 | Low
No | 019179 | Detectors, Blood Flow, Ultrasonic | MD2 - Dopplex Md2 | MD2.30420197-02 | Arjo-Huntleigh | 1 Central - CV Progressive Care Unit (PCU) | Akron | Akron City Campus | Akron City Hospital | 1st Floor | 2002-05-17 | Low
No | 021146 | Detectors, Blood Flow, Ultrasonic | MD2 - Dopplex Md2 | MD2P30204851-05 | Arjo-Huntleigh | T3 - Medical Intensive Care Unit (MICU) | Akron | Akron City Campus | Critical Care Tower | 3rd Floor | 2005-09-06 | Low
No | 021147 | Detectors, Blood Flow, Ultrasonic | MD2 - Dopplex Md2 | MD2P30204856-05 | Arjo-Huntleigh | T3 - Medical Intensive Care Unit (MICU) | Akron | Akron City Campus | Critical Care Tower | 3rd Floor | 2005-09-06 | Low
No | 022397 | Detectors, Blood Flow, Ultrasonic | MD2 - Dopplex Md2 | MD2P30206498-05 | Arjo-Huntleigh | 3 West - Trauma/Neuro Progressive Care Unit (PCU) | Akron | Akron City Campus | Akron City Hospital | 3rd Floor | 2006-02-09 | Low
No | 022398 | Detectors, Blood Flow, Ultrasonic | MD2 - Dopplex Md2 | MD2P30206500-05 | Arjo-Huntleigh | T3 - Medical Intensive Care Unit (MICU) | Akron | Akron City Campus | Critical Care Tower | 3rd Floor | 2006-02-09 | Low
No | 023808 | Detectors, Blood Flow, Ultrasonic | MD2 - Dopplex Md2 | MD2P30212389-08 | Arjo-Huntleigh | 5 North - Acuity Adaptable Unit (AAU) | Akron | Akron City Campus | Akron City Hospital | 4th Floor | 2008-08-12 | Low
No | 023809 | Detectors, Blood Flow, Ultrasonic | MD2 - Dopplex Md2 | MD2P30212387-08 | Arjo-Huntleigh | 5 North - Acuity Adaptable Unit (AAU) | Akron | Akron City Campus | Akron City Hospital | 4th Floor | 2008-08-12 | Low
No | 026024 | Detectors, Blood Flow, Ultrasonic | MD2 - Dopplex Md2 | MD2P30213662-08 | Arjo-Huntleigh | PACU | Akron | Akron City Campus | Akron City Hospital | 1st Floor | 2009-05-12 | Low
No | 026623 | Detectors, Blood Flow, Ultrasonic | MD2 - Dopplex Md2 | MD2P30210987-08 | Arjo-Huntleigh | 4 West - CPI Progressive Care Unit (CPI-PCU) | Akron | Akron City Campus | Akron City Hospital | 4th Floor | 2008-04-02 | Low
No | 027138 | Detectors, Blood Flow, Ultrasonic | MD2 - Dopplex Md2 | MD2P30214785-09 | Arjo-Huntleigh | 3 West - Trauma/Neuro Progressive Care Unit (PCU) | Akron | Akron City Campus | Akron City Hospital | 3rd Floor | 2010-02-26 | Low
No | 027139 | Detectors, Blood Flow, Ultrasonic | MD2 - Dopplex Md2 | MD2P30213977-08 | Arjo-Huntleigh | Emergency Department (ED) - ACH | Akron | Akron City Campus | Akron City Hospital | Ground Floor | 2010-02-26 | Low
No | 028114 | Detectors, Blood Flow, Ultrasonic | MD2 - Dopplex Md2 | SNMD2P302 13977-08 | Arjo-Huntleigh | 3 West - Trauma/Neuro Progressive Care Unit (PCU) | Akron | Akron City Campus | Akron City Hospital | 3rd Floor | 2011-09-15 | Low
No | 034926 | Detectors, Blood Flow, Ultrasonic | MD2 - Dopplex Md2 | md2p30523644-11 | Arjo-Huntleigh | T3 - Medical Intensive Care Unit (MICU) | Akron | Akron City Campus | Critical Care Tower | 3rd Floor | 2015-11-09 | Low
No | 050841 | Detectors, Blood Flow, Ultrasonic | MD2 - Dopplex Md2 | MC4-97-11987 | Arjo-Huntleigh | Emergency Department (ED) - ACH | Akron | Akron City Campus | Akron City Hospital | Ground Floor | 1998-02-01 | Low
No | 025786 | Detectors, Blood Flow, Ultrasonic | MD2/SD2 - Multi / Super Dopplex Ii | MD2P30214072-09 | Arjo-Huntleigh | T1 - CTV Intensive Care Unit (CTV-ICU) | Akron | Akron City Campus | Critical Care Tower | 1st Floor | 2009-03-20 | Low
No | 030137 | Detectors, Blood Flow, Ultrasonic | MD2/SD2 - Multi / Super Dopplex Ii | SD2P30410864-12 | Arjo-Huntleigh | 7 West - Respiratory Unit | Akron | Akron City Campus | Akron City Hospital | 7th Floor | 2012-10-08 | Low
No | 030346 | Detectors, Blood Flow, Ultrasonic | MD2/SD2 - Multi / Super Dopplex Ii | SD2P30411190-12 | Arjo-Huntleigh | SCI - Noninvasive Vascular | Akron | Akron City Campus | Akron City Hospital | Ground Floor | 2013-08-12 | Low
No | CE7115 | Detectors, Blood Flow, Ultrasonic | MD2/SD2 - Multi / Super Dopplex Ii | SD2P30411897-13 | Arjo-Huntleigh | Sameday Surgery Center - SB | Barberton | Barberton Campus | Summa Barberton Hospital | 2nd Floor | 2014-01-20 | Low
No | CE7116 | Detectors, Blood Flow, Ultrasonic | MD2/SD2 - Multi / Super Dopplex Ii | SD2P30411687-13 | Arjo-Huntleigh | PACU - SB | Barberton | Barberton Campus | Summa Barberton Hospital | 2nd Floor | 2014-01-20 | Low
No | 024623 | Detectors, Blood Flow, Ultrasonic | MD2+ - Dopplex Md2+ | MD2P30209484-07 | Arjo-Huntleigh | T1 - CTV Intensive Care Unit (CTV-ICU) | Akron | Akron City Campus | Critical Care Tower | 1st Floor | 2007-11-14 | Low
No | 051597 | Detectors, Blood Flow, Ultrasonic | MD21100065 - | (21)MD2P351637917 | Arjo-Huntleigh | 5 North - Acuity Adaptable Unit (AAU) | Akron | Akron City Campus | Akron City Hospital | 4th Floor | 2017-03-24 | Low
No | 101-55555 | Detectors, Blood Flow, Ultrasonic | MD21100065 - | md230415729-99 | Arjo-Huntleigh | Emergency Department (ED) - Wadsworth | Barberton | Wadsworth Campus | Wadsworth Emergency Bldg | Ground Floor | 2008-05-08 | Low
No | 029697 | Detectors, Blood Flow, Ultrasonic | MD6 - Doppler | 10111349 | D.E. Hokanson, Inc. | SCI - Noninvasive Vascular | Akron | Akron City Campus | Akron City Hospital | Ground Floor | 2014-10-23 | Low
No | CE3629 | Detectors, Blood Flow, Ultrasonic | PocketDop 2 | 91360 | Natus Medical | Emergency Department (ED) - SBH | Barberton | Barberton Campus | Summa Barberton Hospital | Ground Floor | 2009-04-01 | Low
No | CE3683 | Detectors, Blood Flow, Ultrasonic | PocketDop 2 | 93043 | Natus Medical | Ultrasound - SB | Barberton | Barberton Campus | Summa Barberton Hospital | Ground Floor | 2009-04-01 | Low
No | CE4817 | Detectors, Blood Flow, Ultrasonic | PocketDop 2 | X21875 | Natus Medical | Angiography - SB | Barberton | Barberton Campus | Summa Barberton Hospital | 2nd Floor | 2009-04-01 | Low
No | 034995 | Detectors, Blood Flow, Ultrasonic | SD2 - Dopplex Sd2 | SD2P340806116 | Arjo-Huntleigh | T3 - Medical Intensive Care Unit (MICU) | Akron | Akron City Campus | Critical Care Tower | 3rd Floor | 2017-03-09 | Low
No | 034996 | Detectors, Blood Flow, Ultrasonic | SD2 - Dopplex Sd2 | SD2P340835616 | Arjo-Huntleigh | T3 - Medical Intensive Care Unit (MICU) | Akron | Akron City Campus | Critical Care Tower | 3rd Floor | 2017-03-09 | Low
No | 034997 | Detectors, Blood Flow, Ultrasonic | SD2 - Dopplex Sd2 | SD2P30414867-16 | Arjo-Huntleigh | T3 - Medical Intensive Care Unit (MICU) | Akron | Akron City Campus | Critical Care Tower | 3rd Floor | 2017-03-09 | Low
No | 050221 | Detectors, Blood Flow, Ultrasonic | SD2 - Dopplex Sd2 | (21)SD2P341228819 | Arjo-Huntleigh | PACU | Akron | Akron City Campus | Akron City Hospital | 1st Floor | 2019-04-16 | Low
No | 051895 | Detectors, Blood Flow, Ultrasonic | SD2 - Dopplex Sd2 | SD2P340837016 | Arjo-Huntleigh | T1 - CTV Intensive Care Unit (CTV-ICU) | Akron | Akron City Campus | Critical Care Tower | 1st Floor | 2017-03-23 | Low
No | 051896 | Detectors, Blood Flow, Ultrasonic | SD2 - Dopplex Sd2 | SD2P340843517 | Arjo-Huntleigh | T1 - CTV Intensive Care Unit (CTV-ICU) | Akron | Akron City Campus | Critical Care Tower | 1st Floor | 2017-03-23 | Low
No | 051897 | Detectors, Blood Flow, Ultrasonic | SD2 - Dopplex Sd2 | SD2P340855617 | Arjo-Huntleigh | T1 - CTV Intensive Care Unit (CTV-ICU) | Akron | Akron City Campus | Critical Care Tower | 1st Floor | 2017-03-23 | Low
No | 054486 | Detectors, Blood Flow, Ultrasonic | SD2 - Dopplex Sd2 | SD2P340966217 | Arjo-Huntleigh | T2 - STN Intensive Care Unit (STN-ICU) | Akron | Akron City Campus | Critical Care Tower | 2nd Floor | 2017-12-11 | Low
No | 059026 | Detectors, Blood Flow, Ultrasonic | SD2 - Dopplex Sd2 | SD2P340845117 | Arjo-Huntleigh | SCI - Cardio & Pulm Rehab | Akron | Akron City Campus | 95 Arch | Ground Floor | 2020-04-13 | Low
No | 059349 | Detectors, Blood Flow, Ultrasonic | SD2 - Dopplex Sd2 | SD2P341204018 | Arjo-Huntleigh | Angiography | Akron | Akron City Campus | Akron City Hospital | 2nd Floor | 2020-11-05 | Low
No | 059350 | Detectors, Blood Flow, Ultrasonic | SD2 - Dopplex Sd2 | SD2P341092618 | Arjo-Huntleigh | Angiography | Akron | Akron City Campus | Akron City Hospital | 2nd Floor | 2020-11-05 | Low
No | 035468 | Detectors, Blood Flow, Ultrasonic | SD21100065 - Doppler, Hand Held, Battery | (21)SD2P340838316 | Arjo-Huntleigh | T2 - STN Intensive Care Unit (STN-ICU) | Akron | Akron City Campus | Critical Care Tower | 2nd Floor | 2017-03-07 | Low
No | 035469 | Detectors, Blood Flow, Ultrasonic | SD21100065 - Doppler, Hand Held, Battery | (21)SD2P340838116 | Arjo-Huntleigh | T2 - STN Intensive Care Unit (STN-ICU) | Akron | Akron City Campus | Critical Care Tower | 2nd Floor | 2017-03-07 | Low
No | 024605 | Detectors, Blood Flow, Ultrasonic | Smart Needle - Doppler, Needle Guide | C072607H | Cardiovascular Dynamics | SCI-Cardiac Cath Lab Svcs | Akron | Akron City Campus | Akron City Hospital | 1st Floor | 2007-09-27 | Low
No | 037512 | Detectors, Blood Flow, Ultrasonic | SonoTrax Basic A - Sonotrax Series Ultrasonic Pocket Doppler | 461022-M21B13480058 | Edan Instruments | Pain Management Clinic - SW | Barberton | Wadsworth Campus | Founder's Hall | Ground Floor | 2022-08-08 | Low
No | 057289 | Detectors, Blood Flow, Ultrasonic | SonoTrax Basic A - Sonotrax Series Ultrasonic Pocket Doppler | 304124-M19206540072 | Edan Instruments | Summa Rehab Hospital | Akron | Akron City Campus | Summa Rehab Hospital |  | 2019-08-21 | Low
No | 015521 | Detectors, Blood Flow, Ultrasonic, Cranial | VT-1 | 8495-026 | Mizuho OSI | Operating Room | Akron | Akron City Campus | Akron City Hospital | 1st Floor | 2005-05-24 | High
No | 101-20981 | Detectors, Fetal Heart, Ultrasonic | 101-0300-010 - First Beat W/Rate Display | FB09009 | Medasonics | Emergency Department (ED) - Wadsworth | Barberton | Wadsworth Campus | Wadsworth Emergency Bldg | Ground Floor | 2010-06-10 | Low
No | 101-20982 | Detectors, Fetal Heart, Ultrasonic | 101-0300-010 - First Beat W/Rate Display | FB09006 | Medasonics | Emergency Department (ED) - Wadsworth | Barberton | Wadsworth Campus | Wadsworth Emergency Bldg | Ground Floor | 2010-06-10 | Low
No | 101-20983 | Detectors, Fetal Heart, Ultrasonic | 101-0300-010 - First Beat W/Rate Display | FB09002 | Medasonics | Emergency Department (ED) - Wadsworth | Barberton | Wadsworth Campus | Wadsworth Emergency Bldg | Ground Floor | 2010-06-10 | Low
No | CE3078 | Detectors, Fetal Heart, Ultrasonic | 611-L - 611-L Obstetrical Doppler | 038834 | Parks Medical Electronics | Emergency Department (ED) - SBH | Barberton | Barberton Campus | Summa Barberton Hospital | Ground Floor | 2009-04-01 | Low
No | CE1064 | Detectors, Fetal Heart, Ultrasonic | 641-A - 641-A Obstetrical Doppler | Unknown | Parks Medical Electronics | Nursery - SB | Barberton | Barberton Campus | Summa Barberton Hospital | 3rd Floor | 2009-04-01 | Low
No | CE3223 | Detectors, Fetal Heart, Ultrasonic | 641-A - 641-A Obstetrical Doppler | Unknown | Parks Medical Electronics | Nursery - SB | Barberton | Barberton Campus | Summa Barberton Hospital | 3rd Floor | 2009-04-01 | Low
No | CE5371 | Detectors, Fetal Heart, Ultrasonic | 641-A - 641-A Obstetrical Doppler | 10001032 | Parks Medical Electronics | Nursery - SB | Barberton | Barberton Campus | Summa Barberton Hospital | 3rd Floor | 2009-04-01 | Low
No | 059301 | Detectors, Fetal Heart, Ultrasonic | BT-220C - Fetal Doppler / Acoustic Stimulator | BGKA0098 | Bistos America | H2 - Labor and Delivery Unit (L&D) | Akron | Akron City Campus | H Tower | 2nd Floor | 2020-09-10 | Low
No | 060705 | Detectors, Fetal Heart, Ultrasonic | BT-220C - Fetal Doppler / Acoustic Stimulator | BGJ60099 | Bistos America | H2 - Labor and Delivery Unit (L&D) | Akron | Akron City Campus | H Tower | 2nd Floor | 2021-11-29 | Low
No | 060706 | Detectors, Fetal Heart, Ultrasonic | BT-220C - Fetal Doppler / Acoustic Stimulator | BGKB0023 | Bistos America | H2 - Labor and Delivery Unit (L&D) | Akron | Akron City Campus | H Tower | 2nd Floor | 2021-11-29 | Low
No | 060707 | Detectors, Fetal Heart, Ultrasonic | BT-220C - Fetal Doppler / Acoustic Stimulator | BJKC0050 | Bistos America | H2 - Labor and Delivery Unit (L&D) | Akron | Akron City Campus | H Tower | 2nd Floor | 2021-11-29 | Low
No | 060708 | Detectors, Fetal Heart, Ultrasonic | BT-220C - Fetal Doppler / Acoustic Stimulator | BJL20121 | Bistos America | H2 - Labor and Delivery Unit (L&D) | Akron | Akron City Campus | H Tower | 2nd Floor | 2021-11-29 | Low
No | 064377 | Detectors, Fetal Heart, Ultrasonic | BT-220C - Fetal Doppler / Acoustic Stimulator | BJK20051 | Bistos America | H2 - Perinatal Unit | Akron | Akron City Campus | H Tower | 2nd Floor | 2024-11-14 | Low
No | 058057 | Detectors, Fetal Heart, Ultrasonic | CT250 - Cleartone | CC002789 | CooperSurgical | Barberton OB/GYN | Barberton | Barberton Campus | Tuscora Park Pavilion | Ground Floor | 2019-09-04 | Low
No | 058067 | Detectors, Fetal Heart, Ultrasonic | CT250 - Cleartone | CC004360 | CooperSurgical | Wadsworth OB/GYN | Barberton | Wadsworth Campus | Founder's Hall | 3rd Floor | 2019-09-04 | Low
No | 060220 | Detectors, Fetal Heart, Ultrasonic | CT250 - Cleartone | 04130675 | CooperSurgical | SHMG OB/GYN - Springfield | Akron | Non-Campus Sites | Springfield OBGYN | Ground Floor | 2024-10-22 07:47 | Low
No | CE5822 | Detectors, Fetal Heart, Ultrasonic | CT250 - Cleartone | CC002826 | CooperSurgical | Family Practice Center - SB | Barberton | Barberton Campus | Summa Barberton Hospital | 1st Floor | 2009-04-01 | Low
No | CE5836 | Detectors, Fetal Heart, Ultrasonic | CT250 - Cleartone | CC003115 | CooperSurgical | Nursery - SB | Barberton | Barberton Campus | Summa Barberton Hospital | 3rd Floor | 2009-04-01 | Low
No | CE6427 | Detectors, Fetal Heart, Ultrasonic | CT250 - Cleartone | CC005990 | CooperSurgical | Nursery - SB | Barberton | Barberton Campus | Summa Barberton Hospital | 3rd Floor | 2011-12-14 | Low
No | CE7684 | Detectors, Fetal Heart, Ultrasonic | CT250 - Cleartone | 2015100251 | CooperSurgical | Family Practice Center - SB | Barberton | Barberton Campus | Summa Barberton Hospital | 1st Floor | 2016-05-05 | Low
No | 022146 | Detectors, Fetal Heart, Ultrasonic | D920 - D920 Fetal Dopplex | JR4-97-28348 | Arjo-Huntleigh | SAH - HomeCare | Akron | Corporate Campus | Corporate Center |  | 1997-12-23 | Low
No | 033208 | Detectors, Fetal Heart, Ultrasonic | D920 - D920 Fetal Dopplex | JACD1-01432 | Arjo-Huntleigh | Women's Health Center | Akron | Akron City Campus | 75 Arch | Basement | 2016-03-16 | Low
No | 070600 | Detectors, Fetal Heart, Ultrasonic | Elite 200 | ECD1398 | Imex | Barberton OB/GYN | Barberton | Barberton Campus | Tuscora Park Pavilion | Ground Floor | 2024-08-26 13:16 | Low
No | 058086 | Detectors, Fetal Heart, Ultrasonic | Elite 200 | ECL0235 | Natus Medical | Barberton OB/GYN | Barberton | Barberton Campus | Tuscora Park Pavilion | Ground Floor | 2019-09-05 | Low
No | 003894 | Detectors, Fetal Heart, Ultrasonic | FD1 - Fd1 Fetal Dopplex | FALB2-09482 | Arjo-Huntleigh | H4 - Mother/Baby Unit | Akron | Akron City Campus | H Tower | 4th Floor | 1994-03-23 | Low
No | 062682 | Detectors, Fetal Heart, Ultrasonic | FD1 - Fd1 Fetal Dopplex | FD1PX35136921 | Arjo-Huntleigh | Family Medicine Center | Akron | Akron City Campus | 55 Arch | 3rd Floor | 2022-12-22 09:37 | Low
No | 000876 | Detectors, Fetal Heart, Ultrasonic | FD1+ | FA07-97-71548 | Arjo-Huntleigh | Women's Health Center | Akron | Akron City Campus | 75 Arch | Basement | 1997-12-15 | Low
No | 000877 | Detectors, Fetal Heart, Ultrasonic | FD1+ | FA07-97-71705 | Arjo-Huntleigh | Women's Health Center | Akron | Akron City Campus | 75 Arch | Basement | 1997-12-15 | Low
No | 000878 | Detectors, Fetal Heart, Ultrasonic | FD1+ | FA07-97-71690 | Arjo-Huntleigh | Women's Health Center | Akron | Akron City Campus | 75 Arch | Basement | 1997-12-15 | Low
No | 003671 | Detectors, Fetal Heart, Ultrasonic | FD1+ | FA07-97-71472 | Arjo-Huntleigh | Women's Health Center | Akron | Akron City Campus | 75 Arch | Basement | 1997-12-15 | Low
No | 003855 | Detectors, Fetal Heart, Ultrasonic | FD1+ | Unknown | Arjo-Huntleigh | H4 - Mother/Baby Unit | Akron | Akron City Campus | H Tower | 4th Floor | 2001-10-05 | Low
No | 003856 | Detectors, Fetal Heart, Ultrasonic | FD1+ | X0785581-01 | Arjo-Huntleigh | H4 - Mother/Baby Unit | Akron | Akron City Campus | H Tower | 4th Floor | 2001-10-05 | Low
No | 003918 | Detectors, Fetal Heart, Ultrasonic | FD1+ | FA07-98-74299 | Arjo-Huntleigh | H4 - Mother/Baby Unit | Akron | Akron City Campus | H Tower | 4th Floor | 1999-08-19 | Low
No | 014319 | Detectors, Fetal Heart, Ultrasonic | FD1+ | FD1.X0788342-02 | Arjo-Huntleigh | Women's Health Center | Akron | Akron City Campus | 75 Arch | Basement | 2003-07-08 | Low
No | 022550 | Detectors, Fetal Heart, Ultrasonic | FD1+ | FD1.X0788120-02 | Arjo-Huntleigh | Women's Health Center | Akron | Akron City Campus | 75 Arch | Basement | 2006-09-18 | Low
No | 014339 | Detectors, Fetal Heart, Ultrasonic | FD2 - Fd2 Fetal Dopplex Ii | FD2P30101881-03 | Arjo-Huntleigh | H2 - Labor and Delivery Unit (L&D) | Akron | Akron City Campus | H Tower | 2nd Floor | 2003-10-21 | Low
No | 014340 | Detectors, Fetal Heart, Ultrasonic | FD2 - Fd2 Fetal Dopplex Ii | FD2P30101869-03 | Arjo-Huntleigh | H2 - Labor and Delivery Unit (L&D) | Akron | Akron City Campus | H Tower | 2nd Floor | 2003-10-21 | Low
No | 014343 | Detectors, Fetal Heart, Ultrasonic | FD2 - Fd2 Fetal Dopplex Ii | FD2P30101871-03 | Arjo-Huntleigh | H4 - Mother/Baby Unit | Akron | Akron City Campus | H Tower | 4th Floor | 2003-10-21 | Low
No | 028336 | Detectors, Fetal Heart, Ultrasonic | FD2 - Fd2 Fetal Dopplex Ii | FD2930421381-10 | Arjo-Huntleigh | H2 - Labor and Delivery Unit (L&D) | Akron | Akron City Campus | H Tower | 2nd Floor | 2010-12-23 | Low
No | 050204 | Detectors, Fetal Heart, Ultrasonic | FD2 - Fd2 Fetal Dopplex Ii | FD2P30205179-04 | Arjo-Huntleigh | H2 - Labor and Delivery Unit (L&D) | Akron | Akron City Campus | H Tower | 2nd Floor | 2004-12-15 | Low
No | 059214 | Detectors, Fetal Heart, Ultrasonic | FD2 - Fd2 Fetal Dopplex Ii | (21)FD2P341506019 | Arjo-Huntleigh | Women's Health Center | Akron | Akron City Campus | 75 Arch | Basement | 2020-08-19 | Low
No | 059215 | Detectors, Fetal Heart, Ultrasonic | FD2 - Fd2 Fetal Dopplex Ii | (21)FD2P341525319 | Arjo-Huntleigh | Women's Health Center | Akron | Akron City Campus | 75 Arch | Basement | 2020-08-19 | Low
No | 059216 | Detectors, Fetal Heart, Ultrasonic | FD2 - Fd2 Fetal Dopplex Ii | (21)FD2P341507319 | Arjo-Huntleigh | Women's Health Center | Akron | Akron City Campus | 75 Arch | Basement | 2020-08-19 | Low
No | 059217 | Detectors, Fetal Heart, Ultrasonic | FD2 - Fd2 Fetal Dopplex Ii | (21)FD2P341507719 | Arjo-Huntleigh | Lactation Center | Akron | Akron City Campus | 75 Arch | Basement | 2020-08-26 | Low
No | 060976 | Detectors, Fetal Heart, Ultrasonic | FD2 - Fd2 Fetal Dopplex Ii | FD2P341621421 | Arjo-Huntleigh | 3 North - Epilepsy Monitoring Unit (EMU) | Akron | Akron City Campus | Akron City Hospital | 3rd Floor | 2021-09-30 | Low
No | 063550 | Detectors, Fetal Heart, Ultrasonic | FD2 - Fd2 Fetal Dopplex Ii | FD2P341776923 | Arjo-Huntleigh | 3 West - Trauma/Neuro Progressive Care Unit (PCU) | Akron | Akron City Campus | Akron City Hospital | 3rd Floor | 2023-11-08 08:25 | Low
No | 017221 | Detectors, Fetal Heart, Ultrasonic | FD2+ - Fd2 Fetal Dopplex Ii | FD2P30100105-02 | Arjo-Huntleigh | Family Medicine Center | Akron | Akron City Campus | 55 Arch | 3rd Floor | 2002-11-25 | Low
No | 017222 | Detectors, Fetal Heart, Ultrasonic | FD2+ - Fd2 Fetal Dopplex Ii | FD2P30100081-02 | Arjo-Huntleigh | Family Medicine Center | Akron | Akron City Campus | 55 Arch | 3rd Floor | 2002-11-25 | Low
No | 017223 | Detectors, Fetal Heart, Ultrasonic | FD2+ - Fd2 Fetal Dopplex Ii | FD2P30100088-02 | Arjo-Huntleigh | Family Medicine Center | Akron | Akron City Campus | 55 Arch | 3rd Floor | 2002-11-25 | Low
No | 017225 | Detectors, Fetal Heart, Ultrasonic | FD2+ - Fd2 Fetal Dopplex Ii | FD2P30100089-02 | Arjo-Huntleigh | Family Medicine Center | Akron | Akron City Campus | 55 Arch | 3rd Floor | 2002-11-25 | Low
No | 017226 | Detectors, Fetal Heart, Ultrasonic | FD2+ - Fd2 Fetal Dopplex Ii | FD2P30100106-02 | Arjo-Huntleigh | Family Medicine Center | Akron | Akron City Campus | 55 Arch | 3rd Floor | 2002-11-25 | Low
No | 017227 | Detectors, Fetal Heart, Ultrasonic | FD2+ - Fd2 Fetal Dopplex Ii | FD2P30100084-02 | Arjo-Huntleigh | Family Medicine Center | Akron | Akron City Campus | 55 Arch | 3rd Floor | 2002-11-25 | Low
No | 018627 | Detectors, Fetal Heart, Ultrasonic | FD2+ - Fd2 Fetal Dopplex Ii | FD2P30101092-03 | Arjo-Huntleigh | Family Medicine Center | Akron | Akron City Campus | 55 Arch | 3rd Floor | 2003-08-04 | Low
No | 023352 | Detectors, Fetal Heart, Ultrasonic | FD2+ - Fd2 Fetal Dopplex Ii | FD2P30205515-07 | Arjo-Huntleigh | Family Medicine Center | Akron | Akron City Campus | 55 Arch | 3rd Floor | 2007-12-05 | Low
No | 023353 | Detectors, Fetal Heart, Ultrasonic | FD2+ - Fd2 Fetal Dopplex Ii | FD2P30204472-07 | Arjo-Huntleigh | Family Medicine Center | Akron | Akron City Campus | 55 Arch | 3rd Floor | 2007-12-05 | Low
No | 023354 | Detectors, Fetal Heart, Ultrasonic | FD2+ - Fd2 Fetal Dopplex Ii | FD2P30204482-07 | Arjo-Huntleigh | Family Medicine Center | Akron | Akron City Campus | 55 Arch | 3rd Floor | 2007-12-05 | Low
No | 058227 | Detectors, Fetal Heart, Ultrasonic | FD3 - Sonicaid Fd3 3Mhz Waterproof Doppler | FD3PX10071417 | Arjo-Huntleigh | Barberton OB/GYN | Barberton | Barberton Campus | Tuscora Park Pavilion | 1st Floor | 2023-07-11 | Low
No | 060982 | Detectors, Fetal Heart, Ultrasonic | FD3 - Sonicaid Fd3 3Mhz Waterproof Doppler | 05051968030054 | Arjo-Huntleigh | Women's Health Center | Akron | Akron City Campus | 75 Arch | Basement | 2019-11-11 | Low
No | CE4138 | Detectors, Fetal Heart, Ultrasonic | First Beat - | FS00743 | CooperSurgical | Emergency Department (ED) - SBH | Barberton | Barberton Campus | Summa Barberton Hospital | Ground Floor | 2009-04-01 | Low
No | CE4158 | Detectors, Fetal Heart, Ultrasonic | First Beat - | 00173 | CooperSurgical | PACU - SB | Barberton | Barberton Campus | Summa Barberton Hospital | 2nd Floor | 2009-04-01 | Low
No | CE4333 | Detectors, Fetal Heart, Ultrasonic | First Beat - | FB03217 | CooperSurgical | DMT Equipment Distribution - SB | Barberton | Barberton Campus | Summa Barberton Hospital | 5th Floor | 2009-04-01 | Low
No | CE4571 | Detectors, Fetal Heart, Ultrasonic | First Beat - | FS03817 | CooperSurgical | Emergency Department (ED) - SBH | Barberton | Barberton Campus | Summa Barberton Hospital | Ground Floor | 2009-04-01 | Low
No | 011238 | Detectors, Fetal Heart, Ultrasonic | FP3A - Doppler | 38282 | Medasonics | Wound Care Center | Akron | Akron City Campus | Wound Care Building | Ground Floor | 1999-11-23 | Low
No | 000326 | Detectors, Fetal Heart, Ultrasonic | FP3B - Doppler | BT011351 | Medasonics | Women's Health Center | Akron | Akron City Campus | 75 Arch | Basement | 1990-02-06 | Low
No | 002672 | Detectors, Fetal Heart, Ultrasonic | FP3B - Doppler | BT002801 | Medasonics | H2 - Labor and Delivery Unit (L&D) | Akron | Akron City Campus | H Tower | 2nd Floor | 1987-10-01 | Low
No | 003903 | Detectors, Fetal Heart, Ultrasonic | FP3B - Doppler | BT019850 | Medasonics | Internal Medicine | Akron | Akron City Campus | 55 Arch | 1st Floor | 1991-12-31 | Low
No | 016940 | Detectors, Fetal Heart, Ultrasonic | FP3B - Doppler | BT038438 | Medasonics | H2 - Labor and Delivery Unit (L&D) | Akron | Akron City Campus | H Tower | 2nd Floor | 2001-10-01 | Low
No | 10837A | Detectors, Fetal Heart, Ultrasonic | FP3B - Doppler | BT010055 | Medasonics | Women's Health Center | Akron | Akron City Campus | 75 Arch | Basement | 1989-09-25 | Low
No | CE3127 | Detectors, Fetal Heart, Ultrasonic | FP3B - Doppler | BT011234 | Medasonics | Family Practice Center - SB | Barberton | Barberton Campus | Summa Barberton Hospital | 1st Floor | 2009-04-01 | Low
No | CE3128 | Detectors, Fetal Heart, Ultrasonic | FP3B - Doppler | BT011231 | Medasonics | Family Practice Center - SB | Barberton | Barberton Campus | Summa Barberton Hospital | 1st Floor | 2009-04-01 | Low
No | CE3450 | Detectors, Fetal Heart, Ultrasonic | FP3B - Doppler | BT023958 | Medasonics | Family Practice Center - SB | Barberton | Barberton Campus | Summa Barberton Hospital | 1st Floor | 2009-04-01 | Low
No | CE3451 | Detectors, Fetal Heart, Ultrasonic | FP3B - Doppler | BT023959 | Medasonics | Family Practice Center - SB | Barberton | Barberton Campus | Summa Barberton Hospital | 1st Floor | 2009-04-01 | Low
No | CE3673 | Detectors, Fetal Heart, Ultrasonic | FP3B - Doppler | BT026894 | Medasonics | Nursery - SB | Barberton | Barberton Campus | Summa Barberton Hospital | 3rd Floor | 2009-04-01 | Low
No | CE4070 | Detectors, Fetal Heart, Ultrasonic | FP3B - Doppler | BT032592 | Medasonics | Nursery - SB | Barberton | Barberton Campus | Summa Barberton Hospital | 3rd Floor | 2009-04-01 | Low
No | CE4487 | Detectors, Fetal Heart, Ultrasonic | FP3B - Doppler | BT003084 | Medasonics | Emergency Department (ED) - SBH | Barberton | Barberton Campus | Summa Barberton Hospital | Ground Floor | 2009-04-01 | Low
No | 002483 | Detectors, Fetal Heart, Ultrasonic | M1330A - Doppler | US97000886 | Philips Healthcare | H2 - Labor and Delivery Unit (L&D) | Akron | Akron City Campus | H Tower | 2nd Floor | 1998-04-02 | Low
No | 014120 | Detectors, Fetal Heart, Ultrasonic | MC250R - Medichoice | MD001029 | Summit Doppler | Angiography | Akron | Akron City Campus | Akron City Hospital | 2nd Floor | 2007-01-05 | Low
No | 026918 | Detectors, Fetal Heart, Ultrasonic | MC250R - Medichoice | LH004100 | Summit Doppler | Medina OB/GYN | Barberton | Medina Campus | Medina Medical Center | 2nd Floor | 2020-02-17 | Low
No | 026919 | Detectors, Fetal Heart, Ultrasonic | MC250R - Medichoice | LH003530 | Summit Doppler | Medina OB/GYN | Barberton | Medina Campus | Medina Medical Center | 2nd Floor | 2020-02-17 | Low
No | 039370 | Detectors, Fetal Heart, Ultrasonic | MC250R - Medichoice | MD002382 | Summit Doppler | Intensive Care Unit (ICU) - SB | Barberton | Barberton Campus | Summa Barberton Hospital | 2nd Floor | 2012-04-27 | Low
No | 061024 | Detectors, Fetal Heart, Ultrasonic | MC250R - Medichoice | 2021070004 | Summit Doppler | SHMG OB/GYN - Park West | Barberton | White Pond Campus | Akron OBGYN | 2nd Floor | 2021-10-07 | Low
No | 061467 | Detectors, Fetal Heart, Ultrasonic | MC250R - Medichoice | MD002113 | Summit Doppler | Emergency Department (ED) - SBH | Barberton | Barberton Campus | Summa Barberton Hospital | Ground Floor | 2009-04-01 | Low
No | 064757 | Detectors, Fetal Heart, Ultrasonic | MC250R - Medichoice | 240911-085342 | Summit Doppler | SHMG OB/GYN - Springfield | Akron | Non-Campus Sites | Springfield OBGYN | Ground Floor | 2024-10-28 07:32 | Low
No | 021078 | Detectors, Fetal Heart, Ultrasonic | POCKET DOP II - Doppler | 74598 | Imex | Women's Health Center | Akron | Akron City Campus | 75 Arch | Basement | 2005-04-11 | Low
No | 021079 | Detectors, Fetal Heart, Ultrasonic | POCKET DOP II - Doppler | 104857 | Imex | Women's Health Center | Akron | Akron City Campus | 75 Arch | Basement | 2005-04-11 | Low
No | 025931 | Detectors, Fetal Heart, Ultrasonic | POCKET DOP II - Doppler | 114157 | Imex | Women's Health Center | Akron | Akron City Campus | 75 Arch | Basement | 2009-12-16 | Low
No | 025932 | Detectors, Fetal Heart, Ultrasonic | POCKET DOP II - Doppler | 113308 | Imex | Women's Health Center | Akron | Akron City Campus | 75 Arch | Basement | 2009-12-16 | Low
No | 032940 | Detectors, Fetal Heart, Ultrasonic | PS1157 - Doppler, Lumeon Early Fetal Heart Rate, 3Mhz | 12130924 | Lumeon (Physician Sales And Services) | H2 - Labor and Delivery Unit (L&D) | Akron | Akron City Campus | H Tower | 2nd Floor | 2014-06-24 | Low
No | 002963 | Detectors, Fetal Heart, Ultrasonic | SONICAID 121 - Doppler, Fetal, Underwate | 27681 | Oxford Medical Systems | H2 - Labor and Delivery Unit (L&D) | Akron | Akron City Campus | H Tower | 2nd Floor | 1999-12-20 | Low
No | 037471 | Detectors, X-Ray, Digital Radiography | DR 14s - Trixell DR | 2034G9 | AGFA Healthcare | Diagnostic Radiology - SW | Barberton | Wadsworth Campus | Wadsworth-Rittman Medical Center | 1st Floor | 2021-03-23 | Low
No | 037499 | Detectors, X-Ray, Digital Radiography | DR 14s - Trixell DR | 2123GP | AGFA Healthcare | Diagnostic Radiology - SW | Barberton | Wadsworth Campus | Wadsworth-Rittman Medical Center | 1st Floor | 2022-02-21 | Low
No | 039292 | Detectors, X-Ray, Digital Radiography | DR 14s - Trixell DR | 1823B2 | AGFA Healthcare | Diagnostic Radiology - SB | Barberton | Barberton Campus | Summa Barberton Hospital | Ground Floor | 2020-10-29 | Low
No | 039408 | Detectors, X-Ray, Digital Radiography | DR 14s - Trixell DR | 204243 | AGFA Healthcare | IMG Fishcreek/Stow | Akron | Stow-Kent Campus | Stow-Kent Medical Center | 1st Floor | 2021-06-04 | Low
No | 039410 | Detectors, X-Ray, Digital Radiography | DR 14s - Trixell DR | 2042CH | AGFA Healthcare | IMG Fishcreek/Stow | Akron | Stow-Kent Campus | Stow-Kent Medical Center | 1st Floor | 2021-06-04 | Low
No | 039554 | Detectors, X-Ray, Digital Radiography | DR 14s - Trixell DR | 183604 | AGFA Healthcare | Diagnostic Radiology - SB | Barberton | Barberton Campus | Summa Barberton Hospital | Ground Floor | 2020-10-29 | Low
No | 043526 | Detectors, X-Ray, Digital Radiography | DR 14s - Trixell DR | 2026EB | AGFA Healthcare | IMG Summa Health Ctr - White Pond | Barberton | White Pond Campus | White Pond Medical Center | 1st Floor | 2021-06-14 | Low
No | 055678 | Detectors, X-Ray, Digital Radiography | DR 14s - Trixell DR | 1749FC | AGFA Healthcare | Diagnostic Radiology | Akron | Akron City Campus | Akron City Hospital | Ground Floor | 2019-04-11 | Low
No | 055680 | Detectors, X-Ray, Digital Radiography | DR 14s - Trixell DR | 1740D8 | AGFA Healthcare | Diagnostic Radiology | Akron | Akron City Campus | Akron City Hospital | Ground Floor | 2019-04-11 | Low
No | 055681 | Detectors, X-Ray, Digital Radiography | DR 14s - Trixell DR | 1814CB | AGFA Healthcare | Diagnostic Radiology | Akron | Akron City Campus | Akron City Hospital | Ground Floor | 2019-04-11 | Low
No | 055682 | Detectors, X-Ray, Digital Radiography | DR 14s - Trixell DR | 1814A7 | AGFA Healthcare | Diagnostic Radiology | Akron | Akron City Campus | Akron City Hospital | Ground Floor | 2019-04-11 | Low
No | 058879 | Detectors, X-Ray, Digital Radiography | DR 14s - Trixell DR | 200927 | AGFA Healthcare | Diagnostic Radiology | Akron | Akron City Campus | Akron City Hospital | Ground Floor | 2020-07-28 | Low
No | 058882 | Detectors, X-Ray, Digital Radiography | DR 14s - Trixell DR | 202253 | AGFA Healthcare | Diagnostic Radiology | Akron | Akron City Campus | Akron City Hospital | Ground Floor | 2020-08-06 | Low
No | 058896 | Detectors, X-Ray, Digital Radiography | DR 14s - Trixell DR | 2026EN | AGFA Healthcare | Diagnostic Radiology | Akron | Akron City Campus | Akron City Hospital | Ground Floor | 2020-09-14 | Low
No | 059329 | Detectors, X-Ray, Digital Radiography | DR 14s - Trixell DR | 1722J7 | AGFA Healthcare | Diagnostic Radiology - SW | Barberton | Wadsworth Campus | Wadsworth-Rittman Medical Center | 1st Floor | 2020-09-25 | Low
No | 059340 | Detectors, X-Ray, Digital Radiography | DR 14s - Trixell DR | 201675 | AGFA Healthcare | IMG Health Ctr - Western Reserve | Akron | Hudson Campus | Hudson Medical Center |  | 2020-10-29 | Low
No | 059341 | Detectors, X-Ray, Digital Radiography | DR 14s - Trixell DR | 2025AW | AGFA Healthcare | Diagnostic Radiology | Akron | Akron City Campus | Akron City Hospital | Ground Floor | 2020-10-29 | Low
No | 059342 | Detectors, X-Ray, Digital Radiography | DR 14s - Trixell DR | 202745 | AGFA Healthcare | Diagnostic Radiology - SB | Barberton | Barberton Campus | Summa Barberton Hospital | Ground Floor | 2020-10-29 | Low
No | 060506 | Detectors, X-Ray, Digital Radiography | DR 14s - Trixell DR | 2108F6 | AGFA Healthcare | Rootstown Urgent Care | Akron | Rootstown Campus | Rootstown Medical Center | Ground Floor | 2021-09-09 | Low
No | 060507 | Detectors, X-Ray, Digital Radiography | DR 14s - Trixell DR | 202835 | AGFA Healthcare | IMG Summa's Health Ctr - Green | Barberton | Green Campus | Green Family YMCA | Ground Floor | 2021-08-31 | Low
No | 060510 | Detectors, X-Ray, Digital Radiography | DR 14s - Trixell DR | 2111EB | AGFA Healthcare | Diagnostic Radiology | Akron | Akron City Campus | Akron City Hospital | Ground Floor | 2021-12-13 | Low
No | 060514 | Detectors, X-Ray, Digital Radiography | DR 14s - Trixell DR | 172433 | AGFA Healthcare | Diagnostic Radiology | Akron | Akron City Campus | Akron City Hospital | Ground Floor | 2020-05-07 | Low
No | 060515 | Detectors, X-Ray, Digital Radiography | DR 14s - Trixell DR | 1737EM | AGFA Healthcare | Diagnostic Radiology | Akron | Akron City Campus | Akron City Hospital | Ground Floor | 2019-08-15 | Low
No | 060517 | Detectors, X-Ray, Digital Radiography | DR 14s - Trixell DR | 2004BT | AGFA Healthcare | Diagnostic Radiology | Akron | Akron City Campus | Akron City Hospital | Ground Floor | 2022-03-03 | Low
No | 062110 | Detectors, X-Ray, Digital Radiography | DR 14s - Trixell DR | 2131TP | AGFA Healthcare | Urgent Care - Fairlawn | Akron | Fairlawn Campus | Fairlawn Urgent Care | Ground Floor | 2022-07-25 | Low
No | 062125 | Detectors, X-Ray, Digital Radiography | DR 14s - Trixell DR | 1823H2 | AGFA Healthcare | IMG Green ED Imaging | Barberton | Green Campus | Green Medical Center | Ground Floor | 2022-05-26 | Low
No | 063004 | Detectors, X-Ray, Digital Radiography | DR 14s - Trixell DR | 2231C8 | AGFA Healthcare | Diagnostic Radiology | Akron | Akron City Campus | Akron City Hospital | Ground Floor | 2023-02-20 09:52 | Low
No | 063151 | Detectors, X-Ray, Digital Radiography | DR 14s - Trixell DR | 183903 | AGFA Healthcare | IMG Fishcreek/Stow | Akron | Stow-Kent Campus | Stow-Kent Medical Center | 1st Floor | 2022-01-06 | Low
No | 063165 | Detectors, X-Ray, Digital Radiography | DR 14s - Trixell DR | 1714BD | AGFA Healthcare | Diagnostic Radiology - SW | Barberton | Wadsworth Campus | Wadsworth-Rittman Medical Center | 1st Floor | 2023-10-25 14:11 | Low
No | 063216 | Detectors, X-Ray, Digital Radiography | DR 14s - Trixell DR | 2338EP | AGFA Healthcare | Diagnostic Radiology | Akron | Akron City Campus | Akron City Hospital | Ground Floor | 2020-05-07 | Low
No | 064740 | Detectors, X-Ray, Digital Radiography | DR 14s - Trixell DR | 200896 | AGFA Healthcare | Tallmadge Urgent Care | Akron | Tallmadge Campus | Tallmadge Medical Center | 1st Floor | 2020-09-08 | Medium
No | 064741 | Detectors, X-Ray, Digital Radiography | DR 14s - Trixell DR | 17091X | AGFA Healthcare | IMG Medina Imaging | Barberton | Medina Campus | Medina Medical Center | 1st Floor | 2017-10-01 14:24 | Low
No | 070202 | Detectors, X-Ray, Digital Radiography | DR 14s - Trixell DR | 162157 | AGFA Healthcare | Diagnostic Radiology - SB | Barberton | Barberton Campus | Summa Barberton Hospital | Ground Floor | 2020-10-29 | Low
No | 070203 | Detectors, X-Ray, Digital Radiography | DR 14s - Trixell DR | 1739B0 | AGFA Healthcare | Diagnostic Radiology - SB | Barberton | Barberton Campus | Summa Barberton Hospital | Ground Floor | 2020-10-29 | Low
No | 070204 | Detectors, X-Ray, Digital Radiography | DR 14s - Trixell DR | 201675 | AGFA Healthcare | Orthopedics - Hudson | Akron | Hudson Campus | Hudson Medical Center | 3rd Floor | 2023-11-08 10:05 | Low
No | 070206 | Detectors, X-Ray, Digital Radiography | DR 14s - Trixell DR | 180409 | AGFA Healthcare | Orthopedics - Green | Barberton | Green Campus | 1790 Graybill Road | 1st Floor | 2023-12-04 08:00 | Low
No | 070222 | Detectors, X-Ray, Digital Radiography | DR 14s - Trixell DR | 13463 | AGFA Healthcare | Diagnostic Radiology - SW | Barberton | Wadsworth Campus | Wadsworth-Rittman Medical Center | 1st Floor | 2024-02-12 13:55 | Low
No | 070786 | Detectors, X-Ray, Digital Radiography | DR 14s - Trixell DR | 1730JM | AGFA Healthcare | IMG Medina Imaging | Barberton | Medina Campus | Medina Medical Center | 1st Floor | 2021-04-29 | Low
No | 070787 | Detectors, X-Ray, Digital Radiography | DR 14s - Trixell DR | 1836A9 | AGFA Healthcare | Diagnostic Radiology - SW | Barberton | Wadsworth Campus | Wadsworth-Rittman Medical Center | 1st Floor | 2024-02-12 13:55 | Low
No | 070788 | Detectors, X-Ray, Digital Radiography | DR 14s - Trixell DR | 1737CQ | AGFA Healthcare | Diagnostic Radiology - SW | Barberton | Wadsworth Campus | Wadsworth-Rittman Medical Center | 1st Floor | 2021-03-23 | Low
No | 057497 | Detectors, X-Ray, Digital Radiography | DR10S - Dr 10S C Detector | 162020 | AGFA Healthcare | Diagnostic Radiology | Akron | Akron City Campus | Akron City Hospital | Ground Floor | 2020-04-09 | Low
No | 057499 | Detectors, X-Ray, Digital Radiography | DR10S - Dr 10S C Detector | 1650D7 | AGFA Healthcare | Diagnostic Radiology | Akron | Akron City Campus | Akron City Hospital | Ground Floor | 2020-04-09 | Low
No | 058897 | Detectors, X-Ray, Digital Radiography | DR10S - Dr 10S C Detector | 2006BN | AGFA Healthcare | Diagnostic Radiology | Akron | Akron City Campus | Akron City Hospital | Ground Floor | 2020-09-14 | Low
No | 033923 | Detectors, X-Ray, Digital Radiography | DX-D DR Retrofit | MXL01220PL | AGFA Healthcare | Summa Radiology / State Road CF | Akron | Cuyahoga Falls Campus | Cuyahoga Falls Medical Center | Ground Floor | 2021-01-05 | Low
No | 033925 | Detectors, X-Ray, Digital Radiography | DX-D DR Retrofit | MXL0104HSS | AGFA Healthcare | IMG Medina Imaging | Barberton | Medina Campus | Medina Medical Center | 1st Floor | 2021-01-07 | Low
No | 033926 | Detectors, X-Ray, Digital Radiography | DX-D DR Retrofit | MXL01220P2 | AGFA Healthcare | Diagnostic Radiology - SW | Barberton | Wadsworth Campus | Wadsworth-Rittman Medical Center | 1st Floor | 2021-01-15 | Low
No | 033927 | Detectors, X-Ray, Digital Radiography | DX-D DR Retrofit | 5CG0202544 | AGFA Healthcare | Diagnostic Radiology - SW | Barberton | Wadsworth Campus | Wadsworth-Rittman Medical Center | 1st Floor | 2021-01-15 | Low
No | 033958 | Detectors, X-Ray, Digital Radiography | DX-D DR Retrofit | 1K1Q6Y2 | AGFA Healthcare | IMG Medina Imaging | Barberton | Medina Campus | Medina Medical Center | 1st Floor | 2021-04-29 | Low
No | 054567 | Detectors, X-Ray, Digital Radiography | DX-D DR Retrofit | 5CG70638CC | AGFA Healthcare | IMG Medina Imaging | Barberton | Medina Campus | Medina Medical Center | 1st Floor | 2017-10-02 | Low
No | 059903 | Detectors, X-Ray, Digital Radiography | DX-D DR Retrofit | MXL01220NS | AGFA Healthcare | Diagnostic Radiology - SW | Barberton | Wadsworth Campus | Wadsworth-Rittman Medical Center | 1st Floor | 2021-02-02 | Low
No | 027901 | Digitizers, Film | D MAX - Film Digitizer | CL3293 | Hologic | Breast Center | Akron | Akron City Campus | H Tower | Ground Floor | 2009-04-23 | Low
No | 101-18618 | Disinfectors, Liquid Germicide, Flexible Endoscope | 387P2 | EP115659 | Advanced Sterilization Products | Endoscopy - SW | Barberton | Wadsworth Campus | Wadsworth-Rittman Medical Center | 1st Floor | 2005-06-01 | Low
No | 101-18619 | Disinfectors, Liquid Germicide, Flexible Endoscope | 387P2 | EP115658 | Advanced Sterilization Products | Endoscopy - SW | Barberton | Wadsworth Campus | Wadsworth-Rittman Medical Center | 1st Floor | 2005-06-01 | Low
No | 031484 | Disinfectors, Liquid Germicide, Flexible Endoscope | 50014 - Evotech | 504111028 | Advanced Sterilization Products | Operating Room | Akron | Akron City Campus | Akron City Hospital | 1st Floor | 2012-10-03 | Low
No | 027696 | Disinfectors, Liquid Germicide, Flexible Endoscope | 83-2 - System 83 Plus | 031110-H 3840 EQ | Custom Ultrasonics | Endoscopy | Akron | Akron City Campus | Akron City Hospital | Ground Floor | 2010-04-12 | Low
No | 037398 | Disinfectors, Liquid Germicide, Flexible Endoscope | ADV-1007 - Advantage Plus | 79312001 | Medivators | Endoscopy - SB | Barberton | Barberton Campus | Summa Barberton Hospital | 2nd Floor | 2020-06-04 | Low
No | 037399 | Disinfectors, Liquid Germicide, Flexible Endoscope | ADV-1007 - Advantage Plus | 78613947 | Medivators | Endoscopy - SB | Barberton | Barberton Campus | Summa Barberton Hospital | 2nd Floor | 2020-06-04 | Low
No | 037501 | Disinfectors, Liquid Germicide, Flexible Endoscope | ADV-1007 - Advantage Plus | 78613951 | Medivators | Endoscopy - SW | Barberton | Wadsworth Campus | Wadsworth-Rittman Medical Center | 1st Floor | 2020-06-04 | Low
No | 058912 | Disinfectors, Liquid Germicide, Flexible Endoscope | ADV-1007 - Advantage Plus | 73661040 | Medivators | Central Processing/Supply | Akron | Akron City Campus | Akron City Hospital | Basement | 2020-06-05 | Low
No | 058913 | Disinfectors, Liquid Germicide, Flexible Endoscope | ADV-1007 - Advantage Plus | 7488243 | Medivators | Central Processing/Supply | Akron | Akron City Campus | Akron City Hospital | Basement | 2020-06-05 | Low
No | 058917 | Disinfectors, Liquid Germicide, Flexible Endoscope | ADV-1007 - Advantage Plus | 73661022 | Medivators | Endoscopy - Outpatient | Akron | Akron City Campus | 95 Arch | Ground Floor | 2020-06-05 | Low
No | 058918 | Disinfectors, Liquid Germicide, Flexible Endoscope | ADV-1007 - Advantage Plus | 73661023 | Medivators | Endoscopy - Outpatient | Akron | Akron City Campus | 95 Arch | Ground Floor | 2020-06-05 | Low
No | 058919 | Disinfectors, Liquid Germicide, Flexible Endoscope | ADV-1007 - Advantage Plus | 73661024 | Medivators | Endoscopy - Outpatient | Akron | Akron City Campus | 95 Arch | Ground Floor | 2020-06-05 | Low
No | 059179 | Disinfectors, Liquid Germicide, Flexible Endoscope | ADV-1007 - Advantage Plus | 73661038 | Medivators | Endoscopy - Outpatient | Akron | Akron City Campus | 95 Arch | Ground Floor | 2020-06-05 | Low
No | 059407 | Disinfectors, Liquid Germicide, Flexible Endoscope | M601 - Endobath | M60113101607 | Endosafe Endoscopy Products, Llc | Physical Therapy | Akron | Akron City Campus | Akron City Hospital | Ground Floor | 2020-06-10 | Low
No | 028477 | Disinfectors, Liquid Germicide, Flexible Endoscope | OER-Pro - Oer-Pro | 2331480 | Olympus America | Medina ASC | Barberton | Medina Campus | Medina Medical Center | 1st Floor | 2014-01-24 | Low
Yes | 029832 | Disinfectors, Liquid Germicide, TEE Probe | TD-100 | 10401065 | CS Medical | SCI - Noninvasive Cardio Service | Akron | Akron City Campus | Akron City Hospital | Ground Floor | 2016-06-08 | Medium
No | 029908 | Disinfectors, Vapor Germicide, Transducer | N00010 - Trophon EPR | 88034-103 | Nanosonics | Urology - ACH | Akron | Akron City Campus | 95 Arch | 1st Floor | 2018-07-12 | Low
No | 029910 | Disinfectors, Vapor Germicide, Transducer | N00010 - Trophon EPR | 88038-056 | Nanosonics | IMG Fishcreek/Stow | Akron | Stow-Kent Campus | Stow-Kent Medical Center | 1st Floor | 2018-07-12 | Low
No | 029912 | Disinfectors, Vapor Germicide, Transducer | N00010 - Trophon EPR | 88040-009 | Nanosonics | Summa Radiology / State Road CF | Akron | Cuyahoga Falls Campus | Cuyahoga Falls Medical Center | Ground Floor | 2018-07-12 | Low
No | 029914 | Disinfectors, Vapor Germicide, Transducer | N00010 - Trophon EPR | 88038-055 | Nanosonics | IMG Green MOB | Barberton | Green Campus | Green Medical Center | Ground Floor | 2018-07-12 | Low
No | 029916 | Disinfectors, Vapor Germicide, Transducer | N00010 - Trophon EPR | 88038-053 | Nanosonics | IMG Green ED Imaging | Barberton | Green Campus | Green Medical Center | Ground Floor | 2018-07-17 | Low
No | 029918 | Disinfectors, Vapor Germicide, Transducer | N00010 - Trophon EPR | 88038-023 | Nanosonics | IMG Summa Health Ctr - White Pond | Barberton | White Pond Campus | White Pond Medical Center | 1st Floor | 2018-07-13 | Low
No | 029920 | Disinfectors, Vapor Germicide, Transducer | N00010 - Trophon EPR | 88038-010 | Nanosonics | Medina OB/GYN | Barberton | Medina Campus | Medina Medical Center | 2nd Floor | 2018-07-13 | Low
No | 029922 | Disinfectors, Vapor Germicide, Transducer | N00010 - Trophon EPR | 88038-021 | Nanosonics | IMG Medina Imaging | Barberton | Medina Campus | Medina Medical Center | 1st Floor | 2018-07-13 | Low
No | 029924 | Disinfectors, Vapor Germicide, Transducer | N00010 - Trophon EPR | 88038-026 | Nanosonics | IMG Medina Imaging | Barberton | Medina Campus | Medina Medical Center | 1st Floor | 2018-07-13 | Low
No | 029926 | Disinfectors, Vapor Germicide, Transducer | N00010 - Trophon EPR | 88038-011 | Nanosonics | Ultrasound - SW | Barberton | Wadsworth Campus | Wadsworth-Rittman Medical Center | 1st Floor | 2018-07-13 | Low
No | 029928 | Disinfectors, Vapor Germicide, Transducer | N00010 - Trophon EPR | 88038-012 | Nanosonics | Ultrasound - SW | Barberton | Wadsworth Campus | Wadsworth-Rittman Medical Center | 1st Floor | 2018-07-13 | Low
No | 029930 | Disinfectors, Vapor Germicide, Transducer | N00010 - Trophon EPR | 88038-059 | Nanosonics | SHMG OB/GYN - Springfield | Akron | Non-Campus Sites | Springfield OBGYN | Ground Floor | 2018-07-13 | Low
No | 029932 | Disinfectors, Vapor Germicide, Transducer | N00010 - Trophon EPR | 88038-060 | Nanosonics | SHMG OB/GYN - Green | Barberton | Green Campus | Green Physician Office Building | 1st Floor | 2018-07-13 | Low
No | 029934 | Disinfectors, Vapor Germicide, Transducer | N00010 - Trophon EPR | 88038-057 | Nanosonics | Ultrasound | Akron | Akron City Campus | Akron City Hospital | Ground Floor | 2018-07-15 | Low
No | 029936 | Disinfectors, Vapor Germicide, Transducer | N00010 - Trophon EPR | 88038-025 | Nanosonics | Ultrasound | Akron | Akron City Campus | 95 Arch | Ground Floor | 2018-07-15 | Low
No | 029938 | Disinfectors, Vapor Germicide, Transducer | N00010 - Trophon EPR | 88038-014 | Nanosonics | Urology - ACH | Akron | Akron City Campus | 95 Arch | 1st Floor | 2018-07-15 | Low
No | 029940 | Disinfectors, Vapor Germicide, Transducer | N00010 - Trophon EPR | 88038-020 | Nanosonics | COE OP Diagnostic Center | Akron | Akron City Campus | 95 Arch | Ground Floor | 2018-07-15 | Low
No | 029942 | Disinfectors, Vapor Germicide, Transducer | N00010 - Trophon EPR | 88038-022 | Nanosonics | Maternal Fetal Medicine | Akron | Akron City Campus | 75 Arch | 1st Floor | 2018-07-15 | Low
No | 029944 | Disinfectors, Vapor Germicide, Transducer | N00010 - Trophon EPR | 88034-105 | Nanosonics | Health Tech Mgmt | Akron | Akron City Campus | Akron City Hospital | Basement | 2018-07-18 | Low
No | 029946 | Disinfectors, Vapor Germicide, Transducer | N00010 - Trophon EPR | 88038-013 | Nanosonics | Barberton OB/GYN | Barberton | Barberton Campus | Tuscora Park Pavilion | Ground Floor | 2018-07-18 | Low
No | 029948 | Disinfectors, Vapor Germicide, Transducer | N00010 - Trophon EPR | 88038-024 | Nanosonics | SHMG OB/GYN - Park West | Barberton | White Pond Campus | Akron OBGYN | 2nd Floor | 2018-07-18 | Low
No | 029950 | Disinfectors, Vapor Germicide, Transducer | N00010 - Trophon EPR | 88038-019 | Nanosonics | SHMG OB/GYN - Park West | Barberton | White Pond Campus | Akron OBGYN | 2nd Floor | 2018-07-18 | Low
No | 029952 | Disinfectors, Vapor Germicide, Transducer | N00010 - Trophon EPR | 88040-008 | Nanosonics | SHMG OB/GYN - Cuyahoga Falls | Akron | Cuyahoga Falls Campus | Cuyahoga Falls Medical Center | Ground Floor | 2018-07-19 | Low
No | 029954 | Disinfectors, Vapor Germicide, Transducer | N00010 - Trophon EPR | 88038-052 | Nanosonics | SHMG OB/GYN - Cuyahoga Falls | Akron | Cuyahoga Falls Campus | Cuyahoga Falls Medical Center | Ground Floor | 2018-07-19 | Low
No | 029956 | Disinfectors, Vapor Germicide, Transducer | N00010 - Trophon EPR | 88038-032 | Nanosonics | Barberton OB/GYN | Barberton | Wadsworth Campus | Founder's Hall | 3rd Floor | 2018-07-19 | Low
No | 029958 | Disinfectors, Vapor Germicide, Transducer | N00010 - Trophon EPR | 88038-015 | Nanosonics | Maternal Fetal Medicine | Akron | Akron City Campus | 75 Arch | 1st Floor | 2018-07-20 | Low
No | 029960 | Disinfectors, Vapor Germicide, Transducer | N00010 - Trophon EPR | 88038-016 | Nanosonics | Maternal Fetal Medicine | Akron | Akron City Campus | 75 Arch | 1st Floor | 2018-07-20 | Low
No | 029962 | Disinfectors, Vapor Germicide, Transducer | N00010 - Trophon EPR | 88038-017 | Nanosonics | Health Tech Mgmt - SB | Barberton | Barberton Campus | Summa Barberton Hospital | 5th Floor | 2024-03-06 08:17 | Low
No | 029964 | Disinfectors, Vapor Germicide, Transducer | N00010 - Trophon EPR | 88038-018 | Nanosonics | Maternal Fetal Medicine | Akron | Akron City Campus | 75 Arch | 1st Floor | 2018-07-20 | Low
No | 037067 | Disinfectors, Vapor Germicide, Transducer | N00010 - Trophon EPR | 88038-009 | Nanosonics | Ultrasound - SB | Barberton | Barberton Campus | Summa Barberton Hospital | Ground Floor | 2018-05-30 | Low
No | 037074 | Disinfectors, Vapor Germicide, Transducer | N00010 - Trophon EPR | 88016-050 | Nanosonics | Ultrasound - SB | Barberton | Barberton Campus | Summa Barberton Hospital | Ground Floor | 2018-03-02 | Low
No | 056218 | Disinfectors, Vapor Germicide, Transducer | N00010 - Trophon EPR | 88070-047 | Nanosonics | H2 - Labor and Delivery Unit (L&D) | Akron | Akron City Campus | H Tower | 2nd Floor | 2019-04-30 | Low
No | 056452 | Disinfectors, Vapor Germicide, Transducer | N00010 - Trophon EPR | 88034-110 | Nanosonics | Ultrasound | Akron | Akron City Campus | Akron City Hospital | Ground Floor | 2019-04-25 | Low
No | 059542 | Disinfectors, Vapor Germicide, Transducer | N05000-US - Trophon 2 | 360034-009 | Nanosonics | Urology - Stow | Akron | Stow-Kent Campus | Stow-Kent Medical Center | 2nd Floor | 2021-07-09 | Low
No | 059544 | Disinfectors, Vapor Germicide, Transducer | N05000-US - Trophon 2 | 360034-010 | Nanosonics | SHMG OB/GYN - Stow | Akron | Stow-Kent Campus | Stow-Kent Medical Center | 2nd Floor | 2021-07-14 | Low
No | 063220 | Disinfectors, Vapor Germicide, Transducer | N05000-US - Trophon 2 | 386385-008 | Nanosonics | Urology - ACH | Akron | Akron City Campus | 95 Arch | 1st Floor | 2024-05-31 13:36 | Low
No | 052120 | Dispenser/Melters, Low-Melting Alloy | 878-030 - 878-030 Alloy Melting Dispenser | 01-878-1209 | Radiation Products Design Inc | Radiation Therapy - Akron | Akron | Akron City Campus | Cooper Cancer Center |  | 2018-04-26 | Low
No | 038543 | Dispenser/Melters, Low-Melting Alloy | MT-801.5D - Alloy Melting Dispenser | 3866 | Med-Tec | Radiation Therapy - SB | Barberton | Barberton Campus | Parkview Pavilion | Ground Floor | 2020-03-06 | Low
No | 026890 | Dispenser/Melters, Low-Melting Alloy | MT805.5D - Mt805.5D | 5296 | Civco Medical Solutions (PCI Medical) | Radiation Therapy - Medina | Barberton | Medina Campus | Medina Medical Center | 1st Floor | 2020-03-16 | Low
No | 017898 | Displays, Computer | 1701 | MY315EC551 | Compaq | SCI - Cardio & Pulm Rehab | Akron | Akron City Campus | 95 Arch | Ground Floor | 2003-10-13 | Low
No | 050455 | Displays, Computer | 0180-00-0092-03 - Display, Touchscreen, 18" | F1603014500 | ELO Touch Solutions | Operating Room | Akron | Akron City Campus | Akron City Hospital | 1st Floor | 2017-02-21 | Low
No | 039278 | Displays, Computer | 0FTD1883 - Flexscan S2133 | 50965099 HJ | Eizo | SCI-Cardiac Cath Lab Svcs - SB | Barberton | Barberton Campus | Summa Barberton Hospital | 2nd Floor | 2021-03-01 | Low
No | 039279 | Displays, Computer | 0FTD1883 - Flexscan S2133 | 57266030 HJ | Eizo | SCI-Cardiac Cath Lab Svcs - SB | Barberton | Barberton Campus | Summa Barberton Hospital | 2nd Floor | 2021-03-01 | Low
No | 039285 | Displays, Computer | 0FTD1883 - Flexscan S2133 | 50963099 HJ | Eizo | Angiography - SB | Barberton | Barberton Campus | Summa Barberton Hospital | 2nd Floor | 2021-03-01 | Low
No | 060229 | Displays, Computer | 0FTD1883 - Flexscan S2133 | 57230030 HJ | Eizo | SCI-Cardiac Cath Lab Svcs | Akron | Akron City Campus | Akron City Hospital | 1st Floor | 2021-03-02 | Low
No | 060230 | Displays, Computer | 0FTD1883 - Flexscan S2133 | 50994099 HJ | Eizo | SCI-Cardiac Cath Lab Svcs | Akron | Akron City Campus | Akron City Hospital | 1st Floor | 2021-03-02 | Low
No | 060234 | Displays, Computer | 0FTD1883 - Flexscan S2133 | 57219030 HJ | Eizo | SCI-Cardiac Cath Lab Svcs | Akron | Akron City Campus | Akron City Hospital | 1st Floor | 2021-03-01 | Low
No | 060235 | Displays, Computer | 0FTD1883 - Flexscan S2133 | 51193099 HJ | Eizo | SCI-Cardiac Cath Lab Svcs | Akron | Akron City Campus | Akron City Hospital | 1st Floor | 2021-03-01 | Low
No | 060239 | Displays, Computer | 0FTD1883 - Flexscan S2133 | 57235030 HJ | Eizo | SCI-Cardiac Cath Lab Svcs | Akron | Akron City Campus | Akron City Hospital | 1st Floor | 2021-03-01 | Low
No | 060240 | Displays, Computer | 0FTD1883 - Flexscan S2133 | 51001099 HJ | Eizo | SCI-Cardiac Cath Lab Svcs | Akron | Akron City Campus | Akron City Hospital | 1st Floor | 2021-03-01 | Low
No | 060244 | Displays, Computer | 0FTD1883 - Flexscan S2133 | 57233030 HJ | Eizo | Operating Room | Akron | Akron City Campus | Akron City Hospital | 1st Floor | 2021-03-02 | Low
No | 060245 | Displays, Computer | 0FTD1883 - Flexscan S2133 | 51203099 HJ | Eizo | Operating Room | Akron | Akron City Campus | Akron City Hospital | 1st Floor | 2021-03-02 | Low
No | 060249 | Displays, Computer | 0FTD1883 - Flexscan S2133 | 57232030 HJ | Eizo | SCI-Cardiac Cath Lab Svcs | Akron | Akron City Campus | Akron City Hospital | 2nd Floor | 2021-03-02 | Low
No | 060250 | Displays, Computer | 0FTD1883 - Flexscan S2133 | 50999099 HJ | Eizo | SCI-Cardiac Cath Lab Svcs | Akron | Akron City Campus | Akron City Hospital | 2nd Floor | 2021-03-02 | Low
No | 032487 | Displays, Computer | 0FTD1896 EV2216W | 72527086 GHFD | Eizo | Nuclear Medicine | Akron | Akron City Campus | Akron City Hospital | Ground Floor | 2017-02-02 | Low
No | 032493 | Displays, Computer | 0FTD1896 EV2216W | 54077036 GHFD | Eizo | SCI - Noninvasive Cardio Service | Akron | Akron City Campus | Akron City Hospital | Ground Floor | 2017-03-21 | Low
No | 033475 | Displays, Computer | 0FTD1896 EV2216W | 35949085 | Eizo | SCI - Noninvasive Cardio Service | Akron | Akron City Campus | Akron City Hospital | Ground Floor | 2016-02-10 | Low
No | 059232 | Displays, Computer | 0FTD1896 EV2216W | 28153087 | Eizo | SCI - Noninvasive Cardio Service | Akron | Akron City Campus | Akron City Hospital | Ground Floor | 2020-08-26 | Low
No | 063163 | Displays, Computer | 0FTD2321F5 - RadiForce MX194 | 65767033 | Eizo | SCI-Cardiac Cath Lab Svcs | Akron | Akron City Campus | Akron City Hospital | 1st Floor | 2023-09-07 11:10 | Low
No | 024371 | Displays, Computer | 170S8FB/27 - 17" Flat Panel Display | AU3A0742021385 | Philips Healthcare | 4 West - CPI Progressive Care Unit (CPI-PCU) | Akron | Akron City Campus | Akron City Hospital | 4th Floor | 2008-01-15 | Low
No | 024380 | Displays, Computer | 170S8FB/27 - 17" Flat Panel Display | AU3A0742021378 | Philips Healthcare | 4 West - CPI Progressive Care Unit (CPI-PCU) | Akron | Akron City Campus | Akron City Hospital | 4th Floor | 2008-01-15 | Low
No | 024383 | Displays, Computer | 170S8FB/27 - 17" Flat Panel Display | AU3A0742021517 | Philips Healthcare | 4 West - CPI Progressive Care Unit (CPI-PCU) | Akron | Akron City Campus | Akron City Hospital | 4th Floor | 2008-01-15 | Low
No | 030382 | Displays, Computer | 190i IPS - 19' LC Display | CN440303W7 | Hewlett Packard | 5 West - Cardiac Progressive Care Unit (PCU) | Akron | Akron City Campus | Akron City Hospital | 5th Floor | 2014-09-17 | Low
No | 063217 | Displays, Computer | 190i IPS - 19' LC Display | CN49420K29 | Hewlett Packard | 5 West - Cardiac Progressive Care Unit (PCU) | Akron | Akron City Campus | Akron City Hospital | 5th Floor | 2024-04-15 12:09 | Low
No | 063526 | Displays, Computer | 190i IPS - 19' LC Display | CN49420K2C | Hewlett Packard | 5 East - Observation Unit | Akron | Akron City Campus | Akron City Hospital | 5th Floor | 2023-10-31 10:21 | Low
No | 027573 | Displays, Computer | 19B1CB/27 - 19" Flat Panel LCD | AU3A1107005078 | Philips Healthcare | Endoscopy | Akron | Akron City Campus | Akron City Hospital | Ground Floor | 2012-04-17 | Low
No | 030428 | Displays, Computer | 19B4LPCB/27 - Flat Panel Lcd, 19" | DL5A1315370169 | Philips Healthcare | Health Tech Mgmt | Akron | Akron City Campus | ACH Admin Building | Ground Floor | 2014-05-31 | Low
No | 014932 | Displays, Computer | 19S1SB/27 - Brilliance 19" Lcd | AU3A1018002686 | Philips Healthcare | 5 West - Cardiac Progressive Care Unit (PCU) | Akron | Akron City Campus | Akron City Hospital | 5th Floor | 2010-09-07 | Low
No | 014933 | Displays, Computer | 19S1SB/27 - Brilliance 19" Lcd | AU3A0950003350 | Philips Healthcare | 5 West - Cardiac Progressive Care Unit (PCU) | Akron | Akron City Campus | Akron City Hospital | 5th Floor | 2010-09-07 | Low
No | 014935 | Displays, Computer | 19S1SB/27 - Brilliance 19" Lcd | AU3A1018002682 | Philips Healthcare | 4 North - Medical Unit | Akron | Akron City Campus | Akron City Hospital | 4th Floor | 2010-09-07 | Low
No | 038847 | Displays, Computer | 2090UXi-BK-MRSR-1 - Eizo 21" Hi Res Display Canvys | 33675058 HD | NEC | SCI-Cardiac Cath Lab Svcs - SB | Barberton | Barberton Campus | Summa Barberton Hospital | 2nd Floor | 2015-08-12 | Low
No | 058564 | Displays, Computer | 210-AIIC | D2YDNS2 | Dell Computer | SCI - Noninvasive Cardio Service | Akron | Akron City Campus | Akron City Hospital | Ground Floor | 2019-12-18 | Low
No | 058652 | Displays, Computer | 210-AIIC | 5K62NS2 | Dell Computer | SCI - Noninvasive Cardio Service | Akron | Akron City Campus | Akron City Hospital | Ground Floor | 2020-01-07 | Low
No | 059228 | Displays, Computer | 210-AIIC | GHF4V13 | Dell Computer | SCI - Noninvasive Cardio Service | Akron | Akron City Campus | Akron City Hospital | Ground Floor | 2020-08-26 | Low
No | 059229 | Displays, Computer | 210-AIIC | 6QF4V13 | Dell Computer | SCI - Noninvasive Cardio Service | Akron | Akron City Campus | Akron City Hospital | Ground Floor | 2020-08-26 | Low
No | 059230 | Displays, Computer | 210-AIIC | 2SF4V13 | Dell Computer | SCI - Noninvasive Cardio Service | Akron | Akron City Campus | Akron City Hospital | Ground Floor | 2020-08-26 | Low
No | 059231 | Displays, Computer | 210-AIIC | 6DF4V13 | Dell Computer | SCI - Noninvasive Cardio Service | Akron | Akron City Campus | Akron City Hospital | Ground Floor | 2020-08-26 | Low
No | 059233 | Displays, Computer | 210-AIIC | 7TF4V13 | Dell Computer | IMG Medina Imaging | Barberton | Medina Campus | Medina Medical Center | 1st Floor | 2020-08-26 | Low
No | 059234 | Displays, Computer | 210-AIIC | 6TF4V13 | Dell Computer | SCI - Cardio & Pulm Rehab | Akron | Akron City Campus | 95 Arch | Ground Floor | 2020-08-26 | Low
No | 059235 | Displays, Computer | 210-AIIC | 8JF4V13 | Dell Computer | SCI - Cardiac Stress Testing - SB | Barberton | Barberton Campus | Summa Barberton Hospital | Ground Floor | 2020-08-26 | Low
No | 059236 | Displays, Computer | 210-AIIC | 1GF4V13 | Dell Computer | SCI - Cardiac Stress Testing - SB | Barberton | Barberton Campus | Summa Barberton Hospital | Ground Floor | 2020-08-26 | Low
No | 059237 | Displays, Computer | 210-AIIC | 2DF4V13 | Dell Computer | SCI - Cardiovasc Testg Svcs - SW | Barberton | Wadsworth Campus | Wadsworth-Rittman Medical Center | 1st Floor | 2020-08-26 | Low
No | 034572 | Displays, Computer | 225B2CB/27 - Monitor, 22" Lcd, Widescreen | DL4A1233110783 | Philips Healthcare | SCI-Cardiac Cath Lab Svcs | Akron | Akron City Campus | Akron City Hospital | 1st Floor | 2015-08-26 | Low
No | 033168 | Displays, Computer | 24MB35P-B | 501MXQAQB340 | LG Electronics | SCI - Cardio & Pulm Rehab | Akron | Akron City Campus | 95 Arch | Ground Floor | 2015-03-30 | Low
No | 033187 | Displays, Computer | 24MB35P-B | 501MXYGQB338 | LG Electronics | SCI - Cardio & Pulm Rehab | Akron | Akron City Campus | 95 Arch | Ground Floor | 2015-03-30 | Low
No | 052143 | Displays, Computer | 24MB35P-B | 501MX2JOB365 | LG Electronics | SCI - Cardio & Pulm Rehab | Akron | Akron City Campus | 95 Arch | Ground Floor | 2018-08-01 | Low
No | 038978 | Displays, Computer | 3885T - MRI Remote Tablet Display | IR3885T1688 | Iradimed | Magnetic Resonance Imaging - SB | Barberton | Barberton Campus | Summa Barberton Hospital | Ground Floor | 2020-09-28 | Low
No | 059336 | Displays, Computer | 3885T - MRI Remote Tablet Display | IR3885T1739 | Iradimed | Magnetic Resonance Imaging | Akron | Akron City Campus | Akron City Hospital | Ground Floor | 2020-10-26 09:26 | Low
No | 039163 | Displays, Computer | 4-0018-90 - Display And Alarm | 11305-003 | Mirion (Mgp Instruments) | Nuclear Medicine - SB | Barberton | Barberton Campus | Summa Barberton Hospital | Ground Floor | 2021-02-11 | Low
No | 027117 | Displays, Computer | 453564053941 - 19" Lcd Display, Touch | H09C017844 | Philips Healthcare | 5 East - Observation Unit | Akron | Akron City Campus | Akron City Hospital | 5th Floor | 2010-02-02 | Low
No | 027118 | Displays, Computer | 453564053941 - 19" Lcd Display, Touch | H09C018133 | Philips Healthcare | 5 East - Observation Unit | Akron | Akron City Campus | Akron City Hospital | 5th Floor | 2010-02-02 | Low
No | 028361 | Displays, Computer | 453564180721 - 19" Flat Panel Display | F10C008894 | Philips Healthcare | Health Tech Mgmt | Akron | Akron City Campus | ACH Admin Building | Ground Floor | 2011-02-11 | Low
No | 051400 | Displays, Computer | 453564348851 - Display, 24'' Non-Touch Screen (Elo) | F16C028430 | Philips Healthcare | T1 - CTV Intensive Care Unit (CTV-ICU) | Akron | Akron City Campus | Critical Care Tower | 1st Floor | 2016-12-05 | Low
No | 051426 | Displays, Computer | 453564348851 - Display, 24'' Non-Touch Screen (Elo) | F16C028429 | Philips Healthcare | T1 - CTV Intensive Care Unit (CTV-ICU) | Akron | Akron City Campus | Critical Care Tower | 1st Floor | 2016-12-05 | Low
No | 051427 | Displays, Computer | 453564348851 - Display, 24'' Non-Touch Screen (Elo) | F16C028439 | Philips Healthcare | T1 - CTV Intensive Care Unit (CTV-ICU) | Akron | Akron City Campus | Critical Care Tower | 1st Floor | 2016-12-05 | Low
No | 051428 | Displays, Computer | 453564348851 - Display, 24'' Non-Touch Screen (Elo) | F16C028444 | Philips Healthcare | T1 - CTV Intensive Care Unit (CTV-ICU) | Akron | Akron City Campus | Critical Care Tower | 1st Floor | 2016-12-05 | Low
No | 034565 | Displays, Computer | 453564348851 E936475 - Display, Physiologic, 24" Non-Touch | L14C016580 | Philips Healthcare | SCI-Cardiology Prep & Recovery | Akron | Akron City Campus | Akron City Hospital | 1st Floor | 2015-08-26 | Low
No | 033334 | Displays, Computer | 5148720-3 - Physiologic Display, Eizo Smd-19100G 19" B/W Lcd | HXH4014357 | GE Healthcare | SCI-Cardiac Cath Lab Svcs | Akron | Akron City Campus | Akron City Hospital | 1st Floor | 2016-06-13 | Low
No | 033335 | Displays, Computer | 5148720-3 - Physiologic Display, Eizo Smd-19100G 19" B/W Lcd | HXH4014356 | GE Healthcare | SCI-Cardiac Cath Lab Svcs | Akron | Akron City Campus | Akron City Hospital | 1st Floor | 2016-06-13 | Low
No | 059101 | Displays, Computer | 5148720-3 - Physiologic Display, Eizo Smd-19100G 19" B/W Lcd | 10000001743 | GE Healthcare | SCI-Cardiac Cath Lab Svcs | Akron | Akron City Campus | Akron City Hospital | 1st Floor | 2019-07-01 | Low
No | 032455 | Displays, Computer | 55LH575A-UE - Monitor, 55", Lcd | 610RMEN50700 | LG Electronics | Operating Room | Akron | Akron City Campus | Akron City Hospital | 1st Floor | 2016-11-17 | Low
No | 028982 | Displays, Computer | AS192-BK - Monitor, 19" Display | 17114370NA | NEC | Emergency Department (ED) - Green | Barberton | Green Campus | Green Medical Center | 1st Floor | 2011-11-22 | Low
No | 029543 | Displays, Computer | AS192-BK - Monitor, 19" Display | 24123512NA | NEC | Emergency Department (ED) - ACH | Akron | Akron City Campus | Akron City Hospital | Ground Floor | 2012-08-15 | Low
No | 029544 | Displays, Computer | AS192-BK - Monitor, 19" Display | 24123253NA | NEC | Emergency Department (ED) - ACH | Akron | Akron City Campus | Akron City Hospital | Ground Floor | 2012-08-15 | Low
No | 029545 | Displays, Computer | AS192-BK - Monitor, 19" Display | 24123252NA | NEC | Emergency Department (ED) - ACH | Akron | Akron City Campus | Akron City Hospital | Ground Floor | 2012-08-15 | Low
No | 029546 | Displays, Computer | AS192-BK - Monitor, 19" Display | 24123515NA | NEC | Emergency Department (ED) - ACH | Akron | Akron City Campus | Akron City Hospital | Ground Floor | 2012-08-15 | Low
No | 029547 | Displays, Computer | AS192-BK - Monitor, 19" Display | 24123533NA | NEC | Emergency Department (ED) - ACH | Akron | Akron City Campus | Akron City Hospital | Ground Floor | 2012-08-15 | Low
No | 017245 | Displays, Computer | CPD-E450 - Monitor, Computer, 19" | 8704672 | Sony Electronics | SCI - Noninvasive Cardio Service | Akron | Akron City Campus | Akron City Hospital | Ground Floor | 2003-03-17 | Low
No | 017317 | Displays, Computer | CPD-E450 - Monitor, Computer, 19" | 870646 | Sony Electronics | SCI - Noninvasive Cardio Service | Akron | Akron City Campus | Akron City Hospital | Ground Floor | 2003-03-17 | Low
No | 018908 | Displays, Computer | CPD-E450 - Monitor, Computer, 19" | 8711796 | Sony Electronics | SCI - Noninvasive Cardio Service | Akron | Akron City Campus | Akron City Hospital | Ground Floor | 2003-07-29 | Low
No | 016290 | Displays, Computer | D1193A - Hp Ultra Vga, 17" Color | JP33054165 | Hewlett Packard | LAB Special Proced Tox | Akron | Akron City Campus | ACH Admin Building | 2nd Floor | 2000-07-21 | Low
No | 016278 | Displays, Computer | D2835A - Hp Ultra Vga, 17" Color | KR73992439 | Hewlett Packard | LAB Special Proced Tox | Akron | Akron City Campus | ACH Admin Building | 2nd Floor | 2000-07-21 | Low
No | 016575 | Displays, Computer | D2842A - Monitor, 19", Color | KR95102126 | Hewlett Packard | LAB Special Proced Tox | Akron | Akron City Campus | ACH Admin Building | 2nd Floor | 2001-01-22 | Low
No | 027588 | Displays, Computer | DX-32L200A12 - Display, Lcd, 32" | 5A24635608 | Dynex Technologies Inc | Operating Room | Akron | Akron City Campus | Akron City Hospital | 1st Floor | 2012-05-30 | Low
No | 022645 | Displays, Computer | E176FBD - Monitor, Computer | CN-0T9998-46633-5A8- | Dell Computer | 5 West - Cardiac Progressive Care Unit (PCU) | Akron | Akron City Campus | Akron City Hospital | 5th Floor | 2006-03-30 | Low
No | 064144 | Displays, Computer | E23 G4 FHD | CN43141VH5 | Hewlett Packard | SCI-Cardiology Prep & Recovery | Akron | Akron City Campus | Akron City Hospital | 1st Floor | 2024-06-26 08:00 | Low
No | 064146 | Displays, Computer | E23 G4 FHD | CN4314W06 | Hewlett Packard | SCI-Cardiology Prep & Recovery | Akron | Akron City Campus | Akron City Hospital | 1st Floor | 2024-06-26 08:00 | Low
No | 064151 | Displays, Computer | E23 G4 FHD | CN4314VGW | Hewlett Packard | SCI-Cardiology Prep & Recovery | Akron | Akron City Campus | Akron City Hospital | 1st Floor | 2024-06-26 08:00 | Low
No | 064153 | Displays, Computer | E23 G4 FHD | CN43141VGQ | Hewlett Packard | SCI-Cardiology Prep & Recovery | Akron | Akron City Campus | Akron City Hospital | 1st Floor | 2024-06-26 08:00 | Low
No | 051586 | Displays, Computer | E233WM-BK - 23" Lc Display | 69302795NA | NEC | 1 Central - CV Progressive Care Unit (PCU) | Akron | Akron City Campus | Akron City Hospital | 1st Floor | 2016-12-30 | Low
No | 051587 | Displays, Computer | E233WM-BK - 23" Lc Display | 69302800NA | NEC | 1 Central - CV Progressive Care Unit (PCU) | Akron | Akron City Campus | Akron City Hospital | 1st Floor | 2016-12-30 | Low
No | 058417 | Displays, Computer | E233WM-BK - 23" Lc Display | 69302797 | NEC | Clinical Decision Unit (CDU) - ACH | Akron | Akron City Campus | H Tower | Ground Floor | 2021-02-12 | Low
No | 064156 | Displays, Computer | E242N-BK 24" | 35908848EA | NEC | SCI-Cardiology Prep & Recovery | Akron | Akron City Campus | Akron City Hospital | 1st Floor | 2024-06-26 08:27 | Low
No | 064157 | Displays, Computer | E242N-BK 24" | 35908830EA | NEC | SCI-Cardiology Prep & Recovery | Akron | Akron City Campus | Akron City Hospital | 1st Floor | 2024-06-26 08:27 | Low
No | 064160 | Displays, Computer | E242N-BK 24" | 35908844EA | NEC | SCI-Cardiology Prep & Recovery | Akron | Akron City Campus | Akron City Hospital | 1st Floor | 2024-06-26 08:27 | Low
No | 017195 | Displays, Computer | E771P - Monitor, Computer | MX0419TG47801271B3WQ | Dell Computer | SCI - Noninvasive Cardio Service | Akron | Akron City Campus | Akron City Hospital | Ground Floor | 2002-10-24 | Low
No | 052753 | Displays, Computer | EA192M-BK - 19" Nec Multisync Led Monitor | (S)37320867TA | NEC | SCI-Cardiac Cath Lab Svcs | Akron | Akron City Campus | Akron City Hospital | 1st Floor | 2018-12-13 | Low
No | 052754 | Displays, Computer | EA192M-BK - 19" Nec Multisync Led Monitor | (S)38324176TA | NEC | SCI-Cardiac Cath Lab Svcs | Akron | Akron City Campus | Akron City Hospital | 1st Floor | 2018-12-13 | Low
No | 052503 | Displays, Computer | EA193MI-BK - Lc Display 19" | 59124227TA | NEC | Neurodiagnostics - White Pond | Barberton | White Pond Campus | Summa Health Neuroscience Services | 2nd Floor | 2016-07-27 | Low
No | 055252 | Displays, Computer | EA193MI-BK - Lc Display 19" | 59124254TA | NEC | EEG Neurology Lab | Akron | Akron City Campus | Akron City Hospital | Ground Floor | 2016-07-27 | Low
No | 055259 | Displays, Computer | EA193MI-BK - Lc Display 19" | 59124241TA | NEC | EEG Neurology Lab - SB | Barberton | Barberton Campus | Summa Barberton Hospital | 4th Floor | 2016-07-27 | Low
No | 059102 | Displays, Computer | EA193MI-BK - Lc Display 19" | 51114321TA | NEC | SCI-Cardiac Cath Lab Svcs | Akron | Akron City Campus | Akron City Hospital | 1st Floor | 2020-06-29 | Low
No | 059109 | Displays, Computer | EA193MI-BK - Lc Display 19" | 94B10263TW | NEC | SCI-Cardiac Cath Lab Svcs | Akron | Akron City Campus | Akron City Hospital | 1st Floor | 2020-07-06 | Low
No | 059114 | Displays, Computer | EA193MI-BK - Lc Display 19" | 03C00365TW | NEC | SCI-Cardiac Cath Lab Svcs | Akron | Akron City Campus | Akron City Hospital | 1st Floor | 2020-07-06 | Low
No | 059119 | Displays, Computer | EA193MI-BK - Lc Display 19" | 03C00377TW | NEC | SCI-Cardiac Cath Lab Svcs | Akron | Akron City Campus | Akron City Hospital | 1st Floor | 2020-07-06 | Low
No | 059448 | Displays, Computer | EA193MI-BK - Lc Display 19" | 03C00645TW | NEC | SCI-Cardiac Cath Lab Svcs | Akron | Akron City Campus | Akron City Hospital | 1st Floor | 2021-03-08 | Low
No | 059449 | Displays, Computer | EA193MI-BK - Lc Display 19" | 9ZB11836TW | NEC | SCI-Cardiac Cath Lab Svcs | Akron | Akron City Campus | Akron City Hospital | 1st Floor | 2021-03-08 | Low
No | 059450 | Displays, Computer | EA193MI-BK - Lc Display 19" | 94B10249TW | NEC | SCI-Cardiac Cath Lab Svcs | Akron | Akron City Campus | Akron City Hospital | 1st Floor | 2021-03-08 | Low
No | 063159 | Displays, Computer | EA193MI-BK - Lc Display 19" | 0YC02981TW | NEC | SCI-Cardiac Cath Lab Svcs | Akron | Akron City Campus | Akron City Hospital | 1st Floor | 2023-07-06 | Low
No | 052784 | Displays, Computer | EA223WM-BK - Nec Multisync Ea223Wm-Bk 22" Led Monitor, Black | (S)47315962TA | NEC | SCI-Cardiac Cath Lab Svcs | Akron | Akron City Campus | Akron City Hospital | 1st Floor | 2019-01-08 | Low
No | 059073 | Displays, Computer | ET1515L-7CWC-1-ST-S-BG-SPK-RLHB - E933801 Touch Screen Lcd (Ge Mp3114) | H193028032 | ELO Touch Solutions | SCI-Heart Rhythm Services | Akron | Akron City Campus | Akron City Hospital | 1st Floor | 2020-09-21 | Low
No | 059078 | Displays, Computer | ET1515L-7CWC-1-ST-S-BG-SPK-RLHB - E933801 Touch Screen Lcd (Ge Mp3114) | H193028068 | ELO Touch Solutions | SCI-Heart Rhythm Services | Akron | Akron City Campus | Akron City Hospital | 1st Floor | 2020-09-21 | Low
No | 059083 | Displays, Computer | ET1515L-7CWC-1-ST-S-BG-SPK-RLHB - E933801 Touch Screen Lcd (Ge Mp3114) | H193028072 | ELO Touch Solutions | SCI-Cardiac Cath Lab Svcs | Akron | Akron City Campus | Akron City Hospital | 1st Floor | 2020-09-21 | Low
No | 032850 | Displays, Computer | ET1928L-0NWM-1-ROGH2 - 19' Flat Panel Display | E13C033942 | ELO Touch Solutions | Endoscopy - Outpatient | Akron | Akron City Campus | 95 Arch | Ground Floor | 2014-04-29 | Low
No | 061200 | Displays, Computer | ET1928L-7CWM-1-GY-G - 19" Touchscreen, Black, Lcd Display | F09C016007 | ELO Touch Solutions | 4 North - Medical Unit | Akron | Akron City Campus | Akron City Hospital | 4th Floor | 2021-11-10 | Low
No | 052530 | Displays, Computer | ET1929LM - 19" Lcd Touch | J16C017809 | Philips Healthcare | Health Tech Mgmt | Akron | Akron City Campus | ACH Admin Building | Ground Floor | 2017-02-14 | Low
No | 052531 | Displays, Computer | ET1929LM - 19" Lcd Touch | J16C017807 | Philips Healthcare | 5 West - Cardiac Progressive Care Unit (PCU) | Akron | Akron City Campus | Akron City Hospital | 5th Floor | 2017-02-14 | Low
No | 052550 | Displays, Computer | ET1929LM - 19" Lcd Touch | J16C017806 | Philips Healthcare | 4 North - Medical Unit | Akron | Akron City Campus | Akron City Hospital | 4th Floor | 2017-02-14 | Low
No | 052553 | Displays, Computer | ET1929LM - 19" Lcd Touch | J16C017805 | Philips Healthcare | 4 North - Medical Unit | Akron | Akron City Campus | Akron City Hospital | 4th Floor | 2017-02-14 | Low
No | 052554 | Displays, Computer | ET1929LM - 19" Lcd Touch | J16C017775 | Philips Healthcare | 4 North - Medical Unit | Akron | Akron City Campus | Akron City Hospital | 4th Floor | 2017-02-14 | Low
No | 054264 | Displays, Computer | ET1929LM - 19" Lcd Touch | J16C017777 | Philips Healthcare | 4 West - CPI Progressive Care Unit (CPI-PCU) | Akron | Akron City Campus | Akron City Hospital | 4th Floor | 2017-02-14 | Low
No | 054265 | Displays, Computer | ET1929LM - 19" Lcd Touch | J16C017768 | Philips Healthcare | 4 West - CPI Progressive Care Unit (CPI-PCU) | Akron | Akron City Campus | Akron City Hospital | 4th Floor | 2017-02-14 | Low
No | 054266 | Displays, Computer | ET1929LM - 19" Lcd Touch | J16C017705 | Philips Healthcare | 4 West - CPI Progressive Care Unit (CPI-PCU) | Akron | Akron City Campus | Akron City Hospital | 4th Floor | 2017-02-14 | Low
No | 054267 | Displays, Computer | ET1929LM - 19" Lcd Touch | J16C017710 | Philips Healthcare | 4 West - CPI Progressive Care Unit (CPI-PCU) | Akron | Akron City Campus | Akron City Hospital | 4th Floor | 2017-02-14 | Low
No | 054492 | Displays, Computer | ET1929LM - 19" Lcd Touch | L16C001695 | Philips Healthcare | 5 East - Observation Unit | Akron | Akron City Campus | Akron City Hospital | 5th Floor | 2017-12-13 | Low
No | 054493 | Displays, Computer | ET1929LM - 19" Lcd Touch | L16C001699 | Philips Healthcare | 5 East - Observation Unit | Akron | Akron City Campus | Akron City Hospital | 5th Floor | 2017-12-13 | Low
No | 054495 | Displays, Computer | ET1929LM - 19" Lcd Touch | L16C001650 | Philips Healthcare | 5 West - Cardiac Progressive Care Unit (PCU) | Akron | Akron City Campus | Akron City Hospital | 5th Floor | 2017-12-13 | Low
No | 054496 | Displays, Computer | ET1929LM - 19" Lcd Touch | L16C001694 | Philips Healthcare | 5 West - Cardiac Progressive Care Unit (PCU) | Akron | Akron City Campus | Akron City Hospital | 5th Floor | 2017-12-13 | Low
No | 054497 | Displays, Computer | ET1929LM - 19" Lcd Touch | L16C001691 | Philips Healthcare | 5 West - Cardiac Progressive Care Unit (PCU) | Akron | Akron City Campus | Akron City Hospital | 5th Floor | 2017-02-14 | Low
No | 032445 | Displays, Computer | ET2200L-8CWA-0-BG-G - Display, Touchscrn, 22" | I143020295 | ELO Touch Solutions | Operating Room | Akron | Akron City Campus | Akron City Hospital | 1st Floor | 2015-01-07 | Low
No | 032199 | Displays, Computer | ET2200L-8CWA-0-GY-G - Display, Touchscrn, 22" | A143031800 | ELO Touch Solutions | Operating Room | Akron | Akron City Campus | Akron City Hospital | 1st Floor | 2014-08-04 | Low
No | 032300 | Displays, Computer | ET2200L-8CWA-0-GY-G - Display, Touchscrn, 22" | A143031803 | ELO Touch Solutions | Operating Room | Akron | Akron City Campus | Akron City Hospital | 1st Floor | 2014-08-04 | Low
No | 032301 | Displays, Computer | ET2200L-8CWA-0-GY-G - Display, Touchscrn, 22" | A143031801 | ELO Touch Solutions | Operating Room | Akron | Akron City Campus | Akron City Hospital | 1st Floor | 2014-08-04 | Low
No | 032408 | Displays, Computer | ET2200L-8CWA-0-GY-G - Display, Touchscrn, 22" | B143018877 | ELO Touch Solutions | Operating Room | Akron | Akron City Campus | Akron City Hospital | 1st Floor | 2015-01-15 | Low
No | 053311 | Displays, Computer | ET2201L-8UWA-0-MT-GY | I153002405 | ELO Touch Solutions | Endoscopy - Outpatient | Akron | Akron City Campus | 95 Arch | Ground Floor | 2016-10-19 | Low
No | 057302 | Displays, Computer | ET2201L-8UWA-0-MT-GY | J173026245 | ELO Touch Solutions | Operating Room | Akron | Akron City Campus | Akron City Hospital | 1st Floor | 2019-06-13 | Low
No | 057303 | Displays, Computer | ET2201L-8UWA-0-MT-GY | D183006476 | ELO Touch Solutions | Operating Room | Akron | Akron City Campus | Akron City Hospital | 1st Floor | 2019-06-13 | Low
No | 057304 | Displays, Computer | ET2201L-8UWA-0-MT-GY | D183002484 | ELO Touch Solutions | Operating Room | Akron | Akron City Campus | Akron City Hospital | 1st Floor | 2019-06-13 | Low
No | 057306 | Displays, Computer | ET2201L-8UWA-0-MT-GY | A183014823 | ELO Touch Solutions | Operating Room | Akron | Akron City Campus | Akron City Hospital | 1st Floor | 2019-06-13 | Low
No | 057307 | Displays, Computer | ET2201L-8UWA-0-MT-GY | D1830006473 | ELO Touch Solutions | Operating Room | Akron | Akron City Campus | Akron City Hospital | 1st Floor | 2019-06-13 | Low
No | 058828 | Displays, Computer | ET2201L-8UWA-0-MT-GY | D183002487 | ELO Touch Solutions | Operating Room | Akron | Akron City Campus | Akron City Hospital | 1st Floor | 2019-06-13 | Low
No | 060971 | Displays, Computer | ET2201L-8UWA-0-MT-GY | C193016843 | ELO Touch Solutions | Operating Room | Akron | Akron City Campus | Akron City Hospital | 1st Floor | 2021-12-02 | Low
No | 057293 | Displays, Computer | ET2401L - 24" Desktop Touchmonitor | A19C016755 | Philips Healthcare | Sameday Surgery Center | Akron | Akron City Campus | H Tower | 1st Floor | 2019-05-29 | Low
No | 057294 | Displays, Computer | ET2401L - 24" Desktop Touchmonitor | K18C016392 | Philips Healthcare | Sameday Surgery Center | Akron | Akron City Campus | H Tower | 1st Floor | 2019-05-29 | Low
No | 057295 | Displays, Computer | ET2401L - 24" Desktop Touchmonitor | K18C016398 | Philips Healthcare | Sameday Surgery Center | Akron | Akron City Campus | H Tower | 1st Floor | 2019-05-29 | Low
No | 057371 | Displays, Computer | ET2401L - 24" Desktop Touchmonitor | B19C001880 | Philips Healthcare | H6 - Surgical Progressive Care Unit (PCU) | Akron | Akron City Campus | H Tower | 6th Floor | 2019-05-20 | Low
No | 057372 | Displays, Computer | ET2401L - 24" Desktop Touchmonitor | B19C001889 | Philips Healthcare | H6 - Surgical Progressive Care Unit (PCU) | Akron | Akron City Campus | H Tower | 6th Floor | 2019-05-20 | Low
No | 057644 | Displays, Computer | ET2401L - 24" Desktop Touchmonitor | K18C016548 | Philips Healthcare | H6 - Surgical Progressive Care Unit (PCU) | Akron | Akron City Campus | H Tower | 6th Floor | 2019-05-20 | Low
No | 057645 | Displays, Computer | ET2401L - 24" Desktop Touchmonitor | A19C007039 | Philips Healthcare | H6 - Surgical Progressive Care Unit (PCU) | Akron | Akron City Campus | H Tower | 6th Floor | 2019-05-20 | Low
No | 057646 | Displays, Computer | ET2401L - 24" Desktop Touchmonitor | A19C016727 | Philips Healthcare | H6 - Surgical Progressive Care Unit (PCU) | Akron | Akron City Campus | H Tower | 6th Floor | 2019-05-20 | Low
No | 057647 | Displays, Computer | ET2401L - 24" Desktop Touchmonitor | A19C016752 | Philips Healthcare | H6 - Surgical Progressive Care Unit (PCU) | Akron | Akron City Campus | H Tower | 6th Floor | 2019-05-20 | Low
No | 057658 | Displays, Computer | ET2401L - 24" Desktop Touchmonitor | K18C01634 | Philips Healthcare | H6 - Surgical Progressive Care Unit (PCU) | Akron | Akron City Campus | H Tower | 6th Floor | 2019-06-05 | Low
No | 057659 | Displays, Computer | ET2401L - 24" Desktop Touchmonitor | B19C001883 | Philips Healthcare | H6 - Surgical Progressive Care Unit (PCU) | Akron | Akron City Campus | H Tower | 6th Floor | 2019-06-05 | Low
No | 058628 | Displays, Computer | ET2401L - 24" Desktop Touchmonitor | K18C007429 | Philips Healthcare | H2 - Labor and Delivery Unit (L&D) | Akron | Akron City Campus | H Tower | 2nd Floor | 2020-06-26 | Low
No | 061505 | Displays, Computer | ET2403LM-2UWA-1-WH-G - 24" Touchscreen Display | D21H018896 | ELO Touch Solutions | Angiography | Akron | Akron City Campus | Akron City Hospital | 2nd Floor | 2022-01-12 | Low
No | 051540 | Displays, Computer | ET2412 - 24" Widescreen Lcd, Touch | F16C028440 | Philips Healthcare | 1 Central - CV Progressive Care Unit (PCU) | Akron | Akron City Campus | Akron City Hospital | 1st Floor | 2016-12-05 | Low
No | 051541 | Displays, Computer | ET2412 - 24" Widescreen Lcd, Touch | F16C028445 | Philips Healthcare | 1 Central - CV Progressive Care Unit (PCU) | Akron | Akron City Campus | Akron City Hospital | 1st Floor | 2016-12-05 | Low
No | 052497 | Displays, Computer | ET2412 - 24" Widescreen Lcd, Touch | FI6C028346 | Philips Healthcare | T2 - STN Intensive Care Unit (STN-ICU) | Akron | Akron City Campus | Critical Care Tower | 2nd Floor | 2017-02-09 | Low
No | 052498 | Displays, Computer | ET2412 - 24" Widescreen Lcd, Touch | F160C28346 | Philips Healthcare | T2 - STN Intensive Care Unit (STN-ICU) | Akron | Akron City Campus | Critical Care Tower | 2nd Floor | 2017-02-09 | Low
No | 052501 | Displays, Computer | ET2412 - 24" Widescreen Lcd, Touch | F16C028355 | Philips Healthcare | T2 - STN Intensive Care Unit (STN-ICU) | Akron | Akron City Campus | Critical Care Tower | 2nd Floor | 2017-02-09 | Low
No | 052502 | Displays, Computer | ET2412 - 24" Widescreen Lcd, Touch | F16C028346 | Philips Healthcare | T2 - STN Intensive Care Unit (STN-ICU) | Akron | Akron City Campus | Critical Care Tower | 2nd Floor | 2017-02-09 | Low
No | 052510 | Displays, Computer | ET2412 - 24" Widescreen Lcd, Touch | I16C008123 | Philips Healthcare | 3 West - Trauma/Neuro Progressive Care Unit (PCU) | Akron | Akron City Campus | Akron City Hospital | 3rd Floor | 2017-02-10 | Low
No | 052513 | Displays, Computer | ET2412 - 24" Widescreen Lcd, Touch | I16C008126 | Philips Healthcare | 3 West - Trauma/Neuro Progressive Care Unit (PCU) | Akron | Akron City Campus | Akron City Hospital | 3rd Floor | 2017-02-10 | Low
No | 058007 | Displays, Computer | ET2412 - 24" Widescreen Lcd, Touch | A19C007056 | Philips Healthcare | Anesthesia | Akron | Akron City Campus | Akron City Hospital | 1st Floor | 2019-08-20 | Low
No | 058008 | Displays, Computer | ET2412 - 24" Widescreen Lcd, Touch | A19C007055 | Philips Healthcare | Anesthesia | Akron | Akron City Campus | Akron City Hospital | 1st Floor | 2019-08-20 | Low
No | 027592 | Displays, Computer | ET4200L - E841203 42" Widescreen Lcd, Toucch | A11C013666 | ELO Touch Solutions | Operating Room | Akron | Akron City Campus | Akron City Hospital | 1st Floor | 2012-05-22 | Low
No | 058132 | Displays, Computer | GEST190LG-PO02 - Monitor, Lcd, 19" Ws | ESTE-RC2-L00141 | Estecom Inc | Operating Room | Akron | Akron City Campus | Akron City Hospital | 1st Floor | 2019-11-04 | Low
No | 055255 | Displays, Computer | GL2460-B - Gl2460-B 24" Lcd Display | ETH2F00794SL0 | Benq | EEG Neurology Lab | Akron | Akron City Campus | Akron City Hospital | Ground Floor | 2019-01-31 | Low
No | 064081 | Displays, Computer | HSD-0076-W - HP Z24n G3 | CN43310WT9 | Hewlett Packard | SCI-Heart Rhythm Services | Akron | Akron City Campus | Akron City Hospital | 1st Floor | 2024-08-28 08:12 | Low
No | 064082 | Displays, Computer | HSD-0076-W - HP Z24n G3 | CN43310WSB | Hewlett Packard | SCI-Heart Rhythm Services | Akron | Akron City Campus | Akron City Hospital | 1st Floor | 2024-08-28 08:12 | Low
No | 056723 | Displays, Computer | HSTND-9571-A - Hp Elitedisplay E233 23-Inch Monitor | 3CQ9081QNL | Hewlett Packard | Health Tech Mgmt | Akron | Akron City Campus | ACH Admin Building | Ground Floor | 2019-05-13 | Low
No | 056922 | Displays, Computer | HSTND-9571-A - Hp Elitedisplay E233 23-Inch Monitor | CNC90813F2 | Hewlett Packard | H6 - Surgical Progressive Care Unit (PCU) | Akron | Akron City Campus | H Tower | 6th Floor | 2019-05-13 | Low
No | 056924 | Displays, Computer | HSTND-9571-A - Hp Elitedisplay E233 23-Inch Monitor | CNC90813DW | Hewlett Packard | H6 - Surgical Progressive Care Unit (PCU) | Akron | Akron City Campus | H Tower | 6th Floor | 2019-05-13 | Low
No | 056925 | Displays, Computer | HSTND-9571-A - Hp Elitedisplay E233 23-Inch Monitor | CNC90813FF | Hewlett Packard | H6 - Surgical Progressive Care Unit (PCU) | Akron | Akron City Campus | H Tower | 6th Floor | 2019-05-13 | Low
No | 056927 | Displays, Computer | HSTND-9571-A - Hp Elitedisplay E233 23-Inch Monitor | CNC90813FB | Hewlett Packard | H6 - Surgical Progressive Care Unit (PCU) | Akron | Akron City Campus | H Tower | 6th Floor | 2019-05-13 | Low
No | 056929 | Displays, Computer | HSTND-9571-A - Hp Elitedisplay E233 23-Inch Monitor | CNC90813F4 | Hewlett Packard | H6 - Surgical Progressive Care Unit (PCU) | Akron | Akron City Campus | H Tower | 6th Floor | 2019-05-13 | Low
No | 056931 | Displays, Computer | HSTND-9571-A - Hp Elitedisplay E233 23-Inch Monitor | CNC90813DX | Hewlett Packard | H6 - Surgical Progressive Care Unit (PCU) | Akron | Akron City Campus | H Tower | 6th Floor | 2019-05-13 | Low
No | 056933 | Displays, Computer | HSTND-9571-A - Hp Elitedisplay E233 23-Inch Monitor | CNC90813FN | Hewlett Packard | H6 - Surgical Progressive Care Unit (PCU) | Akron | Akron City Campus | H Tower | 6th Floor | 2019-05-13 | Low
No | 056935 | Displays, Computer | HSTND-9571-A - Hp Elitedisplay E233 23-Inch Monitor | CNC90813FH | Hewlett Packard | H6 - Surgical Progressive Care Unit (PCU) | Akron | Akron City Campus | H Tower | 6th Floor | 2019-05-13 | Low
No | 056937 | Displays, Computer | HSTND-9571-A - Hp Elitedisplay E233 23-Inch Monitor | CNC90813FJ | Hewlett Packard | H6 - Surgical Progressive Care Unit (PCU) | Akron | Akron City Campus | H Tower | 6th Floor | 2019-05-13 | Low
No | 056939 | Displays, Computer | HSTND-9571-A - Hp Elitedisplay E233 23-Inch Monitor | CNC90813G3 | Hewlett Packard | H6 - Surgical Progressive Care Unit (PCU) | Akron | Akron City Campus | H Tower | 6th Floor | 2019-05-13 | Low
No | 056941 | Displays, Computer | HSTND-9571-A - Hp Elitedisplay E233 23-Inch Monitor | CNC90813DT | Hewlett Packard | H6 - Surgical Progressive Care Unit (PCU) | Akron | Akron City Campus | H Tower | 6th Floor | 2019-05-13 | Low
No | 056943 | Displays, Computer | HSTND-9571-A - Hp Elitedisplay E233 23-Inch Monitor | CNC90813FD | Hewlett Packard | H6 - Surgical Progressive Care Unit (PCU) | Akron | Akron City Campus | H Tower | 6th Floor | 2019-05-13 | Low
No | 056945 | Displays, Computer | HSTND-9571-A - Hp Elitedisplay E233 23-Inch Monitor | CNC90813F1 | Hewlett Packard | H6 - Surgical Progressive Care Unit (PCU) | Akron | Akron City Campus | H Tower | 6th Floor | 2019-05-13 | Low
No | 056946 | Displays, Computer | HSTND-9571-A - Hp Elitedisplay E233 23-Inch Monitor | CNC90813FG | Hewlett Packard | H6 - Surgical Progressive Care Unit (PCU) | Akron | Akron City Campus | H Tower | 6th Floor | 2019-05-13 | Low
No | 056949 | Displays, Computer | HSTND-9571-A - Hp Elitedisplay E233 23-Inch Monitor | CNC90813BG | Hewlett Packard | H6 - Surgical Progressive Care Unit (PCU) | Akron | Akron City Campus | H Tower | 6th Floor | 2019-05-13 | Low
No | 056951 | Displays, Computer | HSTND-9571-A - Hp Elitedisplay E233 23-Inch Monitor | CNC90813DN | Hewlett Packard | H6 - Surgical Progressive Care Unit (PCU) | Akron | Akron City Campus | H Tower | 6th Floor | 2019-05-13 | Low
No | 056953 | Displays, Computer | HSTND-9571-A - Hp Elitedisplay E233 23-Inch Monitor | CNC90813F6 | Hewlett Packard | H6 - Surgical Progressive Care Unit (PCU) | Akron | Akron City Campus | H Tower | 6th Floor | 2019-05-13 | Low
No | 056955 | Displays, Computer | HSTND-9571-A - Hp Elitedisplay E233 23-Inch Monitor | CNC90813DM | Hewlett Packard | H6 - Surgical Progressive Care Unit (PCU) | Akron | Akron City Campus | H Tower | 6th Floor | 2019-05-13 | Low
No | 056957 | Displays, Computer | HSTND-9571-A - Hp Elitedisplay E233 23-Inch Monitor | CNC90813F0 | Hewlett Packard | H6 - Surgical Progressive Care Unit (PCU) | Akron | Akron City Campus | H Tower | 6th Floor | 2019-05-13 | Low
No | 056959 | Displays, Computer | HSTND-9571-A - Hp Elitedisplay E233 23-Inch Monitor | CNC90813F7 | Hewlett Packard | H6 - Surgical Progressive Care Unit (PCU) | Akron | Akron City Campus | H Tower | 6th Floor | 2019-05-13 | Low
No | 056961 | Displays, Computer | HSTND-9571-A - Hp Elitedisplay E233 23-Inch Monitor | CNC90813F3 | Hewlett Packard | H6 - Surgical Progressive Care Unit (PCU) | Akron | Akron City Campus | H Tower | 6th Floor | 2019-05-13 | Low
No | 056964 | Displays, Computer | HSTND-9571-A - Hp Elitedisplay E233 23-Inch Monitor | CNC90813DZ | Hewlett Packard | H6 - Surgical Progressive Care Unit (PCU) | Akron | Akron City Campus | H Tower | 6th Floor | 2019-05-13 | Low
No | 056965 | Displays, Computer | HSTND-9571-A - Hp Elitedisplay E233 23-Inch Monitor | CNC90813DR | Hewlett Packard | H6 - Surgical Progressive Care Unit (PCU) | Akron | Akron City Campus | H Tower | 6th Floor | 2019-05-13 | Low
No | 056968 | Displays, Computer | HSTND-9571-A - Hp Elitedisplay E233 23-Inch Monitor | CNC90813DQ | Hewlett Packard | H6 - Surgical Progressive Care Unit (PCU) | Akron | Akron City Campus | H Tower | 6th Floor | 2019-05-13 | Low
No | 056970 | Displays, Computer | HSTND-9571-A - Hp Elitedisplay E233 23-Inch Monitor | CNC90813F5 | Hewlett Packard | H6 - Surgical Progressive Care Unit (PCU) | Akron | Akron City Campus | H Tower | 6th Floor | 2019-05-13 | Low
No | 056972 | Displays, Computer | HSTND-9571-A - Hp Elitedisplay E233 23-Inch Monitor | CNC90813FR | Hewlett Packard | H6 - Surgical Progressive Care Unit (PCU) | Akron | Akron City Campus | H Tower | 6th Floor | 2019-05-13 | Low
No | 056974 | Displays, Computer | HSTND-9571-A - Hp Elitedisplay E233 23-Inch Monitor | CNC90813F8 | Hewlett Packard | H6 - Surgical Progressive Care Unit (PCU) | Akron | Akron City Campus | H Tower | 6th Floor | 2019-05-13 | Low
No | 056976 | Displays, Computer | HSTND-9571-A - Hp Elitedisplay E233 23-Inch Monitor | CNC90813DY | Hewlett Packard | H6 - Surgical Progressive Care Unit (PCU) | Akron | Akron City Campus | H Tower | 6th Floor | 2019-05-13 | Low
No | 056978 | Displays, Computer | HSTND-9571-A - Hp Elitedisplay E233 23-Inch Monitor | CNC908134X | Hewlett Packard | H6 - Surgical Progressive Care Unit (PCU) | Akron | Akron City Campus | H Tower | 6th Floor | 2019-05-13 | Low
No | 056980 | Displays, Computer | HSTND-9571-A - Hp Elitedisplay E233 23-Inch Monitor | CNC90813FK | Hewlett Packard | H6 - Surgical Progressive Care Unit (PCU) | Akron | Akron City Campus | H Tower | 6th Floor | 2019-05-13 | Low
No | 056982 | Displays, Computer | HSTND-9571-A - Hp Elitedisplay E233 23-Inch Monitor | CNC90813F | Hewlett Packard | H6 - Surgical Progressive Care Unit (PCU) | Akron | Akron City Campus | H Tower | 6th Floor | 2019-05-13 | Low
No | 056984 | Displays, Computer | HSTND-9571-A - Hp Elitedisplay E233 23-Inch Monitor | CNC90813G2 | Hewlett Packard | H6 - Surgical Progressive Care Unit (PCU) | Akron | Akron City Campus | H Tower | 6th Floor | 2019-05-13 | Low
No | 056986 | Displays, Computer | HSTND-9571-A - Hp Elitedisplay E233 23-Inch Monitor | CNC90813FM | Hewlett Packard | H6 - Surgical Progressive Care Unit (PCU) | Akron | Akron City Campus | H Tower | 6th Floor | 2019-05-13 | Low
No | 056989 | Displays, Computer | HSTND-9571-A - Hp Elitedisplay E233 23-Inch Monitor | CNC90813FL | Hewlett Packard | H6 - Surgical Progressive Care Unit (PCU) | Akron | Akron City Campus | H Tower | 6th Floor | 2019-05-13 | Low
No | 056990 | Displays, Computer | HSTND-9571-A - Hp Elitedisplay E233 23-Inch Monitor | CNC90813DP | Hewlett Packard | H6 - Surgical Progressive Care Unit (PCU) | Akron | Akron City Campus | H Tower | 6th Floor | 2019-05-13 | Low
No | 057653 | Displays, Computer | HSTND-9571-A - Hp Elitedisplay E233 23-Inch Monitor | CNC90813FC | Hewlett Packard | H6 - Surgical Progressive Care Unit (PCU) | Akron | Akron City Campus | H Tower | 6th Floor | 2019-05-13 | Low
No | 026630 | Displays, Computer | L1710 - Display 17" Lcd | CND8020BDD | Hewlett Packard | EEG Neurology Lab | Akron | Akron City Campus | Akron City Hospital | Ground Floor | 2008-05-22 | Low
No | 027425 | Displays, Computer | LA1751G - 17" Flat Screen | 3cq0103001 | Hewlett Packard | 4 North - Medical Unit | Akron | Akron City Campus | Akron City Hospital | 4th Floor | 2010-08-03 | Low
No | 028017 | Displays, Computer | LA1751G - 17" Flat Screen | 3CQ106B4XG | Hewlett Packard | 4 North - Medical Unit | Akron | Akron City Campus | Akron City Hospital | 4th Floor | 2011-06-01 | Low
No | 028099 | Displays, Computer | LA1751G - 17" Flat Screen | 3CQ111BPPR | Hewlett Packard | 5 East - Observation Unit | Akron | Akron City Campus | Akron City Hospital | 5th Floor | 2012-02-03 | Low
No | 030316 | Displays, Computer | LA1956x - 19" Lcd | CN430512ZY | Hewlett Packard | 5 West - Cardiac Progressive Care Unit (PCU) | Akron | Akron City Campus | Akron City Hospital | 5th Floor | 2013-04-11 | Low
No | 030317 | Displays, Computer | LA1956x - 19" Lcd | CN430512WB | Hewlett Packard | 5 West - Cardiac Progressive Care Unit (PCU) | Akron | Akron City Campus | Akron City Hospital | 5th Floor | 2013-04-14 | Low
No | 030344 | Displays, Computer | LA1956x - 19" Lcd | 3CQ3160NGB | Hewlett Packard | 5 West - Cardiac Progressive Care Unit (PCU) | Akron | Akron City Campus | Akron City Hospital | 5th Floor | 2013-07-22 | Low
No | 037218 | Displays, Computer | LCD2090UXi-BK-1 - Monitor, Multisync, Lcd, 20" | 38708982TA | NEC | SCI-Cardiac Cath Lab Svcs - SB | Barberton | Barberton Campus | Summa Barberton Hospital | 2nd Floor | 2015-08-12 | Low
No | 024763 | Displays, Computer | LCD4010-BK(A) - Flatpanel, Lcd, 42" | 75A13041YA | NEC | Operating Room | Akron | Akron City Campus | Akron City Hospital | 1st Floor | 2008-09-15 | Low
No | 022972 | Displays, Computer | LE1711 - 17" Flat Screen | 3CQ9400P6T | Hewlett Packard | 5 East - Observation Unit | Akron | Akron City Campus | Akron City Hospital | 5th Floor | 2010-01-26 | Low
No | 022976 | Displays, Computer | LE1711 - 17" Flat Screen | 3CQ9400P3M | Hewlett Packard | 5 West - Cardiac Progressive Care Unit (PCU) | Akron | Akron City Campus | Akron City Hospital | 5th Floor | 2010-02-09 | Low
No | 027107 | Displays, Computer | LE1711 - 17" Flat Screen | 3CQ9413942 | Hewlett Packard | 5 West - Cardiac Progressive Care Unit (PCU) | Akron | Akron City Campus | Akron City Hospital | 5th Floor | 2010-01-28 | Low
No | 027108 | Displays, Computer | LE1711 - 17" Flat Screen | 3CQ9400P3B | Hewlett Packard | 5 East - Observation Unit | Akron | Akron City Campus | Akron City Hospital | 5th Floor | 2010-01-27 | Low
No | 027110 | Displays, Computer | LE1711 - 17" Flat Screen | 3CQ9413COP | Hewlett Packard | 5 East - Observation Unit | Akron | Akron City Campus | Akron City Hospital | 5th Floor | 2010-01-28 | Low
No | 027111 | Displays, Computer | LE1711 - 17" Flat Screen | 3CQ9413C0M | Hewlett Packard | 5 East - Observation Unit | Akron | Akron City Campus | Akron City Hospital | 5th Floor | 2010-01-28 | Low
No | 027112 | Displays, Computer | LE1711 - 17" Flat Screen | 3CQ9400P36 | Hewlett Packard | 5 East - Observation Unit | Akron | Akron City Campus | Akron City Hospital | 5th Floor | 2010-01-28 | Low
No | 027113 | Displays, Computer | LE1711 - 17" Flat Screen | 3CQ9400P85 | Hewlett Packard | 5 West - Cardiac Progressive Care Unit (PCU) | Akron | Akron City Campus | Akron City Hospital | 5th Floor | 2010-01-28 | Low
No | 027114 | Displays, Computer | LE1711 - 17" Flat Screen | 3CQ9400P7L | Hewlett Packard | 5 East - Observation Unit | Akron | Akron City Campus | Akron City Hospital | 5th Floor | 2010-01-28 | Low
No | 027115 | Displays, Computer | LE1711 - 17" Flat Screen | 3CQ94139Y3 | Hewlett Packard | 5 East - Observation Unit | Akron | Akron City Campus | Akron City Hospital | 5th Floor | 2010-01-28 | Low
No | 027481 | Displays, Computer | LE1711 - 17" Flat Screen | 3CQ0420VWV | Hewlett Packard | 4 North - Medical Unit | Akron | Akron City Campus | Akron City Hospital | 4th Floor | 2010-12-28 | Low
No | 027487 | Displays, Computer | LE1711 - 17" Flat Screen | CNC046RRVWF | Hewlett Packard | 5 West - Cardiac Progressive Care Unit (PCU) | Akron | Akron City Campus | Akron City Hospital | 5th Floor | 2011-01-26 | Low
No | 028026 | Displays, Computer | LE1711 - 17" Flat Screen | 3CQ116B84W | Hewlett Packard | 4 North - Medical Unit | Akron | Akron City Campus | Akron City Hospital | 4th Floor | 2011-07-08 | Low
No | 060426 | Displays, Computer | LE42BW - 24" Touchscreen Display | Pl026NSD00136 | Planar Systems | Virtual Care Simulation Lab | Akron | Akron City Campus | Akron City Hospital | 1st Floor | 2021-04-15 | Low
No | 027494 | Displays, Computer | P190ST - 19" Lcd Eeg Display | CN-0RNMH6-74445-0A9- | Dell Computer | EEG Neurology Lab | Akron | Akron City Campus | Akron City Hospital | Ground Floor | 2011-03-08 | Low
No | 054537 | Displays, Computer | P190ST - 19" Lcd Eeg Display | CN-ON445N-74261-9LE- | Dell Computer | Neurodiagnostics - White Pond | Barberton | White Pond Campus | Summa Health Neuroscience Services | 2nd Floor | 2019-02-01 | Low
No | 052384 | Displays, Computer | P1914SC - 19" Display | CN-OHMGCY-64180-616- | Dell Computer | EEG Neurology Lab | Akron | Akron City Campus | Akron City Hospital | Ground Floor | 2016-08-01 | Low
No | 055276 | Displays, Computer | P1914SC - 19" Display | CN-OHMGCV-64180-161- | Dell Computer | Neurodiagnostics - White Pond | Barberton | White Pond Campus | Summa Health Neuroscience Services | 2nd Floor | 2020-02-13 | Low
No | 060020 | Displays, Computer | P2219H - Dell 22 Monitor | CN-04D9T1-QDC00-04T- | Dell Computer | Neurodiagnostics - White Pond | Barberton | White Pond Campus | Summa Health Neuroscience Services | 2nd Floor | 2021-01-27 | Low
No | 062463 | Displays, Computer | P2222H 22" LCD Physiologic Display | Service Tag# 6GQ4QK3 | Dell Computer | SCI-Cardio Rootstown | Akron | Rootstown Campus | Rootstown Medical Center | Ground Floor | 2022-12-06 | Low
No | 032368 | Displays, Computer | S2133 Flexscan - Monitor, Flatpanel, Lcd, 21" | 37422084 | Eizo | SCI-Cardiac Cath Lab Svcs | Akron | Akron City Campus | Akron City Hospital | 1st Floor | 2014-11-12 | Low
No | 032369 | Displays, Computer | S2133 Flexscan - Monitor, Flatpanel, Lcd, 21" | 37455084 | Eizo | SCI-Cardiac Cath Lab Svcs | Akron | Akron City Campus | Akron City Hospital | 1st Floor | 2014-11-12 | Low
No | 034542 | Displays, Computer | S2133 Flexscan - Monitor, Flatpanel, Lcd, 21" | 24788103HB | Eizo | SCI-Cardiac Cath Lab Svcs | Akron | Akron City Campus | Akron City Hospital | 1st Floor | 2015-08-03 | Low
No | 034552 | Displays, Computer | S2133 Flexscan - Monitor, Flatpanel, Lcd, 21" | 24815103HB | Eizo | SCI-Cardiac Cath Lab Svcs | Akron | Akron City Campus | Akron City Hospital | 1st Floor | 2015-08-11 | Low
No | 037680 | Displays, Computer | S2133 Flexscan - Monitor, Flatpanel, Lcd, 21" | 24832103HB | Eizo | SCI-Cardiac Cath Lab Svcs - SB | Barberton | Barberton Campus | Summa Barberton Hospital | 2nd Floor | 2015-08-14 | Low
No | 052757 | Displays, Computer | S2133 Flexscan - Monitor, Flatpanel, Lcd, 21" | 24229093 | Eizo | SCI-Cardiac Cath Lab Svcs | Akron | Akron City Campus | Akron City Hospital | 1st Floor | 2018-12-13 | Low
No | 052770 | Displays, Computer | S2133 Flexscan - Monitor, Flatpanel, Lcd, 21" | 24814103 | Eizo | SCI-Cardiac Cath Lab Svcs | Akron | Akron City Campus | Akron City Hospital | 1st Floor | 2018-12-13 | Low
No | 059056 | Displays, Computer | S2133 Flexscan - Monitor, Flatpanel, Lcd, 21" | 53207119 | Eizo | SCI-Heart Rhythm Services | Akron | Akron City Campus | Akron City Hospital | 1st Floor | 2020-09-21 | Low
No | 059057 | Displays, Computer | S2133 Flexscan - Monitor, Flatpanel, Lcd, 21" | 53212119 | Eizo | SCI-Heart Rhythm Services | Akron | Akron City Campus | Akron City Hospital | 1st Floor | 2020-09-21 | Low
No | 059063 | Displays, Computer | S2133 Flexscan - Monitor, Flatpanel, Lcd, 21" | 53216119 | Eizo | SCI-Heart Rhythm Services | Akron | Akron City Campus | Akron City Hospital | 1st Floor | 2020-09-21 | Low
No | 059064 | Displays, Computer | S2133 Flexscan - Monitor, Flatpanel, Lcd, 21" | 53222119 | Eizo | SCI-Heart Rhythm Services | Akron | Akron City Campus | Akron City Hospital | 1st Floor | 2020-09-21 | Low
No | 059070 | Displays, Computer | S2133 Flexscan - Monitor, Flatpanel, Lcd, 21" | 53237119 | Eizo | SCI-Cardiac Cath Lab Svcs | Akron | Akron City Campus | Akron City Hospital | 1st Floor | 2020-09-21 | Low
No | 059071 | Displays, Computer | S2133 Flexscan - Monitor, Flatpanel, Lcd, 21" | 53242119 | Eizo | SCI-Cardiac Cath Lab Svcs | Akron | Akron City Campus | Akron City Hospital | 1st Floor | 2020-09-21 | Low
No | 014228 | Displays, Computer | S5500 - Monitor, 15" Svga | 236BM76WA107 | Compaq | Health Tech Mgmt | Akron | Akron City Campus | ACH Admin Building | Ground Floor | 2002-11-20 | Low
No | 026584 | Displays, Computer | SC-SX19-A1A11 | 08-112818 | Olympus America | Endoscopy - Outpatient | Akron | Akron City Campus | 95 Arch | Ground Floor | 2008-03-13 | Low
No | 028193 | Displays, Computer | U2412Mb - Monitor, 24", Lcd, Ws | CN0M2GCR7426124LOFYL | Dell Computer | SCI-Heart Rhythm Services | Akron | Akron City Campus | Akron City Hospital | 1st Floor | 2012-07-24 | Low
No | 034584 | Displays, Computer | U2412Mb - Monitor, 24", Lcd, Ws | CN00FFXD742614464EPS | Dell Computer | SCI-Heart Rhythm Services | Akron | Akron City Campus | Akron City Hospital | 1st Floor | 2015-06-01 | Low
No | 059091 | Displays, Computer | U2412Mb - Monitor, 24", Lcd, Ws | SERVTAG#JJFXVR2 | Dell Computer | SCI-Heart Rhythm Services | Akron | Akron City Campus | Akron City Hospital | 1st Floor | 2020-09-16 | Low
No | 059092 | Displays, Computer | U2412Mb - Monitor, 24", Lcd, Ws | SERVTAG#JGD3WR2 | Dell Computer | SCI-Heart Rhythm Services | Akron | Akron City Campus | Akron City Hospital | 1st Floor | 2020-09-16 | Low
No | 059096 | Displays, Computer | U2412Mb - Monitor, 24", Lcd, Ws | ServTag#1P50WR2 | Dell Computer | SCI-Heart Rhythm Services | Akron | Akron City Campus | Akron City Hospital | 1st Floor | 2020-09-16 | Low
No | 059097 | Displays, Computer | U2412Mb - Monitor, 24", Lcd, Ws | SERVTAG#CG39WR2 | Dell Computer | SCI-Heart Rhythm Services | Akron | Akron City Campus | Akron City Hospital | 1st Floor | 2020-09-16 | Low
No | 032306 | Displays, Computer | V551 - Display, Lcd, 55" | 28003197NA | NEC | Operating Room | Akron | Akron City Campus | Akron City Hospital | 1st Floor | 2014-08-06 | Low
No | 031657 | Displays, Computer | V552 Multisync - Monitor, 55", Flat Panel, Lcd/Led | 68107034NA | NEC | Operating Room | Akron | Akron City Campus | Akron City Hospital | 1st Floor | 2017-02-21 | Low
No | 032400 | Displays, Computer | V552 Multisync - Monitor, 55", Flat Panel, Lcd/Led | 4X009260NA | NEC | Operating Room | Akron | Akron City Campus | Akron City Hospital | 1st Floor | 2015-01-08 | Low
No | 032406 | Displays, Computer | V552 Multisync - Monitor, 55", Flat Panel, Lcd/Led | 4X009267NA | NEC | Operating Room | Akron | Akron City Campus | Akron City Hospital | 1st Floor | 2015-01-13 | Low
No | 032434 | Displays, Computer | V552 Multisync - Monitor, 55", Flat Panel, Lcd/Led | 4X009257NA | NEC | Operating Room | Akron | Akron City Campus | Akron City Hospital | 1st Floor | 2015-01-06 | Low
No | 033404 | Displays, Computer | V552 Multisync - Monitor, 55", Flat Panel, Lcd/Led | 4Z011772NA | NEC | Operating Room | Akron | Akron City Campus | Akron City Hospital | 1st Floor | 2015-08-17 | Low
No | 050459 | Displays, Computer | V552 Multisync - Monitor, 55", Flat Panel, Lcd/Led | 6X109249NA | NEC | Operating Room | Akron | Akron City Campus | Akron City Hospital | 1st Floor | 2017-02-21 | Low
No | 059165 | Displays, Computer | V552 Multisync - Monitor, 55", Flat Panel, Lcd/Led | Unknown | NEC | Operating Room | Akron | Akron City Campus | Akron City Hospital | 1st Floor | 2020-07-17 | Low
No | 059166 | Displays, Computer | V552 Multisync - Monitor, 55", Flat Panel, Lcd/Led | Unknown | NEC | Operating Room | Akron | Akron City Campus | Akron City Hospital | 1st Floor | 2020-07-31 | Low
No | 039822 | Displays, Computer | VA2447-MH - Vs18522 | WE32203A0385 | Viewsonic | Sleep Lab - Green | Barberton | Green Campus | Green Physician Office Building | 2nd Floor | 2022-09-15 | Low
No | 039823 | Displays, Computer | VA2447-MH - Vs18522 | WE32203A0374 | Viewsonic | Sleep Lab - Green | Barberton | Green Campus | Green Physician Office Building | 2nd Floor | 2022-09-15 | Low
No | 039824 | Displays, Computer | VA2447-MH - Vs18522 | WE32203A994 | Viewsonic | Sleep Lab - Green | Barberton | Green Campus | Green Physician Office Building | 2nd Floor | 2022-09-15 | Low
No | 039825 | Displays, Computer | VA2447-MH - Vs18522 | WE32203A0401 | Viewsonic | Sleep Lab - Green | Barberton | Green Campus | Green Physician Office Building | 2nd Floor | 2022-09-15 | Low
No | 039865 | Displays, Computer | VA2447-MH - Vs18522 | WE32203A0380 | Viewsonic | Sleep Lab - Green | Barberton | Green Campus | Green Physician Office Building | 2nd Floor | 2022-09-15 | Low
No | 039866 | Displays, Computer | VA2447-MH - Vs18522 | WE32203A0331 | Viewsonic | Sleep Lab - Green | Barberton | Green Campus | Green Physician Office Building | 2nd Floor | 2022-09-15 | Low
No | 039867 | Displays, Computer | VA2447-MH - Vs18522 | V1X213242261 | Viewsonic | Sleep Lab - Green | Barberton | Green Campus | Green Physician Office Building | 2nd Floor | 2022-09-15 | Low
No | 039868 | Displays, Computer | VA2447-MH - Vs18522 | WE32203A0472 | Viewsonic | Sleep Lab - Green | Barberton | Green Campus | Green Physician Office Building | 2nd Floor | 2022-09-15 | Low
No | 039881 | Displays, Computer | VA2447-MH - Vs18522 | WE32203A2789 | Viewsonic | EEG Neurology Lab - SB | Barberton | Barberton Campus | Summa Barberton Hospital | 4th Floor | 2022-07-20 | Low
No | 062041 | Displays, Computer | VA2447-MH - Vs18522 | WE32201A4554 | Viewsonic | EEG Neurology Lab | Akron | Akron City Campus | Akron City Hospital | Ground Floor | 2022-07-16 | Low
No | 033169 | Displays, Computer | VE198TL | E9LMQS124543 | ASUS | SCI - Cardio & Pulm Rehab | Akron | Akron City Campus | 95 Arch | Ground Floor | 2015-03-30 | Low
No | 060475 | Displays, Computer | VS15453 - Ultra-Slim Led Lcd Monitor | V1X205046616 | Viewsonic | EEG Neurology Lab | Akron | Akron City Campus | Akron City Hospital | Ground Floor | 2021-08-03 | Low
No | 060737 | Displays, Computer | VS15453 - Ultra-Slim Led Lcd Monitor | V1X25046404 | Viewsonic | EEG Neurology Lab | Akron | Akron City Campus | Akron City Hospital | Ground Floor | 2021-07-30 | Low
No | 060745 | Displays, Computer | VS15453 - Ultra-Slim Led Lcd Monitor | V1X25046419 | Viewsonic | EEG Neurology Lab | Akron | Akron City Campus | Akron City Hospital | Ground Floor | 2021-07-30 | Low
No | 060753 | Displays, Computer | VS15453 - Ultra-Slim Led Lcd Monitor | V1X205046401 | Viewsonic | EEG Neurology Lab | Akron | Akron City Campus | Akron City Hospital | Ground Floor | 2021-07-30 | Low
No | 060760 | Displays, Computer | VS15453 - Ultra-Slim Led Lcd Monitor | V1X205046424 | Viewsonic | EEG Neurology Lab | Akron | Akron City Campus | Akron City Hospital | Ground Floor | 2021-07-30 | Low
No | 060798 | Displays, Computer | VS15453 - Ultra-Slim Led Lcd Monitor | V1X205046412 | Viewsonic | EEG Neurology Lab | Akron | Akron City Campus | Akron City Hospital | Ground Floor | 2021-08-03 | Low
No | 060799 | Displays, Computer | VS15453 - Ultra-Slim Led Lcd Monitor | V1X205046429 | Viewsonic | EEG Neurology Lab | Akron | Akron City Campus | Akron City Hospital | Ground Floor | 2021-08-03 | Low
No | 060801 | Displays, Computer | VS15453 - Ultra-Slim Led Lcd Monitor | V1X205046606 | Viewsonic | EEG Neurology Lab | Akron | Akron City Campus | Akron City Hospital | Ground Floor | 2021-08-03 | Low
No | 060804 | Displays, Computer | VS15453 - Ultra-Slim Led Lcd Monitor | V1X205046416 | Viewsonic | EEG Neurology Lab | Akron | Akron City Campus | Akron City Hospital | Ground Floor | 2021-08-03 | Low
No | 060806 | Displays, Computer | VS15453 - Ultra-Slim Led Lcd Monitor | V1X205046428 | Viewsonic | EEG Neurology Lab | Akron | Akron City Campus | Akron City Hospital | Ground Floor | 2021-08-03 | Low
No | 060807 | Displays, Computer | VS15453 - Ultra-Slim Led Lcd Monitor | V1X205046425 | Viewsonic | EEG Neurology Lab | Akron | Akron City Campus | Akron City Hospital | Ground Floor | 2021-08-03 | Low
No | 060817 | Displays, Computer | VS15453 - Ultra-Slim Led Lcd Monitor | V1X205046415 | Viewsonic | EEG Neurology Lab | Akron | Akron City Campus | Akron City Hospital | Ground Floor | 2021-08-03 | Low
No | 060818 | Displays, Computer | VS15453 - Ultra-Slim Led Lcd Monitor | V1X205046398 | Viewsonic | EEG Neurology Lab | Akron | Akron City Campus | Akron City Hospital | Ground Floor | 2021-08-03 | Low
No | 060825 | Displays, Computer | VS15453 - Ultra-Slim Led Lcd Monitor | V1X205046418 | Viewsonic | EEG Neurology Lab | Akron | Akron City Campus | Akron City Hospital | Ground Floor | 2021-08-03 | Low
No | 027851 | Displays, Marquee | Alpha 220C | 1006466 | Emergin | 5 West - Cardiac Progressive Care Unit (PCU) | Akron | Akron City Campus | Akron City Hospital | 5th Floor | 2005-10-19 | Low
No | 027852 | Displays, Marquee | Alpha 220C | 1006467 | Emergin | 5 West - Cardiac Progressive Care Unit (PCU) | Akron | Akron City Campus | Akron City Hospital | 5th Floor | 2005-10-19 | Low
No | 027853 | Displays, Marquee | Alpha 220C | 1006384 | Emergin | 5 West - Cardiac Progressive Care Unit (PCU) | Akron | Akron City Campus | Akron City Hospital | 5th Floor | 2005-10-19 | Low
No | 027854 | Displays, Marquee | Alpha 220C | 1006382 | Emergin | 5 West - Cardiac Progressive Care Unit (PCU) | Akron | Akron City Campus | Akron City Hospital | 5th Floor | 2005-10-19 | Low
No | 027855 | Displays, Marquee | Alpha 220C | 1006424 | Emergin | 5 West - Cardiac Progressive Care Unit (PCU) | Akron | Akron City Campus | Akron City Hospital | 5th Floor | 2005-10-19 | Low
No | 030350 | Displays, Marquee | Alpha 220C | 1008621 | Emergin | 5 East - Observation Unit | Akron | Akron City Campus | Akron City Hospital | 5th Floor | 2013-08-30 | Low
No | 030352 | Displays, Marquee | Alpha 220C | 1002125 | Emergin | 5 West - Cardiac Progressive Care Unit (PCU) | Akron | Akron City Campus | Akron City Hospital | 5th Floor | 2013-08-30 | Low
No | 030443 | Displays, Marquee | Alpha 220C | 1002099 | Emergin | T2 - STN Intensive Care Unit (STN-ICU) | Akron | Akron City Campus | Critical Care Tower | 2nd Floor | 2006-06-13 | Low
No | 030444 | Displays, Marquee | Alpha 220C | 1002116 | Emergin | T2 - STN Intensive Care Unit (STN-ICU) | Akron | Akron City Campus | Critical Care Tower | 2nd Floor | 2006-06-13 | Low
No | 030445 | Displays, Marquee | Alpha 220C | 1001864 | Emergin | T2 - STN Intensive Care Unit (STN-ICU) | Akron | Akron City Campus | Critical Care Tower | 2nd Floor | 2006-06-13 | Low
No | 030446 | Displays, Marquee | Alpha 220C | 1002102 | Emergin | T2 - STN Intensive Care Unit (STN-ICU) | Akron | Akron City Campus | Critical Care Tower | 2nd Floor | 2006-06-13 | Low
No | 030447 | Displays, Marquee | Alpha 220C | 1001866 | Emergin | T2 - STN Intensive Care Unit (STN-ICU) | Akron | Akron City Campus | Critical Care Tower | 2nd Floor | 2006-06-13 | Low
No | 030448 | Displays, Marquee | Alpha 220C | 1002118 | Emergin | T2 - STN Intensive Care Unit (STN-ICU) | Akron | Akron City Campus | Critical Care Tower | 2nd Floor | 2006-06-13 | Low
No | 030449 | Displays, Marquee | Alpha 220C | 1002100 | Emergin | T2 - STN Intensive Care Unit (STN-ICU) | Akron | Akron City Campus | Critical Care Tower | 2nd Floor | 2006-06-13 | Low
No | 030450 | Displays, Marquee | Alpha 220C | 1002101 | Emergin | T2 - STN Intensive Care Unit (STN-ICU) | Akron | Akron City Campus | Critical Care Tower | 2nd Floor | 2006-06-13 | Low
No | 030481 | Displays, Marquee | Alpha 220C | 1004882 | Emergin | 4 West - CPI Progressive Care Unit (CPI-PCU) | Akron | Akron City Campus | Akron City Hospital | 4th Floor | 2010-01-19 | Low
No | 030482 | Displays, Marquee | Alpha 220C | 1004883 | Emergin | 4 West - CPI Progressive Care Unit (CPI-PCU) | Akron | Akron City Campus | Akron City Hospital | 4th Floor | 2010-01-19 | Low
No | 030483 | Displays, Marquee | Alpha 220C | 1005005 | Emergin | 4 West - CPI Progressive Care Unit (CPI-PCU) | Akron | Akron City Campus | Akron City Hospital | 4th Floor | 2010-01-19 | Low
No | 030484 | Displays, Marquee | Alpha 220C | 1005004 | Emergin | 4 West - CPI Progressive Care Unit (CPI-PCU) | Akron | Akron City Campus | Akron City Hospital | 4th Floor | 2010-01-19 | Low
No | 030485 | Displays, Marquee | Alpha 220C | 1005002 | Emergin | 4 West - CPI Progressive Care Unit (CPI-PCU) | Akron | Akron City Campus | Akron City Hospital | 4th Floor | 2010-01-19 | Low
No | 030486 | Displays, Marquee | Alpha 220C | 1005003 | Emergin | 4 West - CPI Progressive Care Unit (CPI-PCU) | Akron | Akron City Campus | Akron City Hospital | 4th Floor | 2010-01-19 | Low
No | 030487 | Displays, Marquee | Alpha 220C | 1002460 | Emergin | 4 North - Medical Unit | Akron | Akron City Campus | Akron City Hospital | 4th Floor | 2010-01-19 | Low
No | 030488 | Displays, Marquee | Alpha 220C | 1002473 | Emergin | 4 North - Medical Unit | Akron | Akron City Campus | Akron City Hospital | 4th Floor | 2010-01-19 | Low
No | 030489 | Displays, Marquee | Alpha 220C | 1002459 | Emergin | 4 North - Medical Unit | Akron | Akron City Campus | Akron City Hospital | 4th Floor | 2010-01-19 | Low
No | 030490 | Displays, Marquee | Alpha 220C | 1002458 | Emergin | 4 North - Medical Unit | Akron | Akron City Campus | Akron City Hospital | 4th Floor | 2010-01-19 | Low
No | 035054 | Displays, Marquee | Alpha 220C | 1004591 | Emergin | 5 East - Observation Unit | Akron | Akron City Campus | Akron City Hospital | 5th Floor | 2010-01-19 | Low
No | 035055 | Displays, Marquee | Alpha 220C | 1003648 | Emergin | 5 East - Observation Unit | Akron | Akron City Campus | Akron City Hospital | 5th Floor | 2010-01-19 | Low
No | 035057 | Displays, Marquee | Alpha 220C | 1004592 | Emergin | 5 East - Observation Unit | Akron | Akron City Campus | Akron City Hospital | 5th Floor | 2010-01-19 | Low
No | 035149 | Displays, Marquee | Alpha 220C | 1002213 | Emergin | 3 West - Trauma/Neuro Progressive Care Unit (PCU) | Akron | Akron City Campus | Akron City Hospital | 3rd Floor | 2009-06-30 | Low
No | 035150 | Displays, Marquee | Alpha 220C | 1002208 | Emergin | 3 West - Trauma/Neuro Progressive Care Unit (PCU) | Akron | Akron City Campus | Akron City Hospital | 3rd Floor | 2009-06-30 | Low
No | 035151 | Displays, Marquee | Alpha 220C | 1002211 | Emergin | 3 West - Trauma/Neuro Progressive Care Unit (PCU) | Akron | Akron City Campus | Akron City Hospital | 3rd Floor | 2009-06-30 | Low
No | 035152 | Displays, Marquee | Alpha 220C | 1002197 | Emergin | 3 West - Trauma/Neuro Progressive Care Unit (PCU) | Akron | Akron City Campus | Akron City Hospital | 3rd Floor | 2009-06-30 | Low
No | 035153 | Displays, Marquee | Alpha 220C | 1002210 | Emergin | 3 West - Trauma/Neuro Progressive Care Unit (PCU) | Akron | Akron City Campus | Akron City Hospital | 3rd Floor | 2009-06-30 | Low
No | 035154 | Displays, Marquee | Alpha 220C | 1002212 | Emergin | 3 West - Trauma/Neuro Progressive Care Unit (PCU) | Akron | Akron City Campus | Akron City Hospital | 3rd Floor | 2009-06-30 | Low
No | 038951 | Displays, Marquee | Alpha 220C | 1008431 | Emergin | Sameday Surgery Center - SB | Barberton | Barberton Campus | Summa Barberton Hospital | 2nd Floor | 2006-06-13 | Low
No | 038952 | Displays, Marquee | Alpha 220C | 1002810 | Emergin | Emergency Department (ED) - SBH | Barberton | Barberton Campus | Summa Barberton Hospital | Ground Floor | 2006-06-13 | Low
No | 038953 | Displays, Marquee | Alpha 220C | 1002811 | Emergin | Emergency Department (ED) - SBH | Barberton | Barberton Campus | Summa Barberton Hospital | Ground Floor | 2006-06-13 | Low
No | 038954 | Displays, Marquee | Alpha 220C | 1002813 | Emergin | Emergency Department (ED) - SBH | Barberton | Barberton Campus | Summa Barberton Hospital | Ground Floor | 2006-06-13 | Low
No | 038955 | Displays, Marquee | Alpha 220C | 1002814 | Emergin | Emergency Department (ED) - SBH | Barberton | Barberton Campus | Summa Barberton Hospital | Ground Floor | 2006-06-13 | Low
No | 038956 | Displays, Marquee | Alpha 220C | 1002815 | Emergin | Emergency Department (ED) - SBH | Barberton | Barberton Campus | Summa Barberton Hospital | Ground Floor | 2006-06-13 | Low
No | 038957 | Displays, Marquee | Alpha 220C | 1002816 | Emergin | Emergency Department (ED) - SBH | Barberton | Barberton Campus | Summa Barberton Hospital | Ground Floor | 2006-06-13 | Low
No | 038958 | Displays, Marquee | Alpha 220C | 1002812 | Emergin | Emergency Department (ED) - SBH | Barberton | Barberton Campus | Summa Barberton Hospital | Ground Floor | 2006-06-13 | Low
No | 038959 | Displays, Marquee | Alpha 220C | 1002809 | Emergin | Emergency Department (ED) - SBH | Barberton | Barberton Campus | Summa Barberton Hospital | Ground Floor | 2006-06-13 | Low
No | 038960 | Displays, Marquee | Alpha 220C | 1003466 | Emergin | Emergency Department (ED) - SBH | Barberton | Barberton Campus | Summa Barberton Hospital | Ground Floor | 2006-06-13 | Low
No | 038961 | Displays, Marquee | Alpha 220C | Unknown | Emergin | Emergency Department (ED) - SBH | Barberton | Barberton Campus | Summa Barberton Hospital | Ground Floor | 2006-06-13 | Low
No | 038962 | Displays, Marquee | Alpha 220C | 1003467 | Emergin | Emergency Department (ED) - SBH | Barberton | Barberton Campus | Summa Barberton Hospital | Ground Floor | 2006-06-13 | Low
No | 038963 | Displays, Marquee | Alpha 220C | 1003468 | Emergin | Emergency Department (ED) - SBH | Barberton | Barberton Campus | Summa Barberton Hospital | Ground Floor | 2006-06-13 | Low
No | 038964 | Displays, Marquee | Alpha 220C | 1002799 | Emergin | Emergency Department (ED) - SBH | Barberton | Barberton Campus | Summa Barberton Hospital | Ground Floor | 2006-06-13 | Low
No | 038965 | Displays, Marquee | Alpha 220C | 1002798 | Emergin | Emergency Department (ED) - SBH | Barberton | Barberton Campus | Summa Barberton Hospital | Ground Floor | 2006-06-13 | Low
No | 038966 | Displays, Marquee | Alpha 220C | 1006760 | Emergin | 2 East - Cardiac Progressive Care Unit (PCU) - SB | Barberton | Barberton Campus | Summa Barberton Hospital | 2nd Floor | 2006-06-13 | Low
No | 038967 | Displays, Marquee | Alpha 220C | 1006759 | Emergin | 2 East - Cardiac Progressive Care Unit (PCU) - SB | Barberton | Barberton Campus | Summa Barberton Hospital | 2nd Floor | 2006-06-13 | Low
No | 038969 | Displays, Marquee | Alpha 220C | 1006761 | Emergin | 2 East - Cardiac Progressive Care Unit (PCU) - SB | Barberton | Barberton Campus | Summa Barberton Hospital | 2nd Floor | 2006-06-13 | Low
No | 038970 | Displays, Marquee | Alpha 220C | 1006781 | Emergin | 2 East - Cardiac Progressive Care Unit (PCU) - SB | Barberton | Barberton Campus | Summa Barberton Hospital | 2nd Floor | 2006-06-13 | Low
No | 038971 | Displays, Marquee | Alpha 220C | 1006780 | Emergin | 2 East - Cardiac Progressive Care Unit (PCU) - SB | Barberton | Barberton Campus | Summa Barberton Hospital | 2nd Floor | 2006-06-13 | Low
No | 038972 | Displays, Marquee | Alpha 220C | 1007941 | Emergin | 4 South - Medical/Surgical Unit (MSU) - SB | Barberton | Barberton Campus | Summa Barberton Hospital | 4th Floor | 2006-06-13 | Low
No | 038973 | Displays, Marquee | Alpha 220C | 1007942 | Emergin | 4 South - Medical/Surgical Unit (MSU) - SB | Barberton | Barberton Campus | Summa Barberton Hospital | 4th Floor | 2006-06-13 | Low
No | 038974 | Displays, Marquee | Alpha 220C | 1007940 | Emergin | 4 South - Medical/Surgical Unit (MSU) - SB | Barberton | Barberton Campus | Summa Barberton Hospital | 4th Floor | 2006-06-13 | Low
No | 038975 | Displays, Marquee | Alpha 220C | 1007939 | Emergin | 4 South - Medical/Surgical Unit (MSU) - SB | Barberton | Barberton Campus | Summa Barberton Hospital | 4th Floor | 2006-06-13 | Low
No | 039076 | Displays, Marquee | Alpha 220C | 1008398 | Emergin | Sameday Surgery Center - SB | Barberton | Barberton Campus | Summa Barberton Hospital | 2nd Floor | 2006-06-13 | Low
No | 039077 | Displays, Marquee | Alpha 220C | 1008428 | Emergin | Sameday Surgery Center - SB | Barberton | Barberton Campus | Summa Barberton Hospital | 2nd Floor | 2006-06-13 | Low
No | 039078 | Displays, Marquee | Alpha 220C | 1008429 | Emergin | Sameday Surgery Center - SB | Barberton | Barberton Campus | Summa Barberton Hospital | 2nd Floor | 2006-06-13 | Low
No | 039079 | Displays, Marquee | Alpha 220C | 1008425 | Emergin | Sameday Surgery Center - SB | Barberton | Barberton Campus | Summa Barberton Hospital | 2nd Floor | 2006-06-13 | Low
No | 039080 | Displays, Marquee | Alpha 220C | 1008424 | Emergin | Sameday Surgery Center - SB | Barberton | Barberton Campus | Summa Barberton Hospital | 2nd Floor | 2006-06-13 | Low
No | 039081 | Displays, Marquee | Alpha 220C | 1008426 | Emergin | Sameday Surgery Center - SB | Barberton | Barberton Campus | Summa Barberton Hospital | 2nd Floor | 2006-06-13 | Low
No | 039082 | Displays, Marquee | Alpha 220C | 1008427 | Emergin | Sameday Surgery Center - SB | Barberton | Barberton Campus | Summa Barberton Hospital | 2nd Floor | 2006-06-13 | Low
No | 039083 | Displays, Marquee | Alpha 220C | 1008385 | Emergin | Sameday Surgery Center - SB | Barberton | Barberton Campus | Summa Barberton Hospital | 2nd Floor | 2006-06-13 | Low
No | 039084 | Displays, Marquee | Alpha 220C | 1008397 | Emergin | Sameday Surgery Center - SB | Barberton | Barberton Campus | Summa Barberton Hospital | 2nd Floor | 2006-06-13 | Low
No | 052297 | Displays, Marquee | Alpha 220C | 1002623 | Emergin | 1 Central - CV Progressive Care Unit (PCU) | Akron | Akron City Campus | Akron City Hospital | 1st Floor | 2006-09-01 | Low
No | 052298 | Displays, Marquee | Alpha 220C | 1002625 | Emergin | 1 Central - CV Progressive Care Unit (PCU) | Akron | Akron City Campus | Akron City Hospital | 1st Floor | 2006-09-01 | Low
No | 052299 | Displays, Marquee | Alpha 220C | 1001804 | Emergin | 1 Central - CV Progressive Care Unit (PCU) | Akron | Akron City Campus | Akron City Hospital | 1st Floor | 2006-09-01 | Low
No | 052300 | Displays, Marquee | Alpha 220C | 1001806 | Emergin | 1 Central - CV Progressive Care Unit (PCU) | Akron | Akron City Campus | Akron City Hospital | 1st Floor | 2006-09-01 | Low
No | 052301 | Displays, Marquee | Alpha 220C | 1002626 | Emergin | 1 Central - CV Progressive Care Unit (PCU) | Akron | Akron City Campus | Akron City Hospital | 1st Floor | 2006-09-01 | Low
No | 052302 | Displays, Marquee | Alpha 220C | 1002624 | Emergin | 1 Central - CV Progressive Care Unit (PCU) | Akron | Akron City Campus | Akron City Hospital | 1st Floor | 2006-09-01 | Low
No | 052303 | Displays, Marquee | Alpha 220C | 1001807 | Emergin | 1 Central - CV Progressive Care Unit (PCU) | Akron | Akron City Campus | Akron City Hospital | 1st Floor | 2006-09-01 | Low
No | 052304 | Displays, Marquee | Alpha 220C | 1001805 | Emergin | 1 Central - CV Progressive Care Unit (PCU) | Akron | Akron City Campus | Akron City Hospital | 1st Floor | 2006-09-01 | Low
No | 056535 | Displays, Marquee | Alpha 220C | 1008389 | Emergin | Sameday Surgery Center | Akron | Akron City Campus | H Tower | 1st Floor | 2019-05-06 | Low
No | 056536 | Displays, Marquee | Alpha 220C | 1008391 | Emergin | Sameday Surgery Center | Akron | Akron City Campus | H Tower | 1st Floor | 2019-05-06 | Low
No | 056537 | Displays, Marquee | Alpha 220C | 1008390 | Emergin | Sameday Surgery Center | Akron | Akron City Campus | H Tower | 1st Floor | 2019-05-06 | Low
No | 056538 | Displays, Marquee | Alpha 220C | 1008388 | Emergin | Sameday Surgery Center | Akron | Akron City Campus | H Tower | 1st Floor | 2019-05-06 | Low
No | 056539 | Displays, Marquee | Alpha 220C | 1008362 | Emergin | Sameday Surgery Center | Akron | Akron City Campus | H Tower | 1st Floor | 2019-05-06 | Low
No | 056540 | Displays, Marquee | Alpha 220C | 1008360 | Emergin | Sameday Surgery Center | Akron | Akron City Campus | H Tower | 1st Floor | 2019-05-06 | Low
No | 056541 | Displays, Marquee | Alpha 220C | 1008361 | Emergin | Sameday Surgery Center | Akron | Akron City Campus | H Tower | 1st Floor | 2019-05-06 | Low
No | 056542 | Displays, Marquee | Alpha 220C | 1008363 | Emergin | Sameday Surgery Center | Akron | Akron City Campus | H Tower | 1st Floor | 2019-05-06 | Low
No | 056543 | Displays, Marquee | Alpha 220C | 1008436 | Emergin | Sameday Surgery Center | Akron | Akron City Campus | H Tower | 1st Floor | 2019-05-06 | Low
No | 056544 | Displays, Marquee | Alpha 220C | 1008439 | Emergin | Sameday Surgery Center | Akron | Akron City Campus | H Tower | 1st Floor | 2019-05-06 | Low
No | 056545 | Displays, Marquee | Alpha 220C | 1008437 | Emergin | Sameday Surgery Center | Akron | Akron City Campus | H Tower | 1st Floor | 2019-05-06 | Low
No | 056546 | Displays, Marquee | Alpha 220C | 1008438 | Emergin | Sameday Surgery Center | Akron | Akron City Campus | H Tower | 1st Floor | 2019-05-06 | Low
No | 056547 | Displays, Marquee | Alpha 220C | 1008447 | Emergin | Sameday Surgery Center | Akron | Akron City Campus | H Tower | 1st Floor | 2019-05-06 | Low
No | 056548 | Displays, Marquee | Alpha 220C | 1008446 | Emergin | Sameday Surgery Center | Akron | Akron City Campus | H Tower | 1st Floor | 2019-05-06 | Low
No | 056549 | Displays, Marquee | Alpha 220C | 1008444 | Emergin | Sameday Surgery Center | Akron | Akron City Campus | H Tower | 1st Floor | 2019-05-06 | Low
No | 056550 | Displays, Marquee | Alpha 220C | 1008445 | Emergin | Sameday Surgery Center | Akron | Akron City Campus | H Tower | 1st Floor | 2019-05-06 | Low
No | 056912 | Displays, Marquee | Alpha 220C | 1008372 | Emergin | H6 - Surgical Progressive Care Unit (PCU) | Akron | Akron City Campus | H Tower | 6th Floor | 2019-05-06 | Low
No | 056913 | Displays, Marquee | Alpha 220C | 1008375 | Emergin | H6 - Surgical Progressive Care Unit (PCU) | Akron | Akron City Campus | H Tower | 6th Floor | 2019-05-06 | Low
No | 056914 | Displays, Marquee | Alpha 220C | 1008356 | Emergin | H6 - Surgical Progressive Care Unit (PCU) | Akron | Akron City Campus | H Tower | 6th Floor | 2019-05-06 | Low
No | 056915 | Displays, Marquee | Alpha 220C | 1008358 | Emergin | H6 - Surgical Progressive Care Unit (PCU) | Akron | Akron City Campus | H Tower | 6th Floor | 2019-05-06 | Low
No | 056916 | Displays, Marquee | Alpha 220C | 1008357 | Emergin | H6 - Surgical Progressive Care Unit (PCU) | Akron | Akron City Campus | H Tower | 6th Floor | 2019-05-06 | Low
No | 056917 | Displays, Marquee | Alpha 220C | 1008359 | Emergin | H6 - Surgical Progressive Care Unit (PCU) | Akron | Akron City Campus | H Tower | 6th Floor | 2019-05-06 | Low
No | 056918 | Displays, Marquee | Alpha 220C | 1008373 | Emergin | H6 - Surgical Progressive Care Unit (PCU) | Akron | Akron City Campus | H Tower | 6th Floor | 2019-05-06 | Low
No | 056919 | Displays, Marquee | Alpha 220C | 1008374 | Emergin | H6 - Surgical Progressive Care Unit (PCU) | Akron | Akron City Campus | H Tower | 6th Floor | 2019-05-06 | Low
No | 056995 | Displays, Marquee | Alpha 220C | 1008443 | Emergin | Sameday Surgery Center | Akron | Akron City Campus | H Tower | 1st Floor | 2019-05-06 | Low
No | 056996 | Displays, Marquee | Alpha 220C | 1008442 | Emergin | Sameday Surgery Center | Akron | Akron City Campus | H Tower | 1st Floor | 2019-05-06 | Low
No | 056998 | Displays, Marquee | Alpha 220C | 1008440 | Emergin | Sameday Surgery Center | Akron | Akron City Campus | H Tower | 1st Floor | 2019-05-06 | Low
No | 056999 | Displays, Marquee | Alpha 220C | 1008441 | Emergin | Sameday Surgery Center | Akron | Akron City Campus | H Tower | 1st Floor | 2019-05-06 | Low
No | 057426 | Displays, Marquee | Alpha 220C | 1008370 | Emergin | Sameday Surgery Center | Akron | Akron City Campus | H Tower | 1st Floor | 2019-05-06 | Low
No | 057427 | Displays, Marquee | Alpha 220C | 1008371 | Emergin | Sameday Surgery Center | Akron | Akron City Campus | H Tower | 1st Floor | 2019-05-06 | Low
No | 057429 | Displays, Marquee | Alpha 220C | 1008369 | Emergin | Sameday Surgery Center | Akron | Akron City Campus | H Tower | 1st Floor | 2019-05-06 | Low
No | 057431 | Displays, Marquee | Alpha 220C | 1008368 | Emergin | Sameday Surgery Center | Akron | Akron City Campus | H Tower | 1st Floor | 2019-05-06 | Low
No | 057851 | Displays, Marquee | Alpha 220C | 1009651 | Emergin | 4 North - Medical Unit | Akron | Akron City Campus | Akron City Hospital | 4th Floor | 2019-07-01 | Low
No | 057852 | Displays, Marquee | Alpha 220C | 1009652 | Emergin | 4 North - Medical Unit | Akron | Akron City Campus | Akron City Hospital | 4th Floor | 2019-07-01 | Low
No | 057853 | Displays, Marquee | Alpha 220C | 1009653 | Emergin | 4 North - Medical Unit | Akron | Akron City Campus | Akron City Hospital | 4th Floor | 2019-07-01 | Low
No | 057854 | Displays, Marquee | Alpha 220C | 1009654 | Emergin | 4 North - Medical Unit | Akron | Akron City Campus | Akron City Hospital | 4th Floor | 2019-07-01 | Low
No | 059415 | Displays, Marquee | Alpha 220C | 1008647 | Emergin | T1 - CTV Intensive Care Unit (CTV-ICU) | Akron | Akron City Campus | Critical Care Tower | 1st Floor | 2006-06-13 | Low
No | 059416 | Displays, Marquee | Alpha 220C | 1008646 | Emergin | T1 - CTV Intensive Care Unit (CTV-ICU) | Akron | Akron City Campus | Critical Care Tower | 1st Floor | 2006-06-13 | Low
No | 059417 | Displays, Marquee | Alpha 220C | 1008618 | Emergin | T1 - CTV Intensive Care Unit (CTV-ICU) | Akron | Akron City Campus | Critical Care Tower | 1st Floor | 2006-06-13 | Low
No | 059418 | Displays, Marquee | Alpha 220C | 1008620 | Emergin | T1 - CTV Intensive Care Unit (CTV-ICU) | Akron | Akron City Campus | Critical Care Tower | 1st Floor | 2006-06-13 | Low
No | 059419 | Displays, Marquee | Alpha 220C | 1008649 | Emergin | T1 - CTV Intensive Care Unit (CTV-ICU) | Akron | Akron City Campus | Critical Care Tower | 1st Floor | 2006-06-13 | Low
No | 059420 | Displays, Marquee | Alpha 220C | 1008648 | Emergin | T1 - CTV Intensive Care Unit (CTV-ICU) | Akron | Akron City Campus | Critical Care Tower | 1st Floor | 2006-06-13 | Low
No | 059421 | Displays, Marquee | Alpha 220C | 1008635 | Emergin | T1 - CTV Intensive Care Unit (CTV-ICU) | Akron | Akron City Campus | Critical Care Tower | 1st Floor | 2006-06-13 | Low
No | 059422 | Displays, Marquee | Alpha 220C | 1008614 | Emergin | T1 - CTV Intensive Care Unit (CTV-ICU) | Akron | Akron City Campus | Critical Care Tower | 1st Floor | 2006-06-13 | Low
No | 059423 | Displays, Marquee | Alpha 220C | 1002096 | Emergin | T3 - Medical Intensive Care Unit (MICU) | Akron | Akron City Campus | Critical Care Tower | 3rd Floor | 2006-06-13 | Low
No | 059424 | Displays, Marquee | Alpha 220C | 1001961 | Emergin | T3 - Medical Intensive Care Unit (MICU) | Akron | Akron City Campus | Critical Care Tower | 3rd Floor | 2006-06-13 | Low
No | 059425 | Displays, Marquee | Alpha 220C | 1002124 | Emergin | T3 - Medical Intensive Care Unit (MICU) | Akron | Akron City Campus | Critical Care Tower | 3rd Floor | 2006-06-13 | Low
No | 059976 | Displays, Marquee | Alpha 220C | 1002137 | Emergin | T3 - Medical Intensive Care Unit (MICU) | Akron | Akron City Campus | Critical Care Tower | 3rd Floor | 2006-06-13 | Low
No | 059977 | Displays, Marquee | Alpha 220C | 1001295 | Emergin | T3 - Medical Intensive Care Unit (MICU) | Akron | Akron City Campus | Critical Care Tower | 3rd Floor | 2006-06-13 | Low
No | 059978 | Displays, Marquee | Alpha 220C | 1002123 | Emergin | T3 - Medical Intensive Care Unit (MICU) | Akron | Akron City Campus | Critical Care Tower | 3rd Floor | 2006-06-13 | Low
No | 059979 | Displays, Marquee | Alpha 220C | 1002117 | Emergin | T3 - Medical Intensive Care Unit (MICU) | Akron | Akron City Campus | Critical Care Tower | 3rd Floor | 2006-06-13 | Low
No | 059980 | Displays, Marquee | Alpha 220C | 1001863 | Emergin | T3 - Medical Intensive Care Unit (MICU) | Akron | Akron City Campus | Critical Care Tower | 3rd Floor | 2006-06-13 | Low
No | 060009 | Displays, Marquee | Alpha 220C | 1003330 | Emergin | 3 North - Epilepsy Monitoring Unit (EMU) | Akron | Akron City Campus | Akron City Hospital | 3rd Floor | 2021-01-06 | Low
No | 060010 | Displays, Marquee | Alpha 220C | 1003328 | Emergin | 3 North - Epilepsy Monitoring Unit (EMU) | Akron | Akron City Campus | Akron City Hospital | 3rd Floor | 2021-01-06 | Low
No | 060011 | Displays, Marquee | Alpha 220C | 1003327 | Emergin | 3 North - Epilepsy Monitoring Unit (EMU) | Akron | Akron City Campus | Akron City Hospital | 3rd Floor | 2021-01-06 | Low
No | 060012 | Displays, Marquee | Alpha 220C | 1003329 | Emergin | 3 North - Epilepsy Monitoring Unit (EMU) | Akron | Akron City Campus | Akron City Hospital | 3rd Floor | 2021-01-06 | Low
No | 064018 | Disrupters, Cell | 130-093-235 - gentleMACS Dissociator | 1970 | Miltenyi Biotec | Translational Research | Akron | Akron City Campus | ACH Medical Annex | 2nd Floor | 2024-04-22 09:54 | Low
No | 101-22596 | Distractors, Surgical, Shoulder | 72203299 - Spider 2 | Unknown | Smith & Nephew | Operating Room - SW | Barberton | Wadsworth Campus | Wadsworth-Rittman Medical Center | 1st Floor | 2018-09-10 | Low
No | 057649 | Dock / Battery Chargers | 0400-0130 - Bladderscan Prime 9400 Battery Charger | 208559 | Verathon | H5 - Medical/Surgical Unit (MSU) | Akron | Akron City Campus | H Tower | 5th Floor | 2019-05-30 | Low
No | 057995 | Dock / Battery Chargers | 0400-0130 - Bladderscan Prime 9400 Battery Charger | 201756 | Verathon | Urology - Wadsworth | Barberton | Wadsworth Campus | Founder's Hall | 3rd Floor | 2019-09-04 | Low
No | 059300 | Dock / Battery Chargers | 0400-0130 - Bladderscan Prime 9400 Battery Charger | 242995 | Verathon | T3 - Medical Intensive Care Unit (MICU) | Akron | Akron City Campus | Critical Care Tower | 3rd Floor | 2020-09-16 | Low
No | 059376 | Dock / Battery Chargers | 0400-0130 - Bladderscan Prime 9400 Battery Charger | 242992 | Verathon | 1 Central - CV Progressive Care Unit (PCU) | Akron | Akron City Campus | Akron City Hospital | 1st Floor | 2020-09-16 | Low
No | 058733 | Dock / Battery Chargers | 0408-655-000 - Flyte Battery Charger | 1632008753 | Stryker | Operating Room | Akron | Akron City Campus | Akron City Hospital | 1st Floor | 2020-02-19 | Low
No | 030282 | Dock / Battery Chargers | 0570-0193 - Bladderscan Bvi 9400 Battery Charger | WO36062 | Verathon | 5 North - Acuity Adaptable Unit (AAU) | Akron | Akron City Campus | Akron City Hospital | 4th Floor | 2013-01-30 | Low
No | 032585 | Dock / Battery Chargers | 0570-0193 - Bladderscan Bvi 9400 Battery Charger | None Found | Verathon | 3 North - Epilepsy Monitoring Unit (EMU) | Akron | Akron City Campus | Akron City Hospital | 3rd Floor | 2012-12-10 | Low
No | 032586 | Dock / Battery Chargers | 0570-0193 - Bladderscan Bvi 9400 Battery Charger | Unknown | Verathon | Health Tech Mgmt | Akron | Akron City Campus | ACH Admin Building | Ground Floor | 2012-12-10 | Low
No | 035289 | Dock / Battery Chargers | 0570-0193 - Bladderscan Bvi 9400 Battery Charger | WO45509 | Verathon | 3 West - Trauma/Neuro Progressive Care Unit (PCU) | Akron | Akron City Campus | Akron City Hospital | 3rd Floor | 2015-09-25 | Low
No | 050848 | Dock / Battery Chargers | 0570-0193 - Bladderscan Bvi 9400 Battery Charger | WO35488 | Verathon | Emergency Department (ED) - ACH | Akron | Akron City Campus | Akron City Hospital | Ground Floor | 2017-10-16 | Low
No | 058035 | Dock / Battery Chargers | 0570-0193 - Bladderscan Bvi 9400 Battery Charger | Unknown | Verathon | Health Tech Mgmt | Akron | Akron City Campus | ACH Admin Building | Ground Floor | 2019-09-09 | Low
No | 060931 | Dock / Battery Chargers | 108701 - Heartmate Universal Battery Charger | UBC-52846 | Abbott Laboratories | T1 - CTV Intensive Care Unit (CTV-ICU) | Akron | Akron City Campus | Critical Care Tower | 1st Floor | 2021-10-05 | Low
No | 063120 | Dock / Battery Chargers | 108701 - Heartmate Universal Battery Charger | UBC-55906 | Abbott Laboratories | Operating Room | Akron | Akron City Campus | Akron City Hospital | 1st Floor | 2023-06-12 05:58 | Low
No | 063121 | Dock / Battery Chargers | 108701 - Heartmate Universal Battery Charger | UBC-55795 | Abbott Laboratories | T1 - CTV Intensive Care Unit (CTV-ICU) | Akron | Akron City Campus | Critical Care Tower | 1st Floor | 2023-06-12 05:58 | Low
No | 006508 | Dock / Battery Chargers | 2110-120 - Battery Charger | 98010613R | Stryker | Operating Room | Akron | Akron City Campus | Akron City Hospital | 1st Floor | 1998-01-01 | Low
No | 006509 | Dock / Battery Chargers | 2110-120 - Battery Charger | 93090193R | Stryker | Operating Room | Akron | Akron City Campus | Akron City Hospital | 1st Floor | 1993-01-01 | Low
No | 006510 | Dock / Battery Chargers | 2110-120 - Battery Charger | 98010593R | Stryker | Operating Room | Akron | Akron City Campus | Akron City Hospital | 1st Floor | 1998-01-01 | Low
No | 002270 | Dock / Battery Chargers | 22-4501 - Battery Charger | 7D673 | Mentor | Ophthalmology | Akron | Akron City Campus | 75 Arch | 2nd Floor | 1989-01-01 | Low
No | 057978 | Dock / Battery Chargers | 71040 - 739 Series Battery Charger | 20131113 | Hill-Rom / Welch Allyn | Urology - Wadsworth | Barberton | Wadsworth Campus | Founder's Hall | 3rd Floor | 2019-09-04 | Low
No | 058058 | Dock / Battery Chargers | 71040 - 739 Series Battery Charger | 20090706 | Hill-Rom / Welch Allyn | Barberton OB/GYN | Barberton | Barberton Campus | Tuscora Park Pavilion | Ground Floor | 2019-09-04 | Low
No | 058062 | Dock / Battery Chargers | 71040 - 739 Series Battery Charger | 20120111 | Hill-Rom / Welch Allyn | Barberton OB/GYN | Barberton | Barberton Campus | Tuscora Park Pavilion | Ground Floor | 2019-09-04 | Low
No | 058074 | Dock / Battery Chargers | 71040 - 739 Series Battery Charger | 20110120 | Hill-Rom / Welch Allyn | Barberton OB/GYN | Barberton | Barberton Campus | Tuscora Park Pavilion | Ground Floor | 2019-09-04 | Low
No | 058079 | Dock / Battery Chargers | 71040 - 739 Series Battery Charger | 20090715 | Hill-Rom / Welch Allyn | Barberton OB/GYN | Barberton | Barberton Campus | Tuscora Park Pavilion | Ground Floor | 2019-09-05 | Low
No | 058084 | Dock / Battery Chargers | 71040 - 739 Series Battery Charger | 201201111 | Hill-Rom / Welch Allyn | Barberton OB/GYN | Barberton | Barberton Campus | Tuscora Park Pavilion | Ground Floor | 2019-09-05 | Low
No | 058085 | Dock / Battery Chargers | 71040 - 739 Series Battery Charger | 20130206 | Hill-Rom / Welch Allyn | Barberton OB/GYN | Barberton | Barberton Campus | Tuscora Park Pavilion | Ground Floor | 2019-09-05 | Low
No | 058092 | Dock / Battery Chargers | 71040 - 739 Series Battery Charger | 020130206 | Hill-Rom / Welch Allyn | Barberton OB/GYN | Barberton | Barberton Campus | Tuscora Park Pavilion | Ground Floor | 2019-09-05 | Low
No | 058212 | Dock / Battery Chargers | 71040 - 739 Series Battery Charger | Unknown | Hill-Rom / Welch Allyn | Barberton OB/GYN | Barberton | Barberton Campus | Tuscora Park Pavilion | Ground Floor | 2019-10-16 | Low
No | 058230 | Dock / Battery Chargers | 71040 - 739 Series Battery Charger | Unknown | Hill-Rom / Welch Allyn | Barberton OB/GYN | Barberton | Barberton Campus | Tuscora Park Pavilion | Ground Floor | 2019-11-11 | Low
No | 002325 | Dock / Battery Chargers | 71110-DESK CHARGER - Battery Charger | Unknown | Hill-Rom / Welch Allyn | Ophthalmology | Akron | Akron City Campus | 75 Arch | 2nd Floor | 1978-01-01 | Low
No | 063457 | Dock / Battery Chargers | 71110-DESK CHARGER - Battery Charger | 8478 | Hill-Rom / Welch Allyn | Endocrinology | Akron | Chapel Hill Campus | Summa Health Chapel Hill |  | 2023-10-23 14:25 | Low
No | 070220 | Dock / Battery Chargers | 71110-DESK CHARGER - Battery Charger | Unknown | Hill-Rom / Welch Allyn | Internal Medicine - White Pond | Barberton | White Pond Campus | White Pond Medical Center | 2nd Floor | 2024-02-21 14:00 | Low
No | 101-12695 | Dock / Battery Chargers | 71110-DESK CHARGER - Battery Charger | 1062 | Hill-Rom / Welch Allyn | Center for Corp Health - SW | Barberton | Wadsworth Campus | Wadsworth Emergency Bldg | Ground Floor | 2005-06-01 | Low
No | 015839 | Dock / Battery Chargers | 7114X | Unknown | Hill-Rom / Welch Allyn | 5 West - Cardiac Progressive Care Unit (PCU) | Akron | Akron City Campus | Akron City Hospital | 5th Floor | 2004-11-08 | Low
No | 021181 | Dock / Battery Chargers | 7114X | NONE | Hill-Rom / Welch Allyn | Bariatric Care - ACH | Akron | Akron City Campus | 95 Arch | 2nd Floor | 2005-11-01 | Low
No | 021243 | Dock / Battery Chargers | 7114X | Unknown | Hill-Rom / Welch Allyn | H2 - Labor and Delivery Unit (L&D) | Akron | Akron City Campus | H Tower | 2nd Floor | 2005-10-23 | Low
No | 021853 | Dock / Battery Chargers | 7114X | 06161 | Hill-Rom / Welch Allyn | Wound Care Center | Akron | Akron City Campus | Wound Care Building | Ground Floor | 2006-10-30 | Low
No | 022879 | Dock / Battery Chargers | 7114X | 06307 | Hill-Rom / Welch Allyn | H6 - Surgical Progressive Care Unit (PCU) | Akron | Akron City Campus | H Tower | 6th Floor | 2006-11-10 | Low
No | 028814 | Dock / Battery Chargers | 7114X | 028814 | Hill-Rom / Welch Allyn | Employee Health Center | Akron | Akron City Campus | Akron City Hospital | Basement | 2011-05-10 | Low
No | 028821 | Dock / Battery Chargers | 7114X | 028821 | Hill-Rom / Welch Allyn | Center for Corp Health - NEOMED | Akron | Rootstown Campus | Rootstown Medical Center | Ground Floor | 2011-05-10 | Low
No | 030972 | Dock / Battery Chargers | 7114X | 10302 | Hill-Rom / Welch Allyn | Employee Health Center | Akron | Akron City Campus | Akron City Hospital | Basement | 2011-05-10 | Low
No | 031081 | Dock / Battery Chargers | 7114X | Unknown | Hill-Rom / Welch Allyn | Summa Rehab Hospital | Akron | Akron City Campus | Summa Rehab Hospital |  | 2012-01-04 | Low
No | 031082 | Dock / Battery Chargers | 7114X | Unknown | Hill-Rom / Welch Allyn | Summa Rehab Hospital | Akron | Akron City Campus | Summa Rehab Hospital |  | 2012-01-04 | Low
No | 032516 | Dock / Battery Chargers | 7114X | Unknown | Hill-Rom / Welch Allyn | 4 North - Medical Unit | Akron | Akron City Campus | Akron City Hospital | 4th Floor | 2012-05-27 | Low
No | 032528 | Dock / Battery Chargers | 7114X | Unknown | Hill-Rom / Welch Allyn | H4 - Mother/Baby Unit | Akron | Akron City Campus | H Tower | 4th Floor | 2012-06-05 | Low
No | 032709 | Dock / Battery Chargers | 7114X | Unknown | Hill-Rom / Welch Allyn | Emergency Department (ED) - ACH | Akron | Akron City Campus | Akron City Hospital | Ground Floor | 2014-01-21 | Low
No | 032710 | Dock / Battery Chargers | 7114X | Unknown | Hill-Rom / Welch Allyn | Emergency Department (ED) - ACH | Akron | Akron City Campus | Akron City Hospital | Ground Floor | 2014-01-21 | Low
No | 033781 | Dock / Battery Chargers | 7114X | Unknown | Hill-Rom / Welch Allyn | Medical Center of Rittman | Barberton | Wadsworth Campus | Medical Center of Rittman | Ground Floor | 2020-11-05 | Low
No | 036302 | Dock / Battery Chargers | 7114X | Unknown | Hill-Rom / Welch Allyn | Ophthalmology | Akron | Akron City Campus | 75 Arch | 2nd Floor | 2016-10-19 | Low
No | 057979 | Dock / Battery Chargers | 7114X | Unknown | Hill-Rom / Welch Allyn | Urology - Wadsworth | Barberton | Wadsworth Campus | Founder's Hall | 3rd Floor | 2019-09-04 | Low
No | 057982 | Dock / Battery Chargers | 7114X | Unknown | Hill-Rom / Welch Allyn | Urology - Wadsworth | Barberton | Wadsworth Campus | Founder's Hall | 3rd Floor | 2019-09-04 | Low
No | 057983 | Dock / Battery Chargers | 7114X | Unknown | Hill-Rom / Welch Allyn | Urology - Wadsworth | Barberton | Wadsworth Campus | Founder's Hall | 3rd Floor | 2019-09-04 | Low
No | 058052 | Dock / Battery Chargers | 7114X | Unknown | Hill-Rom / Welch Allyn | Urology - Wadsworth | Barberton | Wadsworth Campus | Founder's Hall | 3rd Floor | 2019-09-04 | Low
No | 058071 | Dock / Battery Chargers | 7114X | Unknown | Hill-Rom / Welch Allyn | Barberton OB/GYN | Barberton | Barberton Campus | Tuscora Park Pavilion | Ground Floor | 2019-09-04 | Low
No | 063244 | Dock / Battery Chargers | 7114X | 09288 | Hill-Rom / Welch Allyn | Cuyahoga Falls Primary Care | Akron | Cuyahoga Falls Campus | Cuyahoga Falls Medical Center | Ground Floor | 2023-07-25 07:19 | Low
No | 063245 | Dock / Battery Chargers | 7114X | 15253 | Hill-Rom / Welch Allyn | Cuyahoga Falls Primary Care | Akron | Cuyahoga Falls Campus | Cuyahoga Falls Medical Center | Ground Floor | 2023-07-25 07:20 | Low
No | 063246 | Dock / Battery Chargers | 7114X | 09310 | Hill-Rom / Welch Allyn | Cuyahoga Falls Primary Care | Akron | Cuyahoga Falls Campus | Cuyahoga Falls Medical Center | Ground Floor | 2023-07-25 07:20 | Low
No | 063247 | Dock / Battery Chargers | 7114X | 15266 | Hill-Rom / Welch Allyn | Cuyahoga Falls Primary Care | Akron | Cuyahoga Falls Campus | Cuyahoga Falls Medical Center | Ground Floor | 2023-07-25 07:20 | Low
No | 063680 | Dock / Battery Chargers | 7114X | Unknown | Hill-Rom / Welch Allyn | Medina Primary Care | Barberton | Medina Campus | Medina Medical Center | 3rd Floor | 2023-11-21 16:08 | Low
No | 064381 | Dock / Battery Chargers | 7114X | Unknown | Hill-Rom / Welch Allyn | Urgent Care - Fairlawn | Akron | Fairlawn Campus | Fairlawn Urgent Care | Ground Floor | 2024-07-31 10:08 | Low
No | 064384 | Dock / Battery Chargers | 7114X | Unknown | Hill-Rom / Welch Allyn | Urgent Care - Fairlawn | Akron | Fairlawn Campus | Fairlawn Urgent Care | Ground Floor | 2024-07-31 10:08 | Low
No | 064385 | Dock / Battery Chargers | 7114X | Unknown | Hill-Rom / Welch Allyn | Urgent Care - Fairlawn | Akron | Fairlawn Campus | Fairlawn Urgent Care | Ground Floor | 2024-07-31 10:08 | Low
No | 064395 | Dock / Battery Chargers | 7114X | Unknown | Hill-Rom / Welch Allyn | Urgent Care - Fairlawn | Akron | Fairlawn Campus | Fairlawn Urgent Care | Ground Floor | 2024-07-31 10:08 | Low
No | 070115 | Dock / Battery Chargers | 7114X | No Serial | Hill-Rom / Welch Allyn | Neurology Outpatient - SB | Barberton | Barberton Campus | Tuscora Park Pavilion | 1st Floor | 2023-07-31 13:53 | Low
No | 070221 | Dock / Battery Chargers | 7114X | 10050 | Hill-Rom / Welch Allyn | Internal Medicine - White Pond | Barberton | White Pond Campus | White Pond Medical Center | 2nd Floor | 2024-02-21 14:07 | Low
No | 071109 | Dock / Battery Chargers | 7114X | 15301 | Hill-Rom / Welch Allyn | Barberton Wound Care Center | Barberton | Barberton Campus | Summa Barberton Hospital | Ground Floor | 2023-07-11 13:53 | Low
No | 055658 | Dock / Battery Chargers | 74010 - Kleenspec Charging Station | Unknown | Hill-Rom / Welch Allyn | H2 - Labor and Delivery Unit (L&D) | Akron | Akron City Campus | H Tower | 2nd Floor | 2019-03-15 | Low
No | 055659 | Dock / Battery Chargers | 74010 - Kleenspec Charging Station | Unknown | Hill-Rom / Welch Allyn | H2 - Labor and Delivery Unit (L&D) | Akron | Akron City Campus | H Tower | 2nd Floor | 2019-03-15 | Low
No | 055660 | Dock / Battery Chargers | 74010 - Kleenspec Charging Station | Unknown | Hill-Rom / Welch Allyn | H2 - Labor and Delivery Unit (L&D) | Akron | Akron City Campus | H Tower | 2nd Floor | 2019-03-15 | Low
No | 058070 | Dock / Battery Chargers | 74011 - Kleenspec Charging Station | Unknown | Hill-Rom / Welch Allyn | Barberton OB/GYN | Barberton | Barberton Campus | Tuscora Park Pavilion | Ground Floor | 2019-09-04 | Low
No | 058076 | Dock / Battery Chargers | 74011 - Kleenspec Charging Station | Unknown | Hill-Rom / Welch Allyn | Barberton OB/GYN | Barberton | Barberton Campus | Tuscora Park Pavilion | Ground Floor | 2019-09-05 | Low
No | 058078 | Dock / Battery Chargers | 74011 - Kleenspec Charging Station | Unknown | Hill-Rom / Welch Allyn | Barberton OB/GYN | Barberton | Barberton Campus | Tuscora Park Pavilion | Ground Floor | 2019-09-05 | Low
No | 063260 | Dock / Battery Chargers | 74011 - Kleenspec Charging Station | Unknown | Hill-Rom / Welch Allyn | SHMG OB/GYN - Stow | Akron | Stow-Kent Campus | Stow-Kent Medical Center | 2nd Floor | 2023-06-22 13:12 | Low
No | 063261 | Dock / Battery Chargers | 74011 - Kleenspec Charging Station | Unknown | Hill-Rom / Welch Allyn | SHMG OB/GYN - Stow | Akron | Stow-Kent Campus | Stow-Kent Medical Center | 2nd Floor | 2023-06-22 13:12 | Low
No | 063262 | Dock / Battery Chargers | 74011 - Kleenspec Charging Station | Unknown | Hill-Rom / Welch Allyn | SHMG OB/GYN - Stow | Akron | Stow-Kent Campus | Stow-Kent Medical Center | 2nd Floor | 2023-06-22 13:12 | Low
No | 063263 | Dock / Battery Chargers | 74011 - Kleenspec Charging Station | Unknown | Hill-Rom / Welch Allyn | SHMG OB/GYN - Stow | Akron | Stow-Kent Campus | Stow-Kent Medical Center | 2nd Floor | 2023-06-22 13:12 | Low
No | 063264 | Dock / Battery Chargers | 74011 - Kleenspec Charging Station | Unknown | Hill-Rom / Welch Allyn | SHMG OB/GYN - Stow | Akron | Stow-Kent Campus | Stow-Kent Medical Center | 2nd Floor | 2023-06-22 13:12 | Low
No | 063265 | Dock / Battery Chargers | 74011 - Kleenspec Charging Station | Unknown | Hill-Rom / Welch Allyn | SHMG OB/GYN - Stow | Akron | Stow-Kent Campus | Stow-Kent Medical Center | 2nd Floor | 2023-06-22 13:12 | Low
No | 063266 | Dock / Battery Chargers | 74011 - Kleenspec Charging Station | Unknown | Hill-Rom / Welch Allyn | SHMG OB/GYN - Stow | Akron | Stow-Kent Campus | Stow-Kent Medical Center | 2nd Floor | 2023-06-22 13:12 | Low
No | 063267 | Dock / Battery Chargers | 74011 - Kleenspec Charging Station | Unknown | Hill-Rom / Welch Allyn | SHMG OB/GYN - Stow | Akron | Stow-Kent Campus | Stow-Kent Medical Center | 2nd Floor | 2023-06-22 13:12 | Low
No | 063268 | Dock / Battery Chargers | 74011 - Kleenspec Charging Station | Unknown | Hill-Rom / Welch Allyn | SHMG OB/GYN - Stow | Akron | Stow-Kent Campus | Stow-Kent Medical Center | 2nd Floor | 2023-06-22 13:12 | Low
No | 063269 | Dock / Battery Chargers | 74011 - Kleenspec Charging Station | Unknown | Hill-Rom / Welch Allyn | SHMG OB/GYN - Stow | Akron | Stow-Kent Campus | Stow-Kent Medical Center | 2nd Floor | 2023-06-22 13:12 | Low
No | 063928 | Dock / Battery Chargers | 74011 - Kleenspec Charging Station | Unknown | Hill-Rom / Welch Allyn | Virtual Care Simulation Lab | Akron | Akron City Campus | Akron City Hospital | 1st Floor | 2024-07-29 09:54 | Low
No | 063929 | Dock / Battery Chargers | 74011 - Kleenspec Charging Station | Unknown | Hill-Rom / Welch Allyn | Family Medicine Center | Akron | Akron City Campus | 55 Arch | 3rd Floor | 2024-07-29 14:21 | Low
No | 063930 | Dock / Battery Chargers | 74011 - Kleenspec Charging Station | Unknown | Hill-Rom / Welch Allyn | Family Medicine Center | Akron | Akron City Campus | 55 Arch | 3rd Floor | 2024-07-29 14:21 | Low
No | 063931 | Dock / Battery Chargers | 74011 - Kleenspec Charging Station | Unknown | Hill-Rom / Welch Allyn | Family Medicine Center | Akron | Akron City Campus | 55 Arch | 3rd Floor | 2024-07-29 14:21 | Low
No | 063932 | Dock / Battery Chargers | 74011 - Kleenspec Charging Station | Unknown | Hill-Rom / Welch Allyn | Family Medicine Center | Akron | Akron City Campus | 55 Arch | 3rd Floor | 2024-07-29 14:21 | Low
No | 063933 | Dock / Battery Chargers | 74011 - Kleenspec Charging Station | Unknown | Hill-Rom / Welch Allyn | Family Medicine Center | Akron | Akron City Campus | 55 Arch | 3rd Floor | 2024-07-29 14:21 | Low
No | 063938 | Dock / Battery Chargers | 74011 - Kleenspec Charging Station | Unknown | Hill-Rom / Welch Allyn | Urogynecology | Akron | Akron City Campus | 95 Arch | 2nd Floor | 2024-11-14 12:41 | Low
No | 063939 | Dock / Battery Chargers | 74011 - Kleenspec Charging Station | Unknown | Hill-Rom / Welch Allyn | Urogynecology | Akron | Akron City Campus | 95 Arch | 2nd Floor | 2024-11-14 12:41 | Low
No | 063940 | Dock / Battery Chargers | 74011 - Kleenspec Charging Station | Unknown | Hill-Rom / Welch Allyn | Urogynecology | Akron | Akron City Campus | 95 Arch | 2nd Floor | 2024-11-14 12:41 | Low
No | 063941 | Dock / Battery Chargers | 74011 - Kleenspec Charging Station | Unknown | Hill-Rom / Welch Allyn | Urogynecology | Akron | Akron City Campus | 95 Arch | 2nd Floor | 2024-11-14 12:41 | Low
No | 063942 | Dock / Battery Chargers | 74011 - Kleenspec Charging Station | Unknown | Hill-Rom / Welch Allyn | Urogynecology | Akron | Akron City Campus | 95 Arch | 2nd Floor | 2024-11-14 12:41 | Low
No | 063943 | Dock / Battery Chargers | 74011 - Kleenspec Charging Station | Unknown | Hill-Rom / Welch Allyn | Urogynecology | Akron | Akron City Campus | 95 Arch | 2nd Floor | 2024-11-14 12:41 | Low
No | 063944 | Dock / Battery Chargers | 74011 - Kleenspec Charging Station | Unknown | Hill-Rom / Welch Allyn | Urogynecology | Akron | Akron City Campus | 95 Arch | 2nd Floor | 2024-11-14 12:41 | Low
No | 064178 | Dock / Battery Chargers | 74011 - Kleenspec Charging Station | Unknown | Hill-Rom / Welch Allyn | Pelvic Health | Akron | Akron City Campus | 95 Arch | 2nd Floor | 2024-07-29 14:21 | Low
No | 064825 | Dock / Battery Chargers | 74011 - Kleenspec Charging Station | Unknown | Hill-Rom / Welch Allyn | Center for Senior Health | Akron | Akron City Campus | 75 Arch | Ground Floor | 2025-03-07 07:26 | Low
No | 064826 | Dock / Battery Chargers | 74011 - Kleenspec Charging Station | Unknown | Hill-Rom / Welch Allyn | Urogynecology | Akron | Akron City Campus | 95 Arch | 2nd Floor | 2024-11-14 12:41 | Low
No | 064991 | Dock / Battery Chargers | 74011 - Kleenspec Charging Station | Unknown | Hill-Rom / Welch Allyn | H2 - Labor and Delivery Unit (L&D) | Akron | Akron City Campus | H Tower | 2nd Floor | 2025-03-25 08:29 | Low
No | 063272 | Dock / Battery Chargers | 75910 - KleenSpec Cordless Illumination | Unknown | Hill-Rom / Welch Allyn | Urology - Stow | Akron | Stow-Kent Campus | Stow-Kent Medical Center | 2nd Floor | 2023-06-23 10:00 | Low
No | 026840 | Dock / Battery Chargers | 8050-0030-01 - Surepower Charging Station | AC14I013112 | Zoll Medical | Health Tech Mgmt | Akron | Akron City Campus | H Tower | Basement | 2020-02-26 | Low
No | 053379 | Dock / Battery Chargers | 8050-0030-01 - Surepower Charging Station | GS1-128 | Zoll Medical | Health Tech Mgmt | Akron | Akron City Campus | ACH Admin Building | Ground Floor | 2018-06-27 | Low
No | 070910 | Dock / Battery Chargers | 8050-0030-01 - Surepower Charging Station | AC18C003585 | Zoll Medical | Health Tech Mgmt - SB | Barberton | Barberton Campus | Summa Barberton Hospital | 5th Floor | 2018-06-27 | Low
No | 063727 | Dock / Battery Chargers | 9110-120-000 - System 9 Sterile Battery Charger | AC2305532399 | Stryker | Central Processing/Supply | Akron | Akron City Campus | Akron City Hospital | Basement | 2023-12-18 14:12 | Low
No | 063728 | Dock / Battery Chargers | 9110-120-000 - System 9 Sterile Battery Charger | AC2305130389 | Stryker | Central Processing/Supply | Akron | Akron City Campus | Akron City Hospital | Basement | 2023-12-18 14:11 | Low
No | 070359 | Dock / Battery Chargers | 9110-120-000 - System 9 Sterile Battery Charger | AC2305532159 | Stryker | Central Processing/Supply - SB | Barberton | Barberton Campus | Summa Barberton Hospital | 2nd Floor | 2023-12-18 14:11 | Low
No | 070360 | Dock / Battery Chargers | 9110-120-000 - System 9 Sterile Battery Charger | AC2301723649 | Stryker | Central Processing/Supply - SB | Barberton | Barberton Campus | Summa Barberton Hospital | 2nd Floor | 2023-12-18 14:11 | Low
No | 034990 | Dock / Battery Chargers | 973-0510 - Charger | 081161220029 | Midmark | Center for Dental Health | Akron | Akron City Campus | 75 Arch | 3rd Floor | 2017-05-25 | Low
No | 031343 | Dock / Battery Chargers | CC300 | CC1180347 | Accuvein | Emergency Department (ED) - Green | Barberton | Green Campus | Green Medical Center | Ground Floor | 2012-06-15 | Low
No | 058347 | Dock / Battery Chargers | CH5555 - Multi-Bay Smart Charge & Calibration System | Unknown | Inspired Energy, Llc | Health Tech Mgmt | Akron | Akron City Campus | ACH Admin Building | Ground Floor | 2019-12-16 | Low
No | 033663 | Dock / Battery Chargers | EPOC Reader | 17918 | Siemens Diagnostics | Respiratory Care | Akron | Akron City Campus | 95 Arch | 1st Floor | 2024-05-08 16:32 | Low
No | 033666 | Dock / Battery Chargers | EPOC Reader | 17917 | Siemens Diagnostics | Respiratory Care | Akron | Akron City Campus | Akron City Hospital | 6th Floor | 2017-01-24 | Low
No | 064055 | Dock / Battery Chargers | EPOC Reader | 42347 | Siemens Diagnostics | Respiratory Care | Akron | Akron City Campus | Critical Care Tower | 3rd Floor | 2024-05-08 16:32 | Low
No | 064057 | Dock / Battery Chargers | EPOC Reader | 4436 | Siemens Diagnostics | Respiratory Care | Akron | Akron City Campus | Critical Care Tower | 2nd Floor | 2024-05-08 16:32 | Low
No | 064061 | Dock / Battery Chargers | EPOC Reader | 8249 | Siemens Diagnostics | Respiratory Care | Akron | Akron City Campus | Akron City Hospital | 6th Floor | 2024-05-08 16:32 | Low
No | 064065 | Dock / Battery Chargers | EPOC Reader | 53837 | Siemens Diagnostics | Respiratory Care | Akron | Akron City Campus | Critical Care Tower | 1st Floor | 2024-05-08 16:32 | Low
No | 064069 | Dock / Battery Chargers | EPOC Reader | 20098 | Siemens Diagnostics | Respiratory Care | Akron | Akron City Campus | 95 Arch | 1st Floor | 2024-05-08 16:32 | Low
No | 070072 | Dock / Battery Chargers | EPOC Reader | 45919 | Siemens Diagnostics | Respiratory Care - SB | Barberton | Barberton Campus | Summa Barberton Hospital | Ground Floor | 2022-12-07 | Low
No | 070074 | Dock / Battery Chargers | EPOC Reader | 45204 | Siemens Diagnostics | Respiratory Care - SB | Barberton | Barberton Campus | Summa Barberton Hospital | 5th Floor | 2017-01-24 | Low
No | 070533 | Dock / Battery Chargers | EPOC Reader | 46150 | Siemens Diagnostics | Respiratory Care - SB | Barberton | Barberton Campus | Summa Barberton Hospital | 2nd Floor | 2017-01-24 | Low
No | 070534 | Dock / Battery Chargers | EPOC Reader | 9040 | Siemens Diagnostics | Respiratory Care - SB | Barberton | Barberton Campus | Summa Barberton Hospital | Ground Floor | 2013-05-01 | Low
No | 070538 | Dock / Battery Chargers | EPOC Reader | 28448 | Siemens Diagnostics | Respiratory Care - SB | Barberton | Barberton Campus | Summa Barberton Hospital | 5th Floor | 2017-01-24 | Low
No | 071085 | Dock / Battery Chargers | EPOC Reader | 58579 | Siemens Diagnostics | Respiratory Care - SB | Barberton | Barberton Campus | Summa Barberton Hospital | 5th Floor | 2025-04-15 | Low
No | 056252 | Dock / Battery Chargers | JM-A33 - JM-105 Docking Station | H7020027 | Draeger | H4 - Mother/Baby Unit | Akron | Akron City Campus | H Tower | 4th Floor | 2019-05-20 | Low
No | 056254 | Dock / Battery Chargers | JM-A33 - JM-105 Docking Station | H7020028 | Draeger | H4 - Mother/Baby Unit | Akron | Akron City Campus | H Tower | 4th Floor | 2019-05-20 | Low
No | 056256 | Dock / Battery Chargers | JM-A33 - JM-105 Docking Station | H7020029 | Draeger | H4 - Mother/Baby Unit | Akron | Akron City Campus | H Tower | 4th Floor | 2019-05-20 | Low
No | 056258 | Dock / Battery Chargers | JM-A33 - JM-105 Docking Station | H7020030 | Draeger | H4 - Mother/Baby Unit | Akron | Akron City Campus | H Tower | 4th Floor | 2019-05-20 | Low
No | 028075 | Dock / Battery Chargers | LG1480 - Lg1480 - X2 Battery Charger | 00022811 | Gleichmann Electronics | Physical Therapy - SB | Barberton | Barberton Campus | Summa Barberton Hospital | 1st Floor | 2011-11-18 | Low
No | 030229 | Dock / Battery Chargers | LG1480 - Lg1480 - X2 Battery Charger | 00104511 | Gleichmann Electronics | Emergency Department (ED) - ACH | Akron | Akron City Campus | Akron City Hospital | Ground Floor | 2011-11-18 | Low
No | 032928 | Dock / Battery Chargers | LG1480 - Lg1480 - X2 Battery Charger | 00294113 | Gleichmann Electronics | PACU | Akron | Akron City Campus | Akron City Hospital | 1st Floor | 2014-05-06 | Low
No | 050194 | Dock / Battery Chargers | LG1480 - Lg1480 - X2 Battery Charger | 00224511 | Gleichmann Electronics | Emergency Department (ED) - ACH | Akron | Akron City Campus | Akron City Hospital | Ground Floor | 2011-11-18 | Low
No | 053329 | Dock / Battery Chargers | LG1480 - Lg1480 - X2 Battery Charger | 00194511 | Gleichmann Electronics | Emergency Department (ED) - ACH | Akron | Akron City Campus | Akron City Hospital | Ground Floor | 2019-01-31 | Low
No | 032974 | Dock / Battery Chargers | NPi2-CHG-01 - Npi-200 Charging Station | 2N00452 | Neuroptics | 1 Central - CV Progressive Care Unit (PCU) | Akron | Akron City Campus | Akron City Hospital | 1st Floor | 2015-05-27 | Low
No | 035155 | Dock / Battery Chargers | NPi2-CHG-01 - Npi-200 Charging Station | NII00178 | Neuroptics | T2 - STN Intensive Care Unit (STN-ICU) | Akron | Akron City Campus | Critical Care Tower | 2nd Floor | 2015-01-07 | Low
No | 035157 | Dock / Battery Chargers | NPi2-CHG-01 - Npi-200 Charging Station | NII00182 | Neuroptics | T2 - STN Intensive Care Unit (STN-ICU) | Akron | Akron City Campus | Critical Care Tower | 2nd Floor | 2015-01-07 | Low
No | 035159 | Dock / Battery Chargers | NPi2-CHG-01 - Npi-200 Charging Station | NII00183 | Neuroptics | T2 - STN Intensive Care Unit (STN-ICU) | Akron | Akron City Campus | Critical Care Tower | 2nd Floor | 2015-01-07 | Low
No | 035161 | Dock / Battery Chargers | NPi2-CHG-01 - Npi-200 Charging Station | NII00181 | Neuroptics | T2 - STN Intensive Care Unit (STN-ICU) | Akron | Akron City Campus | Critical Care Tower | 2nd Floor | 2015-01-07 | Low
No | 035165 | Dock / Battery Chargers | NPi2-CHG-01 - Npi-200 Charging Station | NII00185 | Neuroptics | T2 - STN Intensive Care Unit (STN-ICU) | Akron | Akron City Campus | Critical Care Tower | 2nd Floor | 2015-01-07 | Low
No | 035169 | Dock / Battery Chargers | NPi2-CHG-01 - Npi-200 Charging Station | NII00180 | Neuroptics | T2 - STN Intensive Care Unit (STN-ICU) | Akron | Akron City Campus | Critical Care Tower | 2nd Floor | 2015-01-07 | Low
No | 035173 | Dock / Battery Chargers | NPi2-CHG-01 - Npi-200 Charging Station | NII00179 | Neuroptics | T2 - STN Intensive Care Unit (STN-ICU) | Akron | Akron City Campus | Critical Care Tower | 2nd Floor | 2015-01-07 | Low
No | 035175 | Dock / Battery Chargers | NPi2-CHG-01 - Npi-200 Charging Station | NII00175 | Neuroptics | T2 - STN Intensive Care Unit (STN-ICU) | Akron | Akron City Campus | Critical Care Tower | 2nd Floor | 2015-01-07 | Low
No | 050957 | Dock / Battery Chargers | NPi2-CHG-01 - Npi-200 Charging Station | 2N02456 | Neuroptics | T2 - STN Intensive Care Unit (STN-ICU) | Akron | Akron City Campus | Critical Care Tower | 2nd Floor | 2018-04-18 | Low
No | 054435 | Dock / Battery Chargers | NPi2-CHG-01 - Npi-200 Charging Station | 2N02194 | Neuroptics | T2 - STN Intensive Care Unit (STN-ICU) | Akron | Akron City Campus | Critical Care Tower | 2nd Floor | 2017-11-22 | Low
No | 056353 | Dock / Battery Chargers | NPi2-CHG-01 - Npi-200 Charging Station | 2N03632 | Neuroptics | T2 - STN Intensive Care Unit (STN-ICU) | Akron | Akron City Campus | Critical Care Tower | 2nd Floor | 2019-04-16 | Low
No | 057782 | Dock / Battery Chargers | NPi2-CHG-01 - Npi-200 Charging Station | 2N04080 | Neuroptics | Health Tech Mgmt | Akron | Akron City Campus | ACH Admin Building | Ground Floor | 2019-10-02 | Low
No | 057783 | Dock / Battery Chargers | NPi2-CHG-01 - Npi-200 Charging Station | 2n04081 | Neuroptics | T2 - STN Intensive Care Unit (STN-ICU) | Akron | Akron City Campus | Critical Care Tower | 2nd Floor | 2019-10-02 | Low
No | 057784 | Dock / Battery Chargers | NPi2-CHG-01 - Npi-200 Charging Station | 2n04074 | Neuroptics | T3 - Medical Intensive Care Unit (MICU) | Akron | Akron City Campus | Critical Care Tower | 3rd Floor | 2019-10-02 | Low
No | 058041 | Dock / Battery Chargers | NPi2-CHG-01 - Npi-200 Charging Station | 2N04158 | Neuroptics | T2 - STN Intensive Care Unit (STN-ICU) | Akron | Akron City Campus | Critical Care Tower | 2nd Floor | 2019-10-21 | Low
No | 058043 | Dock / Battery Chargers | NPi2-CHG-01 - Npi-200 Charging Station | 2N04156 | Neuroptics | T2 - STN Intensive Care Unit (STN-ICU) | Akron | Akron City Campus | Critical Care Tower | 2nd Floor | 2019-10-21 | Low
No | 058046 | Dock / Battery Chargers | NPi2-CHG-01 - Npi-200 Charging Station | 2N04155 | Neuroptics | T2 - STN Intensive Care Unit (STN-ICU) | Akron | Akron City Campus | Critical Care Tower | 2nd Floor | 2019-10-21 | Low
No | 058048 | Dock / Battery Chargers | NPi2-CHG-01 - Npi-200 Charging Station | 2N04154 | Neuroptics | T2 - STN Intensive Care Unit (STN-ICU) | Akron | Akron City Campus | Critical Care Tower | 2nd Floor | 2019-10-21 | Low
No | 058050 | Dock / Battery Chargers | NPi2-CHG-01 - Npi-200 Charging Station | 2N04157 | Neuroptics | T2 - STN Intensive Care Unit (STN-ICU) | Akron | Akron City Campus | Critical Care Tower | 2nd Floor | 2019-10-21 | Low
No | 059258 | Dock / Battery Chargers | STARTCONN - Clinitek Status Connect System | 040211 | Siemens Medical Solutions | Pelvic Health | Akron | Akron City Campus | 95 Arch | 2nd Floor | 2020-09-09 | Low
No | 063854 | Dock / Battery Chargers | STARTCONN - Clinitek Status Connect System | 360515 | Siemens Medical Solutions | Internal Medicine | Akron | Akron City Campus | 55 Arch | 1st Floor | 2024-04-06 08:33 | Low
No | 039412 | Dock / Battery Chargers | WTD1A05 - Wireless Charger | 11190600103923 | Butterfly Network | Anesthesia - SB | Barberton | Barberton Campus | Summa Barberton Hospital | 2nd Floor | 2021-06-04 | Low
No | 038979 | Docking/Charging Stations, Physiologic Monitor | 3885B - MRI Tablet Base Station w/ Recorder | IR3885B1691 | Iradimed | Magnetic Resonance Imaging - SB | Barberton | Barberton Campus | Summa Barberton Hospital | Ground Floor | 2020-09-28 | Low
No | 061626 | Docking/Charging Stations, Physiologic Monitor | 3885B - MRI Tablet Base Station w/ Recorder | IR3885B1742 | Iradimed | Magnetic Resonance Imaging | Akron | Akron City Campus | Akron City Hospital | Ground Floor | 2020-10-26 | Low
No | 064783 | Docking/Charging Stations, Physiologic Monitor | 453564681011 - X3/MX100 Dock | PL43625598 | Philips Healthcare | T2 - STN Intensive Care Unit (STN-ICU) | Akron | Akron City Campus | Critical Care Tower | 2nd Floor | 2024-10-25 10:40 | Low
No | 064784 | Docking/Charging Stations, Physiologic Monitor | 453564681011 - X3/MX100 Dock | PL43625632 | Philips Healthcare | T2 - STN Intensive Care Unit (STN-ICU) | Akron | Akron City Campus | Critical Care Tower | 2nd Floor | 2024-10-25 10:41 | Low
No | 064785 | Docking/Charging Stations, Physiologic Monitor | 453564681011 - X3/MX100 Dock | PL43625609 | Philips Healthcare | T3 - Medical Intensive Care Unit (MICU) | Akron | Akron City Campus | Critical Care Tower | 3rd Floor | 2024-10-25 10:41 | Low
No | 064786 | Docking/Charging Stations, Physiologic Monitor | 453564681011 - X3/MX100 Dock | PL43625597 | Philips Healthcare | T3 - Medical Intensive Care Unit (MICU) | Akron | Akron City Campus | Critical Care Tower | 3rd Floor | 2024-10-25 10:42 | Low
No | 030309 | Docking/Charging Stations, Physiologic Monitor | 9021 - RDS1 with SatShare | 180104 | Masimo | Respiratory Care | Akron | Akron City Campus | Akron City Hospital | 6th Floor | 2013-03-29 | Low
No | 030310 | Docking/Charging Stations, Physiologic Monitor | 9021 - RDS1 with SatShare | 180086 | Masimo | T3 - Medical Intensive Care Unit (MICU) | Akron | Akron City Campus | Critical Care Tower | 3rd Floor | 2013-03-29 | Low
No | 036003 | Docking/Charging Stations, Physiologic Monitor | 9021 - RDS1 with SatShare | 237785 | Masimo | DMT Equipment Distribution | Akron | Akron City Campus | Akron City Hospital | Basement | 2015-04-29 | Low
No | 036009 | Docking/Charging Stations, Physiologic Monitor | 9021 - RDS1 with SatShare | 237946 | Masimo | Emergency Department (ED) - ACH | Akron | Akron City Campus | Akron City Hospital | Ground Floor | 2015-06-11 | Low
No | 036011 | Docking/Charging Stations, Physiologic Monitor | 9021 - RDS1 with SatShare | 237882 | Masimo | SCI - Cardio & Pulm Rehab | Akron | Akron City Campus | 95 Arch | Ground Floor | 2015-04-29 | Low
No | 036012 | Docking/Charging Stations, Physiologic Monitor | 9021 - RDS1 with SatShare | 237828 | Masimo | H5 - Medical/Surgical Unit (MSU) | Akron | Akron City Campus | H Tower | 5th Floor | 2015-05-29 | Low
No | 036015 | Docking/Charging Stations, Physiologic Monitor | 9021 - RDS1 with SatShare | 236824 | Masimo | Hemodialysis | Akron | Akron City Campus | Akron City Hospital | Ground Floor | 2015-04-29 | Low
No | 036025 | Docking/Charging Stations, Physiologic Monitor | 9021 - RDS1 with SatShare | 237850 | Masimo | Pulmonary Function Testing | Akron | Akron City Campus | Akron City Hospital | 5th Floor | 2015-06-11 | Low
No | 036026 | Docking/Charging Stations, Physiologic Monitor | 9021 - RDS1 with SatShare | 237929 | Masimo | Respiratory Care | Akron | Akron City Campus | Akron City Hospital | 6th Floor | 2015-04-29 | Low
No | 036027 | Docking/Charging Stations, Physiologic Monitor | 9021 - RDS1 with SatShare | 237934 | Masimo | Respiratory Care | Akron | Akron City Campus | Akron City Hospital | 6th Floor | 2015-04-29 | Low
No | 036028 | Docking/Charging Stations, Physiologic Monitor | 9021 - RDS1 with SatShare | 236919 | Masimo | Emergency Department (ED) - ACH | Akron | Akron City Campus | Akron City Hospital | Ground Floor | 2015-05-29 | Low
No | 036029 | Docking/Charging Stations, Physiologic Monitor | 9021 - RDS1 with SatShare | 236928 | Masimo | Health Tech Mgmt - SB | Barberton | Barberton Campus | Summa Barberton Hospital | 5th Floor | 2015-04-29 | Low
No | 036030 | Docking/Charging Stations, Physiologic Monitor | 9021 - RDS1 with SatShare | 237949 | Masimo | DMT Equipment Distribution | Akron | Akron City Campus | Akron City Hospital | Basement | 2015-06-22 | Low
No | 036033 | Docking/Charging Stations, Physiologic Monitor | 9021 - RDS1 with SatShare | 236794 | Masimo | DMT Equipment Distribution | Akron | Akron City Campus | Akron City Hospital | Basement | 2015-04-29 | Low
No | 036036 | Docking/Charging Stations, Physiologic Monitor | 9021 - RDS1 with SatShare | 237912 | Masimo | Respiratory Care | Akron | Akron City Campus | Akron City Hospital | 6th Floor | 2015-04-27 | Low
No | 036038 | Docking/Charging Stations, Physiologic Monitor | 9021 - RDS1 with SatShare | 237881 | Masimo | DMT Equipment Distribution | Akron | Akron City Campus | Akron City Hospital | Basement | 2015-04-29 | Low
No | 036040 | Docking/Charging Stations, Physiologic Monitor | 9021 - RDS1 with SatShare | 237911 | Masimo | DMT Equipment Distribution | Akron | Akron City Campus | Akron City Hospital | Basement | 2024-06-03 12:50 | Low
No | 036041 | Docking/Charging Stations, Physiologic Monitor | 9021 - RDS1 with SatShare | 237888 | Masimo | Respiratory Care | Akron | Akron City Campus | Akron City Hospital | 6th Floor | 2015-04-29 | Low
No | 036043 | Docking/Charging Stations, Physiologic Monitor | 9021 - RDS1 with SatShare | 237826 | Masimo | Respiratory Care | Akron | Akron City Campus | Akron City Hospital | 6th Floor | 2015-04-29 | Low
No | 036045 | Docking/Charging Stations, Physiologic Monitor | 9021 - RDS1 with SatShare | 237857 | Masimo | H5 - Medical/Surgical Unit (MSU) | Akron | Akron City Campus | H Tower | 5th Floor | 2015-04-27 | Low
No | 036046 | Docking/Charging Stations, Physiologic Monitor | 9021 - RDS1 with SatShare | 237887 | Masimo | DMT Equipment Distribution | Akron | Akron City Campus | Akron City Hospital | Basement | 2015-04-27 | Low
No | 036048 | Docking/Charging Stations, Physiologic Monitor | 9021 - RDS1 with SatShare | 237812 | Masimo | DMT Equipment Distribution | Akron | Akron City Campus | Akron City Hospital | Basement | 2015-04-29 | Low
No | 036049 | Docking/Charging Stations, Physiologic Monitor | 9021 - RDS1 with SatShare | 237837 | Masimo | H2 - Labor and Delivery Unit (L&D) | Akron | Akron City Campus | H Tower | 2nd Floor | 2015-04-29 | Low
No | 036051 | Docking/Charging Stations, Physiologic Monitor | 9021 - RDS1 with SatShare | 237805 | Masimo | Anesthesia | Akron | Akron City Campus | Akron City Hospital | 1st Floor | 2015-04-29 | Low
No | 036058 | Docking/Charging Stations, Physiologic Monitor | 9021 - RDS1 with SatShare | 236924 | Masimo | Respiratory Care | Akron | Akron City Campus | Akron City Hospital | 6th Floor | 2015-04-27 | Low
No | 036059 | Docking/Charging Stations, Physiologic Monitor | 9021 - RDS1 with SatShare | 237886 | Masimo | Respiratory Care - SB | Barberton | Barberton Campus | Summa Barberton Hospital | 1st Floor | 2015-04-29 | Low
No | 036062 | Docking/Charging Stations, Physiologic Monitor | 9021 - RDS1 with SatShare | 236934 | Masimo | DMT Equipment Distribution | Akron | Akron City Campus | Akron City Hospital | Basement | 2015-04-27 | Low
No | 036063 | Docking/Charging Stations, Physiologic Monitor | 9021 - RDS1 with SatShare | 237786 | Masimo | Staff Development | Akron | Corporate Campus | Corporate Center |  | 2015-04-29 | Low
No | 036065 | Docking/Charging Stations, Physiologic Monitor | 9021 - RDS1 with SatShare | 237798 | Masimo | Emergency Department (ED) - ACH | Akron | Akron City Campus | Akron City Hospital | Ground Floor | 2015-05-29 | Low
No | 036068 | Docking/Charging Stations, Physiologic Monitor | 9021 - RDS1 with SatShare | 237775 | Masimo | Emergency Department (ED) - ACH | Akron | Akron City Campus | Akron City Hospital | Ground Floor | 2015-05-29 | Low
No | 036069 | Docking/Charging Stations, Physiologic Monitor | 9021 - RDS1 with SatShare | 237933 | Masimo | Emergency Department (ED) - ACH | Akron | Akron City Campus | Akron City Hospital | Ground Floor | 2015-05-29 | Low
No | 036074 | Docking/Charging Stations, Physiologic Monitor | 9021 - RDS1 with SatShare | 237928 | Masimo | Health Tech Mgmt | Akron | Akron City Campus | ACH Admin Building | Ground Floor | 2015-04-29 | Low
No | 036075 | Docking/Charging Stations, Physiologic Monitor | 9021 - RDS1 with SatShare | 237875 | Masimo | DMT Equipment Distribution | Akron | Akron City Campus | Akron City Hospital | Basement | 2015-05-29 | Low
No | 036077 | Docking/Charging Stations, Physiologic Monitor | 9021 - RDS1 with SatShare | 237905 | Masimo | T3 - Medical Intensive Care Unit (MICU) | Akron | Akron City Campus | Critical Care Tower | 3rd Floor | 2015-04-29 | Low
No | 036080 | Docking/Charging Stations, Physiologic Monitor | 9021 - RDS1 with SatShare | 236918 | Masimo | Respiratory Care | Akron | Akron City Campus | Akron City Hospital | 6th Floor | 2015-04-29 | Low
No | 036083 | Docking/Charging Stations, Physiologic Monitor | 9021 - RDS1 with SatShare | 237783 | Masimo | DMT Equipment Distribution | Akron | Akron City Campus | Akron City Hospital | Basement | 2015-04-27 | Low
No | 036084 | Docking/Charging Stations, Physiologic Monitor | 9021 - RDS1 with SatShare | 237939 | Masimo | Summa Rehab Hospital | Akron | Akron City Campus | Summa Rehab Hospital |  | 2015-04-29 | Low
No | 036086 | Docking/Charging Stations, Physiologic Monitor | 9021 - RDS1 with SatShare | 237878 | Masimo | Respiratory Care | Akron | Akron City Campus | Akron City Hospital | 6th Floor | 2015-04-29 | Low
No | 036087 | Docking/Charging Stations, Physiologic Monitor | 9021 - RDS1 with SatShare | 237846 | Masimo | DMT Equipment Distribution - SB | Barberton | Barberton Campus | Summa Barberton Hospital | 5th Floor | 2015-04-29 | Low
No | 036089 | Docking/Charging Stations, Physiologic Monitor | 9021 - RDS1 with SatShare | 236917 | Masimo | Respiratory Care - SB | Barberton | Barberton Campus | Summa Barberton Hospital | 5th Floor | 2015-04-29 | Low
No | 036097 | Docking/Charging Stations, Physiologic Monitor | 9021 - RDS1 with SatShare | 237772 | Masimo | Respiratory Care | Akron | Akron City Campus | Akron City Hospital | 6th Floor | 2015-04-29 | Low
No | 036098 | Docking/Charging Stations, Physiologic Monitor | 9021 - RDS1 with SatShare | 237955 | Masimo | DMT Equipment Distribution | Akron | Akron City Campus | Akron City Hospital | Basement | 2015-04-29 | Low
No | 036099 | Docking/Charging Stations, Physiologic Monitor | 9021 - RDS1 with SatShare | 236922 | Masimo | Respiratory Care | Akron | Akron City Campus | Akron City Hospital | 6th Floor | 2015-04-29 | Low
No | 036101 | Docking/Charging Stations, Physiologic Monitor | 9021 - RDS1 with SatShare | 237793 | Masimo | Emergency Department (ED) - Green | Barberton | Green Campus | Green Medical Center | Ground Floor | 2015-04-29 | Low
No | 036103 | Docking/Charging Stations, Physiologic Monitor | 9021 - RDS1 with SatShare | 236932 | Masimo | DMT Equipment Distribution | Akron | Akron City Campus | Akron City Hospital | Basement | 2015-06-11 | Low
No | 036111 | Docking/Charging Stations, Physiologic Monitor | 9021 - RDS1 with SatShare | 236925 | Masimo | DMT Equipment Distribution | Akron | Akron City Campus | Akron City Hospital | Basement | 2015-06-11 | Low
No | 036112 | Docking/Charging Stations, Physiologic Monitor | 9021 - RDS1 with SatShare | 237764 | Masimo | Emergency Department (ED) - ACH | Akron | Akron City Campus | Akron City Hospital | Ground Floor | 2015-05-29 | Low
No | 036114 | Docking/Charging Stations, Physiologic Monitor | 9021 - RDS1 with SatShare | 237945 | Masimo | Respiratory Care | Akron | Akron City Campus | Akron City Hospital | 6th Floor | 2015-04-29 | Low
No | 036193 | Docking/Charging Stations, Physiologic Monitor | 9021 - RDS1 with SatShare | 237820 | Masimo | DMT Equipment Distribution | Akron | Akron City Campus | Akron City Hospital | Basement | 2015-06-11 | Low
No | 036196 | Docking/Charging Stations, Physiologic Monitor | 9021 - RDS1 with SatShare | 237868 | Masimo | Respiratory Care | Akron | Akron City Campus | Akron City Hospital | 6th Floor | 2015-06-02 | Low
No | 036197 | Docking/Charging Stations, Physiologic Monitor | 9021 - RDS1 with SatShare | 237954 | Masimo | DMT Equipment Distribution | Akron | Akron City Campus | Akron City Hospital | Basement | 2024-05-17 07:18 | Low
No | 036199 | Docking/Charging Stations, Physiologic Monitor | 9021 - RDS1 with SatShare | 237794 | Masimo | DMT Equipment Distribution | Akron | Akron City Campus | Akron City Hospital | Basement | 2015-06-11 | Low
No | 036200 | Docking/Charging Stations, Physiologic Monitor | 9021 - RDS1 with SatShare | 237906 | Masimo | DMT Equipment Distribution | Akron | Akron City Campus | Akron City Hospital | Basement | 2015-06-11 | Low
No | 036202 | Docking/Charging Stations, Physiologic Monitor | 9021 - RDS1 with SatShare | 236921 | Masimo | Respiratory Care - SB | Barberton | Barberton Campus | Summa Barberton Hospital | 1st Floor | 2015-06-02 | Low
No | 036203 | Docking/Charging Stations, Physiologic Monitor | 9021 - RDS1 with SatShare | 237862 | Masimo | Barberton Wound Care Center | Barberton | Barberton Campus | Summa Barberton Hospital | Ground Floor | 2015-06-02 | Low
No | 036206 | Docking/Charging Stations, Physiologic Monitor | 9021 - RDS1 with SatShare | 237759 | Masimo | Angiography - SB | Barberton | Barberton Campus | Summa Barberton Hospital | 2nd Floor | 2015-06-02 | Low
No | 036207 | Docking/Charging Stations, Physiologic Monitor | 9021 - RDS1 with SatShare | 237836 | Masimo | Anesthesia - SB | Barberton | Barberton Campus | Summa Barberton Hospital | 2nd Floor | 2015-06-02 | Low
No | 036210 | Docking/Charging Stations, Physiologic Monitor | 9021 - RDS1 with SatShare | Unknown | Masimo | DMT Equipment Distribution | Akron | Akron City Campus | Akron City Hospital | Basement | 2015-06-02 | Low
No | 036212 | Docking/Charging Stations, Physiologic Monitor | 9021 - RDS1 with SatShare | 237761 | Masimo | Respiratory Care - SB | Barberton | Barberton Campus | Summa Barberton Hospital | 1st Floor | 2015-06-02 | Low
No | 036213 | Docking/Charging Stations, Physiologic Monitor | 9021 - RDS1 with SatShare | 237760 | Masimo | Emergency Department (ED) - SBH | Barberton | Barberton Campus | Summa Barberton Hospital | Ground Floor | 2015-06-02 | Low
No | 036214 | Docking/Charging Stations, Physiologic Monitor | 9021 - RDS1 with SatShare | 236063 | Masimo | Respiratory Care - SB | Barberton | Barberton Campus | Summa Barberton Hospital | 1st Floor | 2015-06-02 | Low
No | 036216 | Docking/Charging Stations, Physiologic Monitor | 9021 - RDS1 with SatShare | 237819 | Masimo | DMT Equipment Distribution - SB | Barberton | Barberton Campus | Summa Barberton Hospital | 5th Floor | 2015-06-02 | Low
No | 036220 | Docking/Charging Stations, Physiologic Monitor | 9021 - RDS1 with SatShare | 237853 | Masimo | DMT Equipment Distribution - SB | Barberton | Barberton Campus | Summa Barberton Hospital | 5th Floor | 2015-06-02 | Low
No | 036223 | Docking/Charging Stations, Physiologic Monitor | 9021 - RDS1 with SatShare | 237832 | Masimo | DMT Equipment Distribution - SB | Barberton | Barberton Campus | Summa Barberton Hospital | 5th Floor | 2013-03-29 | Low
No | 036224 | Docking/Charging Stations, Physiologic Monitor | 9021 - RDS1 with SatShare | 237855 | Masimo | Respiratory Care | Akron | Akron City Campus | Akron City Hospital | 6th Floor | 2015-06-11 | Low
No | 036289 | Docking/Charging Stations, Physiologic Monitor | 9021 - RDS1 with SatShare | 238612 | Masimo | Respiratory Care - SB | Barberton | Barberton Campus | Summa Barberton Hospital | 5th Floor | 2015-06-11 | Low
No | 036529 | Docking/Charging Stations, Physiologic Monitor | 9021 - RDS1 with SatShare | 236450 | Masimo | Respiratory Care | Akron | Akron City Campus | Akron City Hospital | 6th Floor | 2015-07-07 | Low
No | 037863 | Docking/Charging Stations, Physiologic Monitor | 9021 - RDS1 with SatShare | 237900 | Masimo | DMT Equipment Distribution - SB | Barberton | Barberton Campus | Summa Barberton Hospital | 5th Floor | 2015-06-02 | Low
No | 051221 | Docking/Charging Stations, Physiologic Monitor | 9021 - RDS1 with SatShare | 237925 | Masimo | H2 - Labor and Delivery Unit (L&D) | Akron | Akron City Campus | H Tower | 2nd Floor | 2015-04-29 | Low
No | 063992 | Docking/Charging Stations, Physiologic Monitor | 9021 - RDS1 with SatShare | RDS005 | Masimo | DMT Equipment Distribution | Akron | Akron City Campus | Akron City Hospital | Basement | 2024-06-24 | Low
No | 063993 | Docking/Charging Stations, Physiologic Monitor | 9021 - RDS1 with SatShare | RDS004 | Masimo | DMT Equipment Distribution | Akron | Akron City Campus | Akron City Hospital | Basement | 2024-06-24 13:02 | Low
No | 024164 | Docking/Charging Stations, Physiologic Monitor | 9023 - RDS3 Oximeter Docking Station | 106401 | Masimo | Pulmonary Function Testing | Akron | Akron City Campus | Akron City Hospital | 5th Floor | 2007-11-26 | Low
No | 025519 | Docking/Charging Stations, Physiologic Monitor | 9023 - RDS3 Oximeter Docking Station | 106330 | Masimo | Respiratory Care | Akron | Akron City Campus | Akron City Hospital | 6th Floor | 2007-11-15 | Low
No | 025571 | Docking/Charging Stations, Physiologic Monitor | 9023 - RDS3 Oximeter Docking Station | 107820 | Masimo | Respiratory Care | Akron | Akron City Campus | Akron City Hospital | 6th Floor | 2007-11-15 | Low
No | 025589 | Docking/Charging Stations, Physiologic Monitor | 9023 - RDS3 Oximeter Docking Station | 106313 | Masimo | Respiratory Care | Akron | Akron City Campus | Akron City Hospital | 6th Floor | 2007-11-15 | Low
No | 036194 | Docking/Charging Stations, Physiologic Monitor | 9023 - RDS3 Oximeter Docking Station | 237774 | Masimo | DMT Equipment Distribution | Akron | Akron City Campus | Akron City Hospital | Basement | 2024-10-25 13:54 | Low
No | 057752 | Docking/Charging Stations, Physiologic Monitor | 9023 - RDS3 Oximeter Docking Station | 237936 | Masimo | Respiratory Care | Akron | Akron City Campus | Akron City Hospital | 6th Floor | 2019-07-16 | Low
No | 059389 | Docking/Charging Stations, Physiologic Monitor | 9023 - RDS3 Oximeter Docking Station | 237919 | Masimo | Respiratory Care | Akron | Akron City Campus | Akron City Hospital | 6th Floor | 2007-11-15 | Low
No | 055671 | Docking/Charging Stations, Physiologic Monitor | 989803157511 - Dual Docking Station, Holter | USD0710598 | Philips Healthcare | SCI - Noninvasive Cardio Service | Akron | Akron City Campus | Akron City Hospital | Ground Floor | 2019-03-28 | Low
No | 055672 | Docking/Charging Stations, Physiologic Monitor | 989803157511 - Dual Docking Station, Holter | USD0710634 | Philips Healthcare | SCI - Noninvasive Cardio Service | Akron | Akron City Campus | Akron City Hospital | Ground Floor | 2019-03-28 | Low
No | 064250 | Drivers, Ultrasonic Probe, Endoscopic | MAJ-1720 - Probe Driving Unit | 7702068 | Olympus America | Endoscopy | Akron | Akron City Campus | Akron City Hospital | Ground Floor | 2024-10-15 08:17 | Low
No | 039436 | Dryers, Medical Device | DCR100101 - Amsco Drying Cabinet | 1587 | Steris | Central Processing/Supply - SB | Barberton | Barberton Campus | Summa Barberton Hospital | 2nd Floor | 2021-07-09 | Low
No | 070016 | Dryers, Medical Device | DCR100101 - Amsco Drying Cabinet | 5883 | Steris | Central Processing/Supply - SW | Barberton | Wadsworth Campus | Wadsworth-Rittman Medical Center | 1st Floor | 2022-12-30 09:16 | Low
No | 028774 | Dryers, Medical Device | SCE001 - Cpap Hose Dryer | F0900246 | Siestamed Technologies | Sleep Lab - White Pond | Barberton | White Pond Campus | Summa Health Neuroscience Services | 2nd Floor | 2011-01-06 | Low
No | 028804 | Dryers, Medical Device | SCE001 - Cpap Hose Dryer | F0600267 | Siestamed Technologies | Sleep Lab - Medina | Barberton | Medina Campus | Medina Medical Center | 2nd Floor | 2011-04-21 | Low
No | 015398 | DVD Players | XV-NP1SL - Video, Dvd Player | 118K6164 | Jvc | T1 - CTV Intensive Care Unit (CTV-ICU) | Akron | Akron City Campus | Critical Care Tower | 1st Floor | 2004-12-02 | Low
No | 038291 | Dynamometers | 01163 - Lafayette Hand Held Dynamometer | 374370 | Lafayette Instrument | Wadsworth Comm. Ctn. PT | Barberton | Wadsworth Campus | Wadsworth Community Center | 1st Floor | 2020-01-28 | Low
No | 038292 | Dynamometers | 01163 - Lafayette Hand Held Dynamometer | 374368 | Lafayette Instrument | Wadsworth Comm. Ctn. PT | Barberton | Wadsworth Campus | Wadsworth Community Center | 1st Floor | 2020-01-28 | Low
No | 056438 | Dynamometers | 01163 - Lafayette Hand Held Dynamometer | 374691 | Lafayette Instrument | Rehab Services OP - Green | Barberton | Green Campus | Green Family YMCA | Ground Floor | 2019-11-01 | Low
No | 022224 | Dynamometers | CHATILLON FCE - Digital Dynamometer | T03978 | Ametek | Rehab Services OP - Green | Barberton | Green Campus | Green Family YMCA | Ground Floor | 2006-01-13 | Low
No | 056557 | Dynamometers, Hand Grip, Hydraulic | 08-1028935 - Hand Dynamometer | 20180110011 | Sammons Preston | Center for Dental Health | Akron | Akron City Campus | 75 Arch | 3rd Floor | 2019-05-01 | Low
No | 056559 | Dynamometers, Hand Grip, Hydraulic | 12-0388 - Baseline Hydraulic Manual Muscle Testers | 88303865 | Fabrication Enterprises Inc | Center for Corporate Health | Akron | Cuyahoga Falls Campus | Cuyahoga Falls Medical Center | Ground Floor | 2019-05-02 | Low
No | 056229 | Dynamometers, Hand Grip, Hydraulic | 12-240 - Jamar Hydraulic Hand Dynamometer | 04200192 | Sammons Preston | Rehab Services OP - Spine Inst | Akron | Fairlawn Campus | Spine and Neuroscience Center | Ground Floor | 2019-04-04 | Low
No | 064064 | Dynamometers, Hand Grip, Hydraulic | 12-240 - Jamar Hydraulic Hand Dynamometer | JGD257 | Sammons Preston | Physical Therapy | Akron | Akron City Campus | Akron City Hospital | Basement | 2024-05-16 08:28 | Low
No | 070335 | Dynamometers, Hand Grip, Hydraulic | 12-240 - Jamar Hydraulic Hand Dynamometer | 20190815231 | Sammons Preston | Rehab Services OP - White Pond | Barberton | White Pond Campus | White Pond Medical Center | 3rd Floor | 2023-11-20 11:41 | Low
No | 024726 | Dynamometers, Hand Grip, Hydraulic | 5030J1 - 5030J1 Hand Dynamometer | 14494 | Sammons Preston | Rehab Services OP - Green | Barberton | Green Campus | Green Family YMCA | Ground Floor | 2005-09-23 | Low
No | 025125 | Dynamometers, Hand Grip, Hydraulic | 5030J1 - 5030J1 Hand Dynamometer | 14122906 | Sammons Preston | Rehab Services OP - Hudson | Akron | Hudson Campus | Summa Health Wellness Center | Ground Floor | 2015-05-20 | Low
No | 028898 | Dynamometers, Hand Grip, Hydraulic | 5030J1 - 5030J1 Hand Dynamometer | 30408156 | Sammons Preston | REHAB YMCA | Akron | Akron City Campus | Kohl Family YMCA at University Park |  | 2011-08-24 | Low
No | 028927 | Dynamometers, Hand Grip, Hydraulic | 5030J1 - 5030J1 Hand Dynamometer | 31104197 | Sammons Preston | REHAB YMCA | Akron | Akron City Campus | Kohl Family YMCA at University Park |  | 2011-07-22 | Low
No | 038287 | Dynamometers, Hand Grip, Hydraulic | 5030J1 - 5030J1 Hand Dynamometer | 10563481 | Sammons Preston | Wadsworth Comm. Ctn. PT | Barberton | Wadsworth Campus | Wadsworth Community Center | 1st Floor | 2017-06-30 | Low
No | 070102 | Dynamometers, Hand Grip, Hydraulic | 5030J1 - 5030J1 Hand Dynamometer | No Serial | Sammons Preston | Rehab Services OP - Green | Barberton | Green Campus | Green Family YMCA | Ground Floor | 2018-04-18 | Low
No | 070305 | Dynamometers, Hand Grip, Hydraulic | 5030J1 - 5030J1 Hand Dynamometer | 1511328 | Sammons Preston | Orthopedics - White Pond | Barberton | White Pond Campus | White Pond Medical Center |  | 2023-10-10 | Low
No | 070804 | Dynamometers, Hand Grip, Hydraulic | 5030J1 - 5030J1 Hand Dynamometer | 10562960 | Sammons Preston | Rehab Services OP - Green | Barberton | Green Campus | Green Family YMCA | Ground Floor | 2018-04-18 | Low
No | 10120835 | Dynamometers, Hand Grip, Hydraulic | 5030J1 - 5030J1 Hand Dynamometer | 10120835 | Sammons Preston | Rehab Services OP - Green | Barberton | Green Campus | Green Family YMCA | Ground Floor | 2018-04-18 | Low
No | 10211697 | Dynamometers, Hand Grip, Hydraulic | 5030J1 - 5030J1 Hand Dynamometer | 10211697 | Sammons Preston | Rehab Services OP - Green | Barberton | Green Campus | Green Family YMCA | Ground Floor | 2018-04-18 | Low
No | CE8016 | Dynamometers, Hand Grip, Hydraulic | 5030J1 - 5030J1 Hand Dynamometer | 042579 | Sammons Preston | Rehab Services OP - SB | Barberton | Barberton Campus | Anna Dean Professional Park | Ground Floor | 2017-06-30 | Low
No | CE8017 | Dynamometers, Hand Grip, Hydraulic | 5030J1 - 5030J1 Hand Dynamometer | 9647 | Sammons Preston | Rehab Services OP - SB | Barberton | Barberton Campus | Anna Dean Professional Park | Ground Floor | 2017-06-30 | Low
No | CE8393 | Dynamometers, Hand Grip, Hydraulic | 5030J1 - 5030J1 Hand Dynamometer | 30305036 | Sammons Preston | Rehab Services OP - SB | Barberton | Barberton Campus | Anna Dean Professional Park | Ground Floor | 2017-06-30 | Low
No | 059403 | Dynamometers, Hand Grip, Hydraulic | BL5001 - Bl5001 Hand Dynamometer | 016686 | B&L Engineering | Rehab Services OP - Medina | Barberton | Medina Campus | Medina Medical Center | 3rd Floor | 2020-10-01 | Low
No | 058581 | Dynamometers, Hand Grip, Hydraulic | SH1001 - Dhd-1 Digital Hand Dynamometer | 000333 | Saehan Medical | Rehab Services OP - Green | Barberton | Green Campus | Green Family YMCA | Ground Floor | 2020-01-02 | Low
No | CE8018 | Dynamometers, Pinch Force | 12-0200 - Pinch Gauge, 30 Lb | Unknown | Alimed | Rehab Services OP - SB | Barberton | Barberton Campus | Anna Dean Professional Park | Ground Floor | 2017-06-30 | Low
No | CE8019 | Dynamometers, Pinch Force | 12-0200 - Pinch Gauge, 30 Lb | Unknown | Alimed | Rehab Services OP - SB | Barberton | Barberton Campus | Anna Dean Professional Park | Ground Floor | 2017-06-30 | Low
No | 014375 | Dynamometers, Pinch Force | 7460045 Pinch Meter | 014375 | Sammons Preston | Rehab Services OP - Green | Barberton | Green Campus | Green Family YMCA | Ground Floor | 2019-06-03 | Low
No | 028899 | Dynamometers, Pinch Force | 7460045 Pinch Meter | 60308106 | Sammons Preston | REHAB YMCA | Akron | Akron City Campus | Kohl Family YMCA at University Park |  | 2011-08-24 | Low
No | 028931 | Dynamometers, Pinch Force | 7460045 Pinch Meter | B6N518 | Sammons Preston | Rehab Services OP - Hudson | Akron | Hudson Campus | Summa Health Wellness Center | Ground Floor | 2011-08-31 | Low
No | 056558 | Dynamometers, Pinch Force | AG531 | 20180120011 | Sammons Preston | Center for Corporate Health | Akron | Cuyahoga Falls Campus | Cuyahoga Falls Medical Center | Ground Floor | 2019-05-01 | Low
No | 059404 | Dynamometers, Pinch Force | PG-30 - Pg-30 Pinch Meter | B3t273 | B&L Engineering | Rehab Services OP - Spine Inst | Akron | Fairlawn Campus | Spine and Neuroscience Center | Ground Floor | 2020-10-01 | Low
No | B3C321 | Dynamometers, Pinch Force | PG-30 - Pg-30 Pinch Meter | B3C321 | B&L Engineering | REHAB YMCA | Akron | Akron City Campus | Kohl Family YMCA at University Park |  | 2019-05-20 | Low
No | B3S485 | Dynamometers, Pinch Force | PG-30 - Pg-30 Pinch Meter | B3S485 | B&L Engineering | REHAB YMCA | Akron | Akron City Campus | Kohl Family YMCA at University Park |  | 2019-05-20 | Low
No | 070303 | Dynamometers, Pinch Force | PG-60 - Pg-60 Pinch Meter | B6T637 | B&L Engineering | Orthopedics - White Pond | Barberton | White Pond Campus | White Pond Medical Center | Ground Floor | 2023-10-03 | Low
No | 070304 | Dynamometers, Pinch Force | PG-60 - Pg-60 Pinch Meter | B6T559 | B&L Engineering | Orthopedics - White Pond | Barberton | White Pond Campus | White Pond Medical Center | Ground Floor | 2018-04-18 | Low
No | 50401104 | Dynamometers, Pinch Force | PG-60 - Pg-60 Pinch Meter | 50401104 | B&L Engineering | Rehab Services OP - Green | Barberton | Green Campus | Green Family YMCA | Ground Floor | 2018-04-18 | Low
No | B66790 | Dynamometers, Pinch Force | PG-60 - Pg-60 Pinch Meter | B66790 | B&L Engineering | Rehab Services OP - Green | Barberton | Green Campus | Green Family YMCA | Ground Floor | 2018-04-18 | Low
No | CE8394 | Dynamometers, Pinch Force | PG-60 - Pg-60 Pinch Meter | B6L900 | B&L Engineering | Rehab Services OP - SB | Barberton | Barberton Campus | Anna Dean Professional Park | Ground Floor | 2018-03-21 | Low
No | 025190 | Electrical Multimeters | 87 | 50200700 | Fluke Biomedical | Health Tech Mgmt | Akron | Akron City Campus | ACH Admin Building | Ground Floor | 1998-02-01 | Low
No | 014123 | Electrical Multimeters | 179 | 51100520 | Fluke Biomedical | Health Tech Mgmt | Akron | Akron City Campus | ACH Admin Building | Ground Floor | 2020-11-30 | Low
No | 056019 | Electrical Multimeters | 179 | 45220328 | Fluke Biomedical | Health Tech Mgmt | Akron | Akron City Campus | ACH Admin Building | Ground Floor | 2019-04-03 | Low
No | 061790 | Electrical Multimeters | 179 | 56930220 | Fluke Biomedical | Health Tech Mgmt | Akron | Akron City Campus | ACH Admin Building | Ground Floor | 2022-05-19 | Low
No | 058611 | Electrical Multimeters | 177 - Fluke 177 Multimeter | 82820026 | Fluke Biomedical | Health Tech Mgmt | Akron | Akron City Campus | ACH Admin Building | Ground Floor | 2020-01-08 | Low
No | 010209 | Electrical Multimeters | 27 - Dvm | 4553005 | Fluke Biomedical | Health Tech Mgmt | Akron | Akron City Campus | ACH Admin Building | Ground Floor | 1989-07-18 | Low
No | 022217 | Electrical Multimeters | 380224 - Digital Multimeter | 532562 | Extech Instruments | Health Tech Mgmt | Akron | Akron City Campus | ACH Admin Building | Ground Floor | 2006-01-10 | Low
No | 022218 | Electrical Multimeters | 380224 - Digital Multimeter | 532561 | Extech Instruments | Health Tech Mgmt | Akron | Akron City Campus | ACH Admin Building | Ground Floor | 2006-01-10 | Low
No | 015474 | Electrical Multimeters | 380777 - DVM | 6639/1288 | Extech Instruments | Health Tech Mgmt | Akron | Akron City Campus | ACH Admin Building | Ground Floor | 1989-01-15 | Low
No | 014050 | Electrical Multimeters | 87 IV - 87 Iv True Rms Multimeter | 76270025 | Fluke Biomedical | Health Tech Mgmt | Akron | Akron City Campus | ACH Admin Building | Ground Floor | 1998-01-01 | Low
No | 037802 | Electrical Multimeters | 87 V | 87000036 | Fluke Biomedical | Health Tech Mgmt - SB | Barberton | Barberton Campus | Summa Barberton Hospital | 5th Floor | 2009-06-30 | Low
No | 037803 | Electrical Multimeters | 87 V | 87000037 | Fluke Biomedical | Health Tech Mgmt - SB | Barberton | Barberton Campus | Summa Barberton Hospital | 5th Floor | 2009-06-30 | Low
No | 039323 | Electrical Multimeters | 87 V | 23630359 | Fluke Biomedical | Health Tech Mgmt - SB | Barberton | Barberton Campus | Summa Barberton Hospital | 5th Floor | 2012-12-01 | Low
No | 070768 | Electrical Multimeters | 87 V | 66270209 | Fluke Biomedical | Health Tech Mgmt - SB | Barberton | Barberton Campus | Summa Barberton Hospital | 5th Floor | 2024-09-03 | Low
No | 000828 | Electrical Multimeters | Clampmeter, AC/DC | M026089 | Extech Instruments | Health Tech Mgmt | Akron | Akron City Campus | ACH Admin Building | Ground Floor | 1997-10-13 | Low
No | 063122 | Electrical Multimeters | DVM850BL | n/a | Velleman | Health Tech Mgmt | Akron | Akron City Campus | ACH Admin Building | Ground Floor | 2023-08-07 06:04 | Low
No | 020888 | Electrical Multimeters | EX411 | 050101080 | Extech Instruments | Health Tech Mgmt | Akron | Akron City Campus | ACH Admin Building | Ground Floor | 2005-12-21 | Low
No | 032497 | Electrical Multimeters | EX411 | 160302088 | Extech Instruments | Health Tech Mgmt | Akron | Akron City Campus | ACH Admin Building | Ground Floor | 2017-04-10 | Low
No | 062931 | Electrical Multimeters | EX430 - Digital Multimeter | 051100061 | Extech Instruments | Health Tech Mgmt | Akron | Akron City Campus | ACH Admin Building | Ground Floor | 2023-08-01 10:21 | Low
No | 037805 | Electrical Multimeters | Fluke 77 Multimeter - Fluke 77 | 34550554 | Fluke Biomedical | Health Tech Mgmt - SB | Barberton | Barberton Campus | Summa Barberton Hospital | 5th Floor | 2009-04-01 | Low
No | 037810 | Electrical Multimeters | Fluke 77 Multimeter - Fluke 77 | 49850018 | Fluke Biomedical | Health Tech Mgmt - SB | Barberton | Barberton Campus | Summa Barberton Hospital | 5th Floor | 2009-04-01 | Low
No | 022786 | Electrical Power Strips (RPT) | PS11076 - UL1363A - 15A SPRPT for Patient-Care Vicinity | Unknown | American IV Products | T2 - STN Intensive Care Unit (STN-ICU) | Akron | Akron City Campus | Critical Care Tower | 2nd Floor | 2006-07-14 | Low
No | 022789 | Electrical Power Strips (RPT) | PS11076 - UL1363A - 15A SPRPT for Patient-Care Vicinity | Unknown | American IV Products | Respiratory Care - SB | Barberton | Barberton Campus | Summa Barberton Hospital | 1st Floor | 2006-07-14 | Low
No | 022790 | Electrical Power Strips (RPT) | PS11076 - UL1363A - 15A SPRPT for Patient-Care Vicinity | Unknown | American IV Products | Respiratory Care - SB | Barberton | Barberton Campus | Summa Barberton Hospital | 1st Floor | 2006-07-14 | Low
No | 022813 | Electrical Power Strips (RPT) | PS11076 - UL1363A - 15A SPRPT for Patient-Care Vicinity | 033823nsn | American IV Products | Operating Room | Akron | Akron City Campus | Akron City Hospital | 1st Floor | 2006-07-18 | Low
No | 022816 | Electrical Power Strips (RPT) | PS11076 - UL1363A - 15A SPRPT for Patient-Care Vicinity | Unknown | American IV Products | Respiratory Care | Akron | Akron City Campus | Akron City Hospital | 6th Floor | 2006-07-18 | Low
No | 028355 | Electrical Power Strips (RPT) | PS11076 - UL1363A - 15A SPRPT for Patient-Care Vicinity | Unknown | American IV Products | Respiratory Care - SB | Barberton | Barberton Campus | Summa Barberton Hospital | 1st Floor | 2011-01-23 | Low
No | 028356 | Electrical Power Strips (RPT) | PS11076 - UL1363A - 15A SPRPT for Patient-Care Vicinity | Unknown | American IV Products | Respiratory Care | Akron | Akron City Campus | Akron City Hospital | 6th Floor | 2011-01-23 | Low
No | 050018 | Electrical Power Strips (RPT) | PS11076 - UL1363A - 15A SPRPT for Patient-Care Vicinity | 051016 | American IV Products | Respiratory Care - SB | Barberton | Barberton Campus | Summa Barberton Hospital | 1st Floor | 2021-12-22 | Low
No | 050020 | Electrical Power Strips (RPT) | PS11076 - UL1363A - 15A SPRPT for Patient-Care Vicinity | 051916 | American IV Products | Respiratory Care - SB | Barberton | Barberton Campus | Summa Barberton Hospital | 1st Floor | 2021-12-22 | Low
No | 031658 | Electrical Power Strips (RPT) | PS12595 - UL1363A - 20A SPRPT for Patient-Care Vicinity | 102616-1 | American IV Products | Operating Room | Akron | Akron City Campus | Akron City Hospital | 1st Floor | 2017-05-15 | Low
No | 031659 | Electrical Power Strips (RPT) | PS12595 - UL1363A - 20A SPRPT for Patient-Care Vicinity | 102616-2 | American IV Products | Respiratory Care - SB | Barberton | Barberton Campus | Summa Barberton Hospital | 1st Floor | 2017-05-15 | Low
No | 031660 | Electrical Power Strips (RPT) | PS12595 - UL1363A - 20A SPRPT for Patient-Care Vicinity | 102616-3 | American IV Products | Operating Room | Akron | Akron City Campus | Akron City Hospital | 1st Floor | 2017-05-15 | Low
No | 032142 | Electrical Power Strips (RPT) | PS12595 - UL1363A - 20A SPRPT for Patient-Care Vicinity | 120613-1 | American IV Products | Operating Room | Akron | Akron City Campus | Akron City Hospital | 1st Floor | 2014-01-27 | Low
No | 032246 | Electrical Power Strips (RPT) | PS12595 - UL1363A - 20A SPRPT for Patient-Care Vicinity | 081913-1 | American IV Products | Operating Room | Akron | Akron City Campus | Akron City Hospital | 1st Floor | 2013-11-26 | Low
No | 032247 | Electrical Power Strips (RPT) | PS12595 - UL1363A - 20A SPRPT for Patient-Care Vicinity | 081913-2 | American IV Products | Operating Room | Akron | Akron City Campus | Akron City Hospital | 1st Floor | 2013-11-26 | Low
No | 032248 | Electrical Power Strips (RPT) | PS12595 - UL1363A - 20A SPRPT for Patient-Care Vicinity | 081913-3 | American IV Products | Operating Room | Akron | Akron City Campus | Akron City Hospital | 1st Floor | 2013-11-26 | Low
No | 032249 | Electrical Power Strips (RPT) | PS12595 - UL1363A - 20A SPRPT for Patient-Care Vicinity | 081913-4 | American IV Products | Operating Room | Akron | Akron City Campus | Akron City Hospital | 1st Floor | 2013-11-26 | Low
No | 032251 | Electrical Power Strips (RPT) | PS12595 - UL1363A - 20A SPRPT for Patient-Care Vicinity | 081913-6 | American IV Products | Operating Room | Akron | Akron City Campus | Akron City Hospital | 1st Floor | 2013-11-26 | Low
No | 032334 | Electrical Power Strips (RPT) | PS12595 - UL1363A - 20A SPRPT for Patient-Care Vicinity | 120613-3 | American IV Products | Operating Room | Akron | Akron City Campus | Akron City Hospital | 1st Floor | 2014-09-10 | Low
No | 032336 | Electrical Power Strips (RPT) | PS12595 - UL1363A - 20A SPRPT for Patient-Care Vicinity | Unknown | American IV Products | Health Tech Mgmt | Akron | Akron City Campus | H Tower | Basement | 2024-01-03 13:37 | Low
No | 032352 | Electrical Power Strips (RPT) | PS12595 - UL1363A - 20A SPRPT for Patient-Care Vicinity | 052614-2 | American IV Products | Operating Room | Akron | Akron City Campus | Akron City Hospital | 1st Floor | 2014-10-06 | Low
No | 032354 | Electrical Power Strips (RPT) | PS12595 - UL1363A - 20A SPRPT for Patient-Care Vicinity | 052614-4 | American IV Products | Operating Room | Akron | Akron City Campus | Akron City Hospital | 1st Floor | 2014-10-06 | Low
No | 032355 | Electrical Power Strips (RPT) | PS12595 - UL1363A - 20A SPRPT for Patient-Care Vicinity | 052614-5 | American IV Products | Operating Room | Akron | Akron City Campus | Akron City Hospital | 1st Floor | 2014-10-06 | Low
No | 032356 | Electrical Power Strips (RPT) | PS12595 - UL1363A - 20A SPRPT for Patient-Care Vicinity | 052614-6 | American IV Products | Operating Room | Akron | Akron City Campus | Akron City Hospital | 1st Floor | 2014-10-06 | Low
No | 032357 | Electrical Power Strips (RPT) | PS12595 - UL1363A - 20A SPRPT for Patient-Care Vicinity | 052614-7 | American IV Products | Respiratory Care - SB | Barberton | Barberton Campus | Summa Barberton Hospital | 1st Floor | 2014-10-06 | Low
No | 032359 | Electrical Power Strips (RPT) | PS12595 - UL1363A - 20A SPRPT for Patient-Care Vicinity | Unknown | American IV Products | Operating Room | Akron | Akron City Campus | Akron City Hospital | 1st Floor | 2024-02-16 09:04 | Low
No | 032361 | Electrical Power Strips (RPT) | PS12595 - UL1363A - 20A SPRPT for Patient-Care Vicinity | 052614-11 | American IV Products | Operating Room | Akron | Akron City Campus | Akron City Hospital | 1st Floor | 2014-10-06 | Low
No | 032363 | Electrical Power Strips (RPT) | PS12595 - UL1363A - 20A SPRPT for Patient-Care Vicinity | 052614-13 | American IV Products | Operating Room | Akron | Akron City Campus | Akron City Hospital | 1st Floor | 2014-10-06 | Low
No | 032364 | Electrical Power Strips (RPT) | PS12595 - UL1363A - 20A SPRPT for Patient-Care Vicinity | 071614-1 | American IV Products | Operating Room | Akron | Akron City Campus | Akron City Hospital | 1st Floor | 2014-10-13 | Low
No | 034523 | Electrical Power Strips (RPT) | PS12595 - UL1363A - 20A SPRPT for Patient-Care Vicinity | 040315-1 | American IV Products | Respiratory Care | Akron | Akron City Campus | Akron City Hospital | 6th Floor | 2015-04-20 | Low
No | 034524 | Electrical Power Strips (RPT) | PS12595 - UL1363A - 20A SPRPT for Patient-Care Vicinity | 040315-2 | American IV Products | Respiratory Care | Akron | Akron City Campus | Akron City Hospital | 6th Floor | 2015-04-20 | Low
No | 034976 | Electrical Power Strips (RPT) | PS12595 - UL1363A - 20A SPRPT for Patient-Care Vicinity | Unknown | American IV Products | Operating Room | Akron | Akron City Campus | Akron City Hospital | 1st Floor | 2017-09-05 | Low
No | 034978 | Electrical Power Strips (RPT) | PS12595 - UL1363A - 20A SPRPT for Patient-Care Vicinity | Unknown | American IV Products | Operating Room | Akron | Akron City Campus | Akron City Hospital | 1st Floor | 2017-09-05 | Low
No | 034979 | Electrical Power Strips (RPT) | PS12595 - UL1363A - 20A SPRPT for Patient-Care Vicinity | 022317-A | American IV Products | Operating Room | Akron | Akron City Campus | Akron City Hospital | 1st Floor | 2017-09-05 | Low
No | 034981 | Electrical Power Strips (RPT) | PS12595 - UL1363A - 20A SPRPT for Patient-Care Vicinity | 034981nsn | American IV Products | Respiratory Care | Akron | Akron City Campus | Akron City Hospital | 6th Floor | 2017-09-05 | Low
No | 037215 | Electrical Power Strips (RPT) | PS12595 - UL1363A - 20A SPRPT for Patient-Care Vicinity | Unknown | American IV Products | Endoscopy - SW | Barberton | Wadsworth Campus | Wadsworth-Rittman Medical Center | 1st Floor | 2016-05-10 | Low
No | 037254 | Electrical Power Strips (RPT) | PS12595 - UL1363A - 20A SPRPT for Patient-Care Vicinity | 037254nsn | American IV Products | Respiratory Care | Akron | Akron City Campus | Akron City Hospital | 6th Floor | 2015-10-15 | Low
No | 037258 | Electrical Power Strips (RPT) | PS12595 - UL1363A - 20A SPRPT for Patient-Care Vicinity | Unknown | American IV Products | Operating Room - SW | Barberton | Wadsworth Campus | Wadsworth-Rittman Medical Center | 1st Floor | 2015-10-15 | Low
No | 037317 | Electrical Power Strips (RPT) | PS12595 - UL1363A - 20A SPRPT for Patient-Care Vicinity | Unknown | American IV Products | Operating Room - SW | Barberton | Wadsworth Campus | Wadsworth-Rittman Medical Center | 1st Floor | 2015-10-15 | Low
No | 037318 | Electrical Power Strips (RPT) | PS12595 - UL1363A - 20A SPRPT for Patient-Care Vicinity | Unknown | American IV Products | Operating Room - SW | Barberton | Wadsworth Campus | Wadsworth-Rittman Medical Center | 1st Floor | 2015-10-15 | Low
No | 037338 | Electrical Power Strips (RPT) | PS12595 - UL1363A - 20A SPRPT for Patient-Care Vicinity | Unknown | American IV Products | Respiratory Care | Akron | Akron City Campus | Akron City Hospital | 6th Floor | 2015-10-15 | Low
No | 037352 | Electrical Power Strips (RPT) | PS12595 - UL1363A - 20A SPRPT for Patient-Care Vicinity | Unknown | American IV Products | Endoscopy - SW | Barberton | Wadsworth Campus | Wadsworth-Rittman Medical Center | 1st Floor | 2017-11-27 | Low
No | 037445 | Electrical Power Strips (RPT) | PS12595 - UL1363A - 20A SPRPT for Patient-Care Vicinity | Unknown | American IV Products | Operating Room - SW | Barberton | Wadsworth Campus | Wadsworth-Rittman Medical Center | 1st Floor | 2015-10-15 | Low
No | 037446 | Electrical Power Strips (RPT) | PS12595 - UL1363A - 20A SPRPT for Patient-Care Vicinity | VENTILATOR 060886 | American IV Products | Respiratory Care | Akron | Akron City Campus | Akron City Hospital | 6th Floor | 2015-10-15 | Low
No | 037571 | Electrical Power Strips (RPT) | PS12595 - UL1363A - 20A SPRPT for Patient-Care Vicinity | Unknown | American IV Products | Operating Room - SW | Barberton | Wadsworth Campus | Wadsworth-Rittman Medical Center | 1st Floor | 2017-11-27 | Low
No | 037572 | Electrical Power Strips (RPT) | PS12595 - UL1363A - 20A SPRPT for Patient-Care Vicinity | Unknown | American IV Products | Operating Room - SW | Barberton | Wadsworth Campus | Wadsworth-Rittman Medical Center | 1st Floor | 2017-11-27 | Low
No | 037575 | Electrical Power Strips (RPT) | PS12595 - UL1363A - 20A SPRPT for Patient-Care Vicinity | Unknown | American IV Products | Operating Room - SW | Barberton | Wadsworth Campus | Wadsworth-Rittman Medical Center | 1st Floor | 2015-10-15 | Low
No | 037577 | Electrical Power Strips (RPT) | PS12595 - UL1363A - 20A SPRPT for Patient-Care Vicinity | Unknown | American IV Products | Respiratory Care - SB | Barberton | Barberton Campus | Summa Barberton Hospital | 1st Floor | 2017-11-27 | Low
No | 037579 | Electrical Power Strips (RPT) | PS12595 - UL1363A - 20A SPRPT for Patient-Care Vicinity | Unknown | American IV Products | Operating Room - SW | Barberton | Wadsworth Campus | Wadsworth-Rittman Medical Center | 1st Floor | 2015-10-15 | Low
No | 037581 | Electrical Power Strips (RPT) | PS12595 - UL1363A - 20A SPRPT for Patient-Care Vicinity | Unknown | American IV Products | Respiratory Care | Akron | Akron City Campus | Akron City Hospital | 6th Floor | 2017-11-27 | Low
No | 037591 | Electrical Power Strips (RPT) | PS12595 - UL1363A - 20A SPRPT for Patient-Care Vicinity | Unknown | American IV Products | Respiratory Care | Akron | Akron City Campus | Akron City Hospital | 6th Floor | 2017-11-27 | Low
No | 037600 | Electrical Power Strips (RPT) | PS12595 - UL1363A - 20A SPRPT for Patient-Care Vicinity | Unknown | American IV Products | Operating Room - SW | Barberton | Wadsworth Campus | Wadsworth-Rittman Medical Center | 1st Floor | 2015-10-15 | Low
No | 037682 | Electrical Power Strips (RPT) | PS12595 - UL1363A - 20A SPRPT for Patient-Care Vicinity | Unknown | American IV Products | SCI-Cardiac Cath Lab Svcs - SB | Barberton | Barberton Campus | Summa Barberton Hospital | 2nd Floor | 2015-04-20 | Low
No | 037740 | Electrical Power Strips (RPT) | PS12595 - UL1363A - 20A SPRPT for Patient-Care Vicinity | Unknown | American IV Products | Respiratory Care - SB | Barberton | Barberton Campus | Summa Barberton Hospital | 1st Floor | 2015-04-20 | Low
No | 037743 | Electrical Power Strips (RPT) | PS12595 - UL1363A - 20A SPRPT for Patient-Care Vicinity | Unknown | American IV Products | Respiratory Care | Akron | Akron City Campus | Akron City Hospital | 6th Floor | 2015-04-20 | Low
No | 037746 | Electrical Power Strips (RPT) | PS12595 - UL1363A - 20A SPRPT for Patient-Care Vicinity | NEEDED | American IV Products | Respiratory Care | Akron | Akron City Campus | Akron City Hospital | 6th Floor | 2015-04-20 | Low
No | 037827 | Electrical Power Strips (RPT) | PS12595 - UL1363A - 20A SPRPT for Patient-Care Vicinity | Unknown | American IV Products | Respiratory Care | Akron | Akron City Campus | Akron City Hospital | 6th Floor | 2015-04-20 | Low
No | 037944 | Electrical Power Strips (RPT) | PS12595 - UL1363A - 20A SPRPT for Patient-Care Vicinity | Unknown | American IV Products | Operating Room - SB | Barberton | Barberton Campus | Summa Barberton Hospital | 2nd Floor | 2016-05-10 | Low
No | 037971 | Electrical Power Strips (RPT) | PS12595 - UL1363A - 20A SPRPT for Patient-Care Vicinity | Unknown | American IV Products | Operating Room - SW | Barberton | Wadsworth Campus | Wadsworth-Rittman Medical Center | 1st Floor | 2017-08-07 | Low
No | 037972 | Electrical Power Strips (RPT) | PS12595 - UL1363A - 20A SPRPT for Patient-Care Vicinity | NEEDED | American IV Products | Respiratory Care | Akron | Akron City Campus | Akron City Hospital | 6th Floor | 2015-04-20 | Low
No | 037976 | Electrical Power Strips (RPT) | PS12595 - UL1363A - 20A SPRPT for Patient-Care Vicinity | Unknown | American IV Products | Operating Room - SB | Barberton | Barberton Campus | Summa Barberton Hospital | 2nd Floor | 2015-04-20 | Low
No | 037981 | Electrical Power Strips (RPT) | PS12595 - UL1363A - 20A SPRPT for Patient-Care Vicinity | NEEDED | American IV Products | Respiratory Care | Akron | Akron City Campus | Akron City Hospital | 6th Floor | 2015-04-20 | Low
No | 037994 | Electrical Power Strips (RPT) | PS12595 - UL1363A - 20A SPRPT for Patient-Care Vicinity | Unknown | American IV Products | Operating Room - SB | Barberton | Barberton Campus | Summa Barberton Hospital | 2nd Floor | 2015-04-20 | Low
No | 038004 | Electrical Power Strips (RPT) | PS12595 - UL1363A - 20A SPRPT for Patient-Care Vicinity | VENTILATOR 060885 | American IV Products | Respiratory Care | Akron | Akron City Campus | Akron City Hospital | 6th Floor | 2015-04-20 | Low
No | 038013 | Electrical Power Strips (RPT) | PS12595 - UL1363A - 20A SPRPT for Patient-Care Vicinity | Unknown | American IV Products | Operating Room - SB | Barberton | Barberton Campus | Summa Barberton Hospital | 2nd Floor | 2015-04-20 | Low
No | 038020 | Electrical Power Strips (RPT) | PS12595 - UL1363A - 20A SPRPT for Patient-Care Vicinity | NEEDED | American IV Products | Respiratory Care | Akron | Akron City Campus | Akron City Hospital | 6th Floor | 2015-04-20 | Low
No | 038021 | Electrical Power Strips (RPT) | PS12595 - UL1363A - 20A SPRPT for Patient-Care Vicinity | 1 | American IV Products | Health Tech Mgmt - SB | Barberton | Barberton Campus | Summa Barberton Hospital | 5th Floor | 2015-04-20 | Low
No | 038025 | Electrical Power Strips (RPT) | PS12595 - UL1363A - 20A SPRPT for Patient-Care Vicinity | Unknown | American IV Products | Respiratory Care | Akron | Akron City Campus | Akron City Hospital | 6th Floor | 2015-04-20 | Low
No | 038029 | Electrical Power Strips (RPT) | PS12595 - UL1363A - 20A SPRPT for Patient-Care Vicinity | NEEDED | American IV Products | Respiratory Care | Akron | Akron City Campus | Akron City Hospital | 6th Floor | 2020-08-14 | Low
No | 038047 | Electrical Power Strips (RPT) | PS12595 - UL1363A - 20A SPRPT for Patient-Care Vicinity | Unknown | American IV Products | Respiratory Care | Akron | Akron City Campus | Akron City Hospital | 6th Floor | 2015-04-20 | Low
No | 038164 | Electrical Power Strips (RPT) | PS12595 - UL1363A - 20A SPRPT for Patient-Care Vicinity | NEEDED | American IV Products | Respiratory Care | Akron | Akron City Campus | Akron City Hospital | 6th Floor | 2015-04-20 | Low
No | 038362 | Electrical Power Strips (RPT) | PS12595 - UL1363A - 20A SPRPT for Patient-Care Vicinity | Unknown | American IV Products | Respiratory Care | Akron | Akron City Campus | Akron City Hospital | 6th Floor | 2017-08-07 | Low
No | 038375 | Electrical Power Strips (RPT) | PS12595 - UL1363A - 20A SPRPT for Patient-Care Vicinity | NEEDED | American IV Products | Respiratory Care | Akron | Akron City Campus | Akron City Hospital | 6th Floor | 2015-04-20 | Low
No | 038826 | Electrical Power Strips (RPT) | PS12595 - UL1363A - 20A SPRPT for Patient-Care Vicinity | Unknown | American IV Products | Operating Room - SB | Barberton | Barberton Campus | Summa Barberton Hospital | 2nd Floor | 2015-04-20 | Low
No | 038891 | Electrical Power Strips (RPT) | PS12595 - UL1363A - 20A SPRPT for Patient-Care Vicinity | 1 | American IV Products | Operating Room - SB | Barberton | Barberton Campus | Summa Barberton Hospital | 2nd Floor | 2015-04-20 | Low
No | 039041 | Electrical Power Strips (RPT) | PS12595 - UL1363A - 20A SPRPT for Patient-Care Vicinity | Unknown | American IV Products | Operating Room - SB | Barberton | Barberton Campus | Summa Barberton Hospital | 2nd Floor | 2016-06-10 | Low
No | 039046 | Electrical Power Strips (RPT) | PS12595 - UL1363A - 20A SPRPT for Patient-Care Vicinity | NEEDED | American IV Products | Respiratory Care | Akron | Akron City Campus | Akron City Hospital | 6th Floor | 2015-04-20 | Low
No | 039047 | Electrical Power Strips (RPT) | PS12595 - UL1363A - 20A SPRPT for Patient-Care Vicinity | NEEDED | American IV Products | Respiratory Care | Akron | Akron City Campus | Akron City Hospital | 6th Floor | 2015-04-20 | Low
No | 039115 | Electrical Power Strips (RPT) | PS12595 - UL1363A - 20A SPRPT for Patient-Care Vicinity | Unknown | American IV Products | Operating Room - SB | Barberton | Barberton Campus | Summa Barberton Hospital | 2nd Floor | 2016-06-10 | Low
No | 039261 | Electrical Power Strips (RPT) | PS12595 - UL1363A - 20A SPRPT for Patient-Care Vicinity | No serial | American IV Products | Family Practice Center - SB | Barberton | Barberton Campus | Summa Barberton Hospital | 1st Floor | 2015-04-20 | Low
No | 039318 | Electrical Power Strips (RPT) | PS12595 - UL1363A - 20A SPRPT for Patient-Care Vicinity | No Serial | American IV Products | Operating Room - SB | Barberton | Barberton Campus | Summa Barberton Hospital | 2nd Floor | 2017-08-07 | Low
No | 050019 | Electrical Power Strips (RPT) | PS12595 - UL1363A - 20A SPRPT for Patient-Care Vicinity | Unknown | American IV Products | Operating Room | Akron | Akron City Campus | Akron City Hospital | 1st Floor | 2024-02-16 09:36 | Low
No | 052806 | Electrical Power Strips (RPT) | PS12595 - UL1363A - 20A SPRPT for Patient-Care Vicinity | 062618-2 | American IV Products | Respiratory Care | Akron | Akron City Campus | Akron City Hospital | 6th Floor | 2019-04-02 | Low
No | 052807 | Electrical Power Strips (RPT) | PS12595 - UL1363A - 20A SPRPT for Patient-Care Vicinity | 062618-3 | American IV Products | Operating Room | Akron | Akron City Campus | Akron City Hospital | 1st Floor | 2019-04-02 | Low
No | 056409 | Electrical Power Strips (RPT) | PS12595 - UL1363A - 20A SPRPT for Patient-Care Vicinity | 122718-1 | American IV Products | Operating Room | Akron | Akron City Campus | Akron City Hospital | 1st Floor | 2019-05-20 | Low
No | 056410 | Electrical Power Strips (RPT) | PS12595 - UL1363A - 20A SPRPT for Patient-Care Vicinity | 122718-2 | American IV Products | Operating Room | Akron | Akron City Campus | Akron City Hospital | 1st Floor | 2019-05-20 | Low
No | 056411 | Electrical Power Strips (RPT) | PS12595 - UL1363A - 20A SPRPT for Patient-Care Vicinity | 122718-3 | American IV Products | Operating Room | Akron | Akron City Campus | Akron City Hospital | 1st Floor | 2019-05-20 | Low
No | 056412 | Electrical Power Strips (RPT) | PS12595 - UL1363A - 20A SPRPT for Patient-Care Vicinity | 122718-4 | American IV Products | Operating Room | Akron | Akron City Campus | Akron City Hospital | 1st Floor | 2019-05-20 | Low
No | 056413 | Electrical Power Strips (RPT) | PS12595 - UL1363A - 20A SPRPT for Patient-Care Vicinity | 122718-5 | American IV Products | Operating Room | Akron | Akron City Campus | Akron City Hospital | 1st Floor | 2019-05-20 | Low
No | 056414 | Electrical Power Strips (RPT) | PS12595 - UL1363A - 20A SPRPT for Patient-Care Vicinity | 122718-6 | American IV Products | Operating Room | Akron | Akron City Campus | Akron City Hospital | 1st Floor | 2019-05-20 | Low
No | 056415 | Electrical Power Strips (RPT) | PS12595 - UL1363A - 20A SPRPT for Patient-Care Vicinity | 122718-7 | American IV Products | Respiratory Care | Akron | Akron City Campus | Akron City Hospital | 6th Floor | 2019-05-20 | Low
No | 056416 | Electrical Power Strips (RPT) | PS12595 - UL1363A - 20A SPRPT for Patient-Care Vicinity | 122718-8 | American IV Products | Respiratory Care | Akron | Akron City Campus | Akron City Hospital | 6th Floor | 2019-05-20 | Low
No | 056417 | Electrical Power Strips (RPT) | PS12595 - UL1363A - 20A SPRPT for Patient-Care Vicinity | 122718-9 | American IV Products | Respiratory Care - SB | Barberton | Barberton Campus | Summa Barberton Hospital | 1st Floor | 2019-05-20 | Low
No | 056418 | Electrical Power Strips (RPT) | PS12595 - UL1363A - 20A SPRPT for Patient-Care Vicinity | 122718-10 | American IV Products | Operating Room | Akron | Akron City Campus | Akron City Hospital | 1st Floor | 2019-05-20 | Low
No | 056419 | Electrical Power Strips (RPT) | PS12595 - UL1363A - 20A SPRPT for Patient-Care Vicinity | 122718-11 | American IV Products | Operating Room | Akron | Akron City Campus | Akron City Hospital | 1st Floor | 2019-05-20 | Low
No | 056420 | Electrical Power Strips (RPT) | PS12595 - UL1363A - 20A SPRPT for Patient-Care Vicinity | 122718-12 | American IV Products | Respiratory Care | Akron | Akron City Campus | Akron City Hospital | 6th Floor | 2019-05-20 | Low
No | 056421 | Electrical Power Strips (RPT) | PS12595 - UL1363A - 20A SPRPT for Patient-Care Vicinity | 122718-13 | American IV Products | Operating Room | Akron | Akron City Campus | Akron City Hospital | 1st Floor | 2019-05-20 | Low
No | 056422 | Electrical Power Strips (RPT) | PS12595 - UL1363A - 20A SPRPT for Patient-Care Vicinity | 122718-14 | American IV Products | Respiratory Care | Akron | Akron City Campus | Akron City Hospital | 6th Floor | 2019-05-20 | Low
No | 057611 | Electrical Power Strips (RPT) | PS12595 - UL1363A - 20A SPRPT for Patient-Care Vicinity | 073118-1 | American IV Products | Respiratory Care | Akron | Akron City Campus | Akron City Hospital | 6th Floor | 2019-07-30 | Low
No | 057612 | Electrical Power Strips (RPT) | PS12595 - UL1363A - 20A SPRPT for Patient-Care Vicinity | 073118-2 | American IV Products | Respiratory Care | Akron | Akron City Campus | Akron City Hospital | 6th Floor | 2019-07-30 | Low
No | 057613 | Electrical Power Strips (RPT) | PS12595 - UL1363A - 20A SPRPT for Patient-Care Vicinity | 073118-3 | American IV Products | Respiratory Care | Akron | Akron City Campus | Akron City Hospital | 6th Floor | 2019-07-30 | Low
No | 057614 | Electrical Power Strips (RPT) | PS12595 - UL1363A - 20A SPRPT for Patient-Care Vicinity | 073118-4 | American IV Products | SCI-Heart Rhythm Services | Akron | Akron City Campus | Akron City Hospital | 1st Floor | 2019-07-31 | Low
No | 057615 | Electrical Power Strips (RPT) | PS12595 - UL1363A - 20A SPRPT for Patient-Care Vicinity | 073118-5 | American IV Products | SCI-Heart Rhythm Services | Akron | Akron City Campus | Akron City Hospital | 1st Floor | 2019-07-31 | Low
No | 061539 | Electrical Power Strips (RPT) | PS12595 - UL1363A - 20A SPRPT for Patient-Care Vicinity | 060718 | American IV Products | Respiratory Care | Akron | Akron City Campus | Akron City Hospital | 6th Floor | 2018-12-13 | Low
No | 063569 | Electrical Power Strips (RPT) | PS12595 - UL1363A - 20A SPRPT for Patient-Care Vicinity | nsn063569 | American IV Products | Respiratory Care | Akron | Akron City Campus | Akron City Hospital | 6th Floor | 2023-11-17 13:04 | Low
No | 063570 | Electrical Power Strips (RPT) | PS12595 - UL1363A - 20A SPRPT for Patient-Care Vicinity | nsn063570 | American IV Products | Respiratory Care | Akron | Akron City Campus | Akron City Hospital | 6th Floor | 2023-11-17 13:04 | Low
No | 063571 | Electrical Power Strips (RPT) | PS12595 - UL1363A - 20A SPRPT for Patient-Care Vicinity | nsn063571 | American IV Products | Respiratory Care | Akron | Akron City Campus | Akron City Hospital | 6th Floor | 2023-11-17 13:04 | Low
No | 063572 | Electrical Power Strips (RPT) | PS12595 - UL1363A - 20A SPRPT for Patient-Care Vicinity | nsn063572 | American IV Products | Respiratory Care | Akron | Akron City Campus | Akron City Hospital | 6th Floor | 2023-11-17 13:04 | Low
No | 063573 | Electrical Power Strips (RPT) | PS12595 - UL1363A - 20A SPRPT for Patient-Care Vicinity | nsn063573 | American IV Products | Respiratory Care | Akron | Akron City Campus | Akron City Hospital | 6th Floor | 2023-11-17 13:04 | Low
No | 063574 | Electrical Power Strips (RPT) | PS12595 - UL1363A - 20A SPRPT for Patient-Care Vicinity | nsn063574 | American IV Products | Respiratory Care | Akron | Akron City Campus | Akron City Hospital | 6th Floor | 2023-11-17 13:04 | Low
No | 063575 | Electrical Power Strips (RPT) | PS12595 - UL1363A - 20A SPRPT for Patient-Care Vicinity | nsn063565 | American IV Products | Respiratory Care | Akron | Akron City Campus | Akron City Hospital | 6th Floor | 2023-11-17 13:04 | Low
No | 063576 | Electrical Power Strips (RPT) | PS12595 - UL1363A - 20A SPRPT for Patient-Care Vicinity | nsn063576 | American IV Products | Respiratory Care | Akron | Akron City Campus | Akron City Hospital | 6th Floor | 2023-11-17 13:04 | Low
No | 063577 | Electrical Power Strips (RPT) | PS12595 - UL1363A - 20A SPRPT for Patient-Care Vicinity | nsn063577 | American IV Products | Respiratory Care | Akron | Akron City Campus | Akron City Hospital | 6th Floor | 2023-11-17 13:04 | Low
No | 063578 | Electrical Power Strips (RPT) | PS12595 - UL1363A - 20A SPRPT for Patient-Care Vicinity | nsn063578 | American IV Products | Respiratory Care | Akron | Akron City Campus | Akron City Hospital | 6th Floor | 2023-11-17 13:04 | Low
No | 063579 | Electrical Power Strips (RPT) | PS12595 - UL1363A - 20A SPRPT for Patient-Care Vicinity | nsn063579 | American IV Products | Respiratory Care | Akron | Akron City Campus | Akron City Hospital | 6th Floor | 2023-11-17 13:04 | Low
No | 063580 | Electrical Power Strips (RPT) | PS12595 - UL1363A - 20A SPRPT for Patient-Care Vicinity | nsn063580 | American IV Products | Respiratory Care | Akron | Akron City Campus | Akron City Hospital | 6th Floor | 2023-11-17 13:04 | Low
No | 063581 | Electrical Power Strips (RPT) | PS12595 - UL1363A - 20A SPRPT for Patient-Care Vicinity | nsn063581 | American IV Products | Respiratory Care | Akron | Akron City Campus | Akron City Hospital | 6th Floor | 2023-11-17 13:04 | Low
No | 063582 | Electrical Power Strips (RPT) | PS12595 - UL1363A - 20A SPRPT for Patient-Care Vicinity | nsn063582 | American IV Products | Respiratory Care | Akron | Akron City Campus | Akron City Hospital | 6th Floor | 2023-11-17 13:04 | Low
No | 063583 | Electrical Power Strips (RPT) | PS12595 - UL1363A - 20A SPRPT for Patient-Care Vicinity | nsn063583 | American IV Products | Respiratory Care | Akron | Akron City Campus | Akron City Hospital | 6th Floor | 2023-11-17 13:04 | Low
No | 063791 | Electrical Power Strips (RPT) | PS12595 - UL1363A - 20A SPRPT for Patient-Care Vicinity | Unknown | American IV Products | H2 - Labor and Delivery Unit (L&D) | Akron | Akron City Campus | H Tower | 2nd Floor | 2024-03-08 07:36 | Low
No | 063792 | Electrical Power Strips (RPT) | PS12595 - UL1363A - 20A SPRPT for Patient-Care Vicinity | Unknown | American IV Products | H2 - Labor and Delivery Unit (L&D) | Akron | Akron City Campus | H Tower | 2nd Floor | 2024-03-08 07:36 | Low
No | 063793 | Electrical Power Strips (RPT) | PS12595 - UL1363A - 20A SPRPT for Patient-Care Vicinity | Unknown | American IV Products | H2 - Labor and Delivery Unit (L&D) | Akron | Akron City Campus | H Tower | 2nd Floor | 2024-03-08 07:36 | Low
No | 070647 | Electrical Power Strips (RPT) | PS12595 - UL1363A - 20A SPRPT for Patient-Care Vicinity | Unknown | American IV Products | Operating Room - SB | Barberton | Barberton Campus | Summa Barberton Hospital | 2nd Floor | 2016-06-10 | Low
No | 003980 | Electrical Power Strips (RPT) | PS-402-HG-OEM - Ul 1363A - 15A Sprpt For Patient-Care Vicinity | 2644AS0IB87A3-5 | Tripp Lite | Operating Room | Akron | Akron City Campus | Akron City Hospital | 1st Floor | 2017-07-26 | Low
No | 003982 | Electrical Power Strips (RPT) | PS-402-HG-OEM - Ul 1363A - 15A Sprpt For Patient-Care Vicinity | 2644AS0IB87A3-6 | Tripp Lite | Operating Room | Akron | Akron City Campus | Akron City Hospital | 1st Floor | 2017-07-26 | Low
No | 018809 | Electrical Power Strips (RPT) | PS-402-HG-OEM - Ul 1363A - 15A Sprpt For Patient-Care Vicinity | 2644AS0IB87A3-3 | Tripp Lite | SCI-Cardiac Cath Lab Svcs | Akron | Akron City Campus | Akron City Hospital | 1st Floor | 2017-07-26 | Low
No | 018810 | Electrical Power Strips (RPT) | PS-402-HG-OEM - Ul 1363A - 15A Sprpt For Patient-Care Vicinity | 2644AS0IB87A3-4 | Tripp Lite | SCI-Cardiac Cath Lab Svcs | Akron | Akron City Campus | Akron City Hospital | 1st Floor | 2017-07-26 | Low
No | 020920 | Electrical Power Strips (RPT) | PS-402-HG-OEM - Ul 1363A - 15A Sprpt For Patient-Care Vicinity | 2644AS0IB87A3-1 | Tripp Lite | SCI-Cardiac Cath Lab Svcs | Akron | Akron City Campus | Akron City Hospital | 1st Floor | 2017-07-26 | Low
No | 020929 | Electrical Power Strips (RPT) | PS-402-HG-OEM - Ul 1363A - 15A Sprpt For Patient-Care Vicinity | 2644AS0IB87A3-2 | Tripp Lite | SCI-Cardiac Cath Lab Svcs | Akron | Akron City Campus | Akron City Hospital | 1st Floor | 2017-07-26 | Low
No | 033678 | Electrical Power Strips (RPT) | PS-402-HG-OEM - Ul 1363A - 15A Sprpt For Patient-Care Vicinity | 033678nsn | Tripp Lite | Respiratory Care | Akron | Akron City Campus | Akron City Hospital | 6th Floor | 2019-05-06 | Low
No | 052759 | Electrical Power Strips (RPT) | PS-402-HG-OEM - Ul 1363A - 15A Sprpt For Patient-Care Vicinity | 2721CS0IB87A3-1 | Tripp Lite | SCI-Cardiac Cath Lab Svcs | Akron | Akron City Campus | Akron City Hospital | 1st Floor | 2018-12-17 | Low
No | 052775 | Electrical Power Strips (RPT) | PS-402-HG-OEM - Ul 1363A - 15A Sprpt For Patient-Care Vicinity | 2644AS0IB87A3-8 | Tripp Lite | SCI-Cardiac Cath Lab Svcs | Akron | Akron City Campus | Akron City Hospital | 2nd Floor | 2018-12-17 | Low
No | 056617 | Electrical Power Strips (RPT) | PS-402-HG-OEM - Ul 1363A - 15A Sprpt For Patient-Care Vicinity | Unknown | Tripp Lite | DMT Equipment Distribution | Akron | Akron City Campus | Akron City Hospital | Basement | 2019-05-06 | Low
No | 056618 | Electrical Power Strips (RPT) | PS-402-HG-OEM - Ul 1363A - 15A Sprpt For Patient-Care Vicinity | None | Tripp Lite | Health Tech Mgmt - SB | Barberton | Barberton Campus | Summa Barberton Hospital | 5th Floor | 2019-05-06 | Low
No | 056619 | Electrical Power Strips (RPT) | PS-402-HG-OEM - Ul 1363A - 15A Sprpt For Patient-Care Vicinity | Unknown | Tripp Lite | DMT Equipment Distribution | Akron | Akron City Campus | Akron City Hospital | Basement | 2019-05-06 | Low
No | 056620 | Electrical Power Strips (RPT) | PS-402-HG-OEM - Ul 1363A - 15A Sprpt For Patient-Care Vicinity | Unknown | Tripp Lite | DMT Equipment Distribution | Akron | Akron City Campus | Akron City Hospital | Basement | 2019-05-06 | Low
No | 056621 | Electrical Power Strips (RPT) | PS-402-HG-OEM - Ul 1363A - 15A Sprpt For Patient-Care Vicinity | Unknown | Tripp Lite | DMT Equipment Distribution | Akron | Akron City Campus | Akron City Hospital | Basement | 2019-05-06 | Low
No | 056622 | Electrical Power Strips (RPT) | PS-402-HG-OEM - Ul 1363A - 15A Sprpt For Patient-Care Vicinity | Unknown | Tripp Lite | DMT Equipment Distribution | Akron | Akron City Campus | Akron City Hospital | Basement | 2019-05-06 | Low
No | 056623 | Electrical Power Strips (RPT) | PS-402-HG-OEM - Ul 1363A - 15A Sprpt For Patient-Care Vicinity | Unknown | Tripp Lite | DMT Equipment Distribution | Akron | Akron City Campus | Akron City Hospital | Basement | 2019-05-06 | Low
No | 056624 | Electrical Power Strips (RPT) | PS-402-HG-OEM - Ul 1363A - 15A Sprpt For Patient-Care Vicinity | Unknown | Tripp Lite | DMT Equipment Distribution | Akron | Akron City Campus | Akron City Hospital | Basement | 2019-05-06 | Low
No | 056625 | Electrical Power Strips (RPT) | PS-402-HG-OEM - Ul 1363A - 15A Sprpt For Patient-Care Vicinity | Unknown | Tripp Lite | DMT Equipment Distribution | Akron | Akron City Campus | Akron City Hospital | Basement | 2019-05-06 | Low
No | 063600 | Electrical Power Strips (RPT) | PS-407-HG-OEM | nsn063600 | Tripp Lite | Respiratory Care | Akron | Akron City Campus | Akron City Hospital | 6th Floor | 2024-01-08 07:16 | Low
No | 063801 | Electrical Power Strips (RPT) | PS-407-HG-OEM | nsn063801 | Tripp Lite | Respiratory Care | Akron | Akron City Campus | Akron City Hospital | 6th Floor | 2024-01-08 07:17 | Low
No | 063802 | Electrical Power Strips (RPT) | PS-407-HG-OEM | nsn063802 | Tripp Lite | Respiratory Care | Akron | Akron City Campus | Akron City Hospital | 6th Floor | 2024-01-08 07:17 | Low
No | 063803 | Electrical Power Strips (RPT) | PS-407-HG-OEM | nsn063803 | Tripp Lite | Respiratory Care | Akron | Akron City Campus | Akron City Hospital | 6th Floor | 2024-01-08 07:18 | Low
No | 063804 | Electrical Power Strips (RPT) | PS-407-HG-OEM | nsn063804 | Tripp Lite | Respiratory Care | Akron | Akron City Campus | Akron City Hospital | 6th Floor | 2024-01-08 07:18 | Low
No | 063805 | Electrical Power Strips (RPT) | PS-407-HG-OEM | nsn063805 | Tripp Lite | Respiratory Care | Akron | Akron City Campus | Akron City Hospital | 6th Floor | 2024-01-08 07:19 | Low
No | 063806 | Electrical Power Strips (RPT) | PS-407-HG-OEM | nsn063806 | Tripp Lite | Respiratory Care | Akron | Akron City Campus | Akron City Hospital | 6th Floor | 2024-01-08 07:19 | Low
No | 063807 | Electrical Power Strips (RPT) | PS-407-HG-OEM | nsn063807 | Tripp Lite | Respiratory Care | Akron | Akron City Campus | Akron City Hospital | 6th Floor | 2024-01-08 07:19 | Low
No | 063808 | Electrical Power Strips (RPT) | PS-407-HG-OEM | nsn063808 | Tripp Lite | Respiratory Care | Akron | Akron City Campus | Akron City Hospital | 6th Floor | 2024-01-08 07:20 | Low
No | 063809 | Electrical Power Strips (RPT) | PS-407-HG-OEM | nsn063809 | Tripp Lite | Respiratory Care | Akron | Akron City Campus | Akron City Hospital | 6th Floor | 2024-01-08 07:20 | Low
No | 063810 | Electrical Power Strips (RPT) | PS-407-HG-OEM | nsn063810 | Tripp Lite | Respiratory Care | Akron | Akron City Campus | Akron City Hospital | 6th Floor | 2024-01-08 07:20 | Low
No | 063811 | Electrical Power Strips (RPT) | PS-407-HG-OEM | nsn063811 | Tripp Lite | Respiratory Care | Akron | Akron City Campus | Akron City Hospital | 6th Floor | 2024-01-08 07:20 | Low
No | 070126 | Electrical Power Strips (RPT) | PS-407-HG-OEM | NONE | Tripp Lite | Anesthesia - SB | Barberton | Barberton Campus | Summa Barberton Hospital |  | 2023-07-31 14:48 | Low
No | 070127 | Electrical Power Strips (RPT) | PS-407-HG-OEM | none | Tripp Lite | Anesthesia - SB | Barberton | Barberton Campus | Summa Barberton Hospital | 2nd Floor | 2023-07-31 14:48 | Low
No | 070128 | Electrical Power Strips (RPT) | PS-407-HG-OEM | none | Tripp Lite | Anesthesia - SB | Barberton | Barberton Campus | Summa Barberton Hospital | 2nd Floor | 2023-07-31 14:48 | Low
No | 070129 | Electrical Power Strips (RPT) | PS-407-HG-OEM | none | Tripp Lite | Anesthesia - SB | Barberton | Barberton Campus | Summa Barberton Hospital | 2nd Floor | 2023-07-31 14:48 | Low
No | 070130 | Electrical Power Strips (RPT) | PS-407-HG-OEM | none | Tripp Lite | Anesthesia - SB | Barberton | Barberton Campus | Summa Barberton Hospital | 2nd Floor | 2023-07-31 14:48 | Low
No | 070131 | Electrical Power Strips (RPT) | PS-407-HG-OEM | none | Tripp Lite | Anesthesia - SB | Barberton | Barberton Campus | Summa Barberton Hospital | 2nd Floor | 2023-07-31 14:48 | Low
No | 070132 | Electrical Power Strips (RPT) | PS-407-HG-OEM | none | Tripp Lite | Anesthesia - SB | Barberton | Barberton Campus | Summa Barberton Hospital | 2nd Floor | 2023-07-31 14:48 | Low
No | 070133 | Electrical Power Strips (RPT) | PS-407-HG-OEM | none | Tripp Lite | Anesthesia - SB | Barberton | Barberton Campus | Summa Barberton Hospital | 2nd Floor | 2023-07-31 14:48 | Low
No | 070134 | Electrical Power Strips (RPT) | PS-407-HG-OEM | none | Tripp Lite | Anesthesia | Akron | Akron City Campus | Akron City Hospital | Ground Floor | 2023-07-31 14:48 | Low
No | 070135 | Electrical Power Strips (RPT) | PS-407-HG-OEM | None | Tripp Lite | Anesthesia - SW | Barberton | Wadsworth Campus | Wadsworth-Rittman Medical Center | 1st Floor | 2023-07-31 14:48 | Low
No | 070136 | Electrical Power Strips (RPT) | PS-407-HG-OEM | None | Tripp Lite | Anesthesia - SW | Barberton | Wadsworth Campus | Wadsworth-Rittman Medical Center | 1st Floor | 2023-07-31 14:48 | Low
No | 070137 | Electrical Power Strips (RPT) | PS-407-HG-OEM | None | Tripp Lite | Anesthesia - SW | Barberton | Wadsworth Campus | Wadsworth-Rittman Medical Center | 1st Floor | 2023-07-31 14:48 | Low
No | 070138 | Electrical Power Strips (RPT) | PS-407-HG-OEM | None | Tripp Lite | Anesthesia - SW | Barberton | Wadsworth Campus | Wadsworth-Rittman Medical Center | 1st Floor | 2023-07-31 14:48 | Low
No | 070139 | Electrical Power Strips (RPT) | PS-407-HG-OEM | None | Tripp Lite | Anesthesia - SW | Barberton | Wadsworth Campus | Wadsworth-Rittman Medical Center | 1st Floor | 2023-07-31 14:48 | Low
No | 070250 | Electrical Power Strips (RPT) | PS-407-HG-OEM | 3202APVIB887C00409 | Tripp Lite | Rehab Services OP - SB | Barberton | Barberton Campus | Anna Dean Professional Park | Ground Floor | 2025-03-06 13:10 | Low
No | 029747 | Electrical Power Strips (RPT) | PS-415-HG-OEM - UL1363A - 15A SPRPT For Patient-Care Vicinity | None | Tripp Lite | H2 - Labor and Delivery Unit (L&D) | Akron | Akron City Campus | H Tower | 2nd Floor | 2022-12-20 14:33 | Low
No | 033638 | Electrical Power Strips (RPT) | PS-415-HG-OEM - UL1363A - 15A SPRPT For Patient-Care Vicinity | 033638 | Tripp Lite | Respiratory Care - SB | Barberton | Barberton Campus | Summa Barberton Hospital | 1st Floor | 2019-01-24 | Low
No | 033639 | Electrical Power Strips (RPT) | PS-415-HG-OEM - UL1363A - 15A SPRPT For Patient-Care Vicinity | 033639 | Tripp Lite | Respiratory Care | Akron | Akron City Campus | Akron City Hospital | 6th Floor | 2019-01-24 | Low
No | 033640 | Electrical Power Strips (RPT) | PS-415-HG-OEM - UL1363A - 15A SPRPT For Patient-Care Vicinity | 033640 | Tripp Lite | Respiratory Care | Akron | Akron City Campus | Akron City Hospital | 6th Floor | 2019-01-24 | Low
No | 033674 | Electrical Power Strips (RPT) | PS-415-HG-OEM - UL1363A - 15A SPRPT For Patient-Care Vicinity | 033674 | Tripp Lite | Respiratory Care | Akron | Akron City Campus | Akron City Hospital | 6th Floor | 2018-02-02 | Low
No | 033677 | Electrical Power Strips (RPT) | PS-415-HG-OEM - UL1363A - 15A SPRPT For Patient-Care Vicinity | Unknown | Tripp Lite | Respiratory Care | Akron | Akron City Campus | Akron City Hospital | 6th Floor | 2016-03-02 | Low
No | 033679 | Electrical Power Strips (RPT) | PS-415-HG-OEM - UL1363A - 15A SPRPT For Patient-Care Vicinity | 033679 | Tripp Lite | Respiratory Care | Akron | Akron City Campus | Akron City Hospital | 6th Floor | 2018-02-02 | Low
No | 033683 | Electrical Power Strips (RPT) | PS-415-HG-OEM - UL1363A - 15A SPRPT For Patient-Care Vicinity | 033683 | Tripp Lite | Respiratory Care | Akron | Akron City Campus | Akron City Hospital | 6th Floor | 2016-03-02 | Low
No | 033684 | Electrical Power Strips (RPT) | PS-415-HG-OEM - UL1363A - 15A SPRPT For Patient-Care Vicinity | 033684 | Tripp Lite | Respiratory Care | Akron | Akron City Campus | Akron City Hospital | 6th Floor | 2018-02-08 | Low
No | 033685 | Electrical Power Strips (RPT) | PS-415-HG-OEM - UL1363A - 15A SPRPT For Patient-Care Vicinity | 033685 | Tripp Lite | Respiratory Care | Akron | Akron City Campus | Akron City Hospital | 6th Floor | 2018-02-02 | Low
No | 033686 | Electrical Power Strips (RPT) | PS-415-HG-OEM - UL1363A - 15A SPRPT For Patient-Care Vicinity | Unknown | Tripp Lite | Respiratory Care | Akron | Akron City Campus | Akron City Hospital | 6th Floor | 2016-03-02 | Low
No | 033736 | Electrical Power Strips (RPT) | PS-415-HG-OEM - UL1363A - 15A SPRPT For Patient-Care Vicinity | 033736 | Tripp Lite | Respiratory Care | Akron | Akron City Campus | Akron City Hospital | 6th Floor | 2018-02-02 | Low
No | 033743 | Electrical Power Strips (RPT) | PS-415-HG-OEM - UL1363A - 15A SPRPT For Patient-Care Vicinity | 033743 | Tripp Lite | Respiratory Care | Akron | Akron City Campus | Akron City Hospital | 6th Floor | 2019-02-26 | Low
No | 034719 | Electrical Power Strips (RPT) | PS-415-HG-OEM - UL1363A - 15A SPRPT For Patient-Care Vicinity | 034719 | Tripp Lite | Respiratory Care | Akron | Akron City Campus | Akron City Hospital | 6th Floor | 2018-05-08 | Low
No | 035886 | Electrical Power Strips (RPT) | PS-415-HG-OEM - UL1363A - 15A SPRPT For Patient-Care Vicinity | Unknown | Tripp Lite | Respiratory Care | Akron | Akron City Campus | Akron City Hospital | 6th Floor | 2016-02-16 | Low
No | 035889 | Electrical Power Strips (RPT) | PS-415-HG-OEM - UL1363A - 15A SPRPT For Patient-Care Vicinity | Unknown | Tripp Lite | Respiratory Care | Akron | Akron City Campus | Akron City Hospital | 6th Floor | 2016-02-16 | Low
No | 035890 | Electrical Power Strips (RPT) | PS-415-HG-OEM - UL1363A - 15A SPRPT For Patient-Care Vicinity | 2016 | Tripp Lite | Respiratory Care | Akron | Akron City Campus | Akron City Hospital | 6th Floor | 2016-02-16 | Low
No | 036409 | Electrical Power Strips (RPT) | PS-415-HG-OEM - UL1363A - 15A SPRPT For Patient-Care Vicinity | 036409 | Tripp Lite | Respiratory Care | Akron | Akron City Campus | Akron City Hospital | 6th Floor | 2016-03-02 | Low
No | 053589 | Electrical Power Strips (RPT) | PS-415-HG-OEM - UL1363A - 15A SPRPT For Patient-Care Vicinity | 053589 | Tripp Lite | DMT Equipment Distribution | Akron | Akron City Campus | Akron City Hospital | Basement | 2018-05-15 | Low
No | 053590 | Electrical Power Strips (RPT) | PS-415-HG-OEM - UL1363A - 15A SPRPT For Patient-Care Vicinity | 053590 | Tripp Lite | Central Processing/Supply - SW | Barberton | Wadsworth Campus | Wadsworth-Rittman Medical Center | 1st Floor | 2018-05-15 | Low
No | 053591 | Electrical Power Strips (RPT) | PS-415-HG-OEM - UL1363A - 15A SPRPT For Patient-Care Vicinity | 053591 | Tripp Lite | DMT Equipment Distribution | Akron | Akron City Campus | Akron City Hospital | Basement | 2018-05-15 | Low
No | 053592 | Electrical Power Strips (RPT) | PS-415-HG-OEM - UL1363A - 15A SPRPT For Patient-Care Vicinity | 053592 | Tripp Lite | DMT Equipment Distribution | Akron | Akron City Campus | Akron City Hospital | Basement | 2018-05-15 | Low
No | 053593 | Electrical Power Strips (RPT) | PS-415-HG-OEM - UL1363A - 15A SPRPT For Patient-Care Vicinity | 053593 | Tripp Lite | DMT Equipment Distribution | Akron | Akron City Campus | Akron City Hospital | Basement | 2018-05-15 | Low
No | 053594 | Electrical Power Strips (RPT) | PS-415-HG-OEM - UL1363A - 15A SPRPT For Patient-Care Vicinity | 053594 | Tripp Lite | DMT Equipment Distribution | Akron | Akron City Campus | Akron City Hospital | Basement | 2018-05-15 | Low
No | 053595 | Electrical Power Strips (RPT) | PS-415-HG-OEM - UL1363A - 15A SPRPT For Patient-Care Vicinity | 053595 | Tripp Lite | DMT Equipment Distribution | Akron | Akron City Campus | Akron City Hospital | Basement | 2018-05-15 | Low
No | 053596 | Electrical Power Strips (RPT) | PS-415-HG-OEM - UL1363A - 15A SPRPT For Patient-Care Vicinity | 053596 | Tripp Lite | DMT Equipment Distribution | Akron | Akron City Campus | Akron City Hospital | Basement | 2018-05-15 | Low
No | 053597 | Electrical Power Strips (RPT) | PS-415-HG-OEM - UL1363A - 15A SPRPT For Patient-Care Vicinity | 053597 | Tripp Lite | DMT Equipment Distribution | Akron | Akron City Campus | Akron City Hospital | Basement | 2018-05-15 | Low
No | 053598 | Electrical Power Strips (RPT) | PS-415-HG-OEM - UL1363A - 15A SPRPT For Patient-Care Vicinity | 053598 | Tripp Lite | DMT Equipment Distribution | Akron | Akron City Campus | Akron City Hospital | Basement | 2018-05-15 | Low
No | 053599 | Electrical Power Strips (RPT) | PS-415-HG-OEM - UL1363A - 15A SPRPT For Patient-Care Vicinity | 053599 | Tripp Lite | DMT Equipment Distribution | Akron | Akron City Campus | Akron City Hospital | Basement | 2018-05-15 | Low
No | 053600 | Electrical Power Strips (RPT) | PS-415-HG-OEM - UL1363A - 15A SPRPT For Patient-Care Vicinity | 053600 | Tripp Lite | DMT Equipment Distribution | Akron | Akron City Campus | Akron City Hospital | Basement | 2018-05-15 | Low
No | 053601 | Electrical Power Strips (RPT) | PS-415-HG-OEM - UL1363A - 15A SPRPT For Patient-Care Vicinity | 053601 | Tripp Lite | DMT Equipment Distribution | Akron | Akron City Campus | Akron City Hospital | Basement | 2018-05-15 | Low
No | 053602 | Electrical Power Strips (RPT) | PS-415-HG-OEM - UL1363A - 15A SPRPT For Patient-Care Vicinity | 053602 | Tripp Lite | DMT Equipment Distribution - SB | Barberton | Barberton Campus | Summa Barberton Hospital | 5th Floor | 2018-05-15 | Low
No | 053603 | Electrical Power Strips (RPT) | PS-415-HG-OEM - UL1363A - 15A SPRPT For Patient-Care Vicinity | 053603 | Tripp Lite | DMT Equipment Distribution | Akron | Akron City Campus | Akron City Hospital | Basement | 2018-05-15 | Low
No | 053604 | Electrical Power Strips (RPT) | PS-415-HG-OEM - UL1363A - 15A SPRPT For Patient-Care Vicinity | 053604 | Tripp Lite | DMT Equipment Distribution | Akron | Akron City Campus | Akron City Hospital | Basement | 2018-05-15 | Low
No | 053605 | Electrical Power Strips (RPT) | PS-415-HG-OEM - UL1363A - 15A SPRPT For Patient-Care Vicinity | 053605 | Tripp Lite | DMT Equipment Distribution | Akron | Akron City Campus | Akron City Hospital | Basement | 2018-05-15 | Low
No | 053606 | Electrical Power Strips (RPT) | PS-415-HG-OEM - UL1363A - 15A SPRPT For Patient-Care Vicinity | 053606 | Tripp Lite | Receiving / Warehouse - COC | Akron | Distribution Center | Distribution Center | Ground Floor | 2018-05-15 | Low
No | 053607 | Electrical Power Strips (RPT) | PS-415-HG-OEM - UL1363A - 15A SPRPT For Patient-Care Vicinity | 053607 | Tripp Lite | DMT Equipment Distribution | Akron | Akron City Campus | Akron City Hospital | Basement | 2018-05-15 | Low
No | 053608 | Electrical Power Strips (RPT) | PS-415-HG-OEM - UL1363A - 15A SPRPT For Patient-Care Vicinity | 053608 | Tripp Lite | DMT Equipment Distribution | Akron | Akron City Campus | Akron City Hospital | Basement | 2018-05-15 | Low
No | 053609 | Electrical Power Strips (RPT) | PS-415-HG-OEM - UL1363A - 15A SPRPT For Patient-Care Vicinity | 053609 | Tripp Lite | DMT Equipment Distribution - SB | Barberton | Barberton Campus | Summa Barberton Hospital | 5th Floor | 2018-05-15 | Low
No | 053610 | Electrical Power Strips (RPT) | PS-415-HG-OEM - UL1363A - 15A SPRPT For Patient-Care Vicinity | 053610 | Tripp Lite | DMT Equipment Distribution - SB | Barberton | Barberton Campus | Summa Barberton Hospital | 5th Floor | 2018-05-15 | Low
No | 053611 | Electrical Power Strips (RPT) | PS-415-HG-OEM - UL1363A - 15A SPRPT For Patient-Care Vicinity | 053611 | Tripp Lite | DMT Equipment Distribution - SB | Barberton | Barberton Campus | Summa Barberton Hospital | 5th Floor | 2018-05-15 | Low
No | 053612 | Electrical Power Strips (RPT) | PS-415-HG-OEM - UL1363A - 15A SPRPT For Patient-Care Vicinity | 053612 | Tripp Lite | DMT Equipment Distribution - SB | Barberton | Barberton Campus | Summa Barberton Hospital | 5th Floor | 2018-05-15 | Low
No | 053613 | Electrical Power Strips (RPT) | PS-415-HG-OEM - UL1363A - 15A SPRPT For Patient-Care Vicinity | 053613 | Tripp Lite | DMT Equipment Distribution | Akron | Akron City Campus | Akron City Hospital | Basement | 2018-05-15 | Low
No | 053614 | Electrical Power Strips (RPT) | PS-415-HG-OEM - UL1363A - 15A SPRPT For Patient-Care Vicinity | 053614 | Tripp Lite | DMT Equipment Distribution | Akron | Akron City Campus | Akron City Hospital | Basement | 2018-05-15 | Low
No | 053615 | Electrical Power Strips (RPT) | PS-415-HG-OEM - UL1363A - 15A SPRPT For Patient-Care Vicinity | 053615 | Tripp Lite | DMT Equipment Distribution | Akron | Akron City Campus | Akron City Hospital | Basement | 2018-05-15 | Low
No | 053616 | Electrical Power Strips (RPT) | PS-415-HG-OEM - UL1363A - 15A SPRPT For Patient-Care Vicinity | 053616 | Tripp Lite | DMT Equipment Distribution | Akron | Akron City Campus | Akron City Hospital | Basement | 2018-05-15 | Low
No | 053617 | Electrical Power Strips (RPT) | PS-415-HG-OEM - UL1363A - 15A SPRPT For Patient-Care Vicinity | 053617 | Tripp Lite | DMT Equipment Distribution | Akron | Akron City Campus | Akron City Hospital | Basement | 2018-05-15 | Low
No | 053618 | Electrical Power Strips (RPT) | PS-415-HG-OEM - UL1363A - 15A SPRPT For Patient-Care Vicinity | 053618 | Tripp Lite | DMT Equipment Distribution | Akron | Akron City Campus | Akron City Hospital | Basement | 2018-05-15 | Low
No | 053619 | Electrical Power Strips (RPT) | PS-415-HG-OEM - UL1363A - 15A SPRPT For Patient-Care Vicinity | 053619 | Tripp Lite | DMT Equipment Distribution - SB | Barberton | Barberton Campus | Summa Barberton Hospital | 5th Floor | 2018-05-15 | Low
No | 053620 | Electrical Power Strips (RPT) | PS-415-HG-OEM - UL1363A - 15A SPRPT For Patient-Care Vicinity | 053620 | Tripp Lite | DMT Equipment Distribution - SB | Barberton | Barberton Campus | Summa Barberton Hospital | 5th Floor | 2018-05-15 | Low
No | 053621 | Electrical Power Strips (RPT) | PS-415-HG-OEM - UL1363A - 15A SPRPT For Patient-Care Vicinity | 053621 | Tripp Lite | Emergency Department (ED) - Green | Barberton | Green Campus | Green Medical Center | Ground Floor | 2018-05-15 | Low
No | 053622 | Electrical Power Strips (RPT) | PS-415-HG-OEM - UL1363A - 15A SPRPT For Patient-Care Vicinity | 053622 | Tripp Lite | DMT Equipment Distribution | Akron | Akron City Campus | Akron City Hospital | Basement | 2018-05-15 | Low
No | 053623 | Electrical Power Strips (RPT) | PS-415-HG-OEM - UL1363A - 15A SPRPT For Patient-Care Vicinity | 053623 | Tripp Lite | DMT Equipment Distribution | Akron | Akron City Campus | Akron City Hospital | Basement | 2018-05-15 | Low
No | 053624 | Electrical Power Strips (RPT) | PS-415-HG-OEM - UL1363A - 15A SPRPT For Patient-Care Vicinity | 053624 | Tripp Lite | DMT Equipment Distribution - SB | Barberton | Barberton Campus | Summa Barberton Hospital | 5th Floor | 2018-05-15 | Low
No | 053625 | Electrical Power Strips (RPT) | PS-415-HG-OEM - UL1363A - 15A SPRPT For Patient-Care Vicinity | 053625 | Tripp Lite | DMT Equipment Distribution | Akron | Akron City Campus | Akron City Hospital | Basement | 2018-05-15 | Low
No | 053626 | Electrical Power Strips (RPT) | PS-415-HG-OEM - UL1363A - 15A SPRPT For Patient-Care Vicinity | 053626 | Tripp Lite | Emergency Department (ED) - Green | Barberton | Green Campus | Green Medical Center | Ground Floor | 2018-05-15 | Low
No | 053627 | Electrical Power Strips (RPT) | PS-415-HG-OEM - UL1363A - 15A SPRPT For Patient-Care Vicinity | 053627 | Tripp Lite | Central Processing/Supply - SW | Barberton | Wadsworth Campus | Wadsworth-Rittman Medical Center | 1st Floor | 2018-05-15 | Low
No | 053628 | Electrical Power Strips (RPT) | PS-415-HG-OEM - UL1363A - 15A SPRPT For Patient-Care Vicinity | 053628 | Tripp Lite | DMT Equipment Distribution | Akron | Akron City Campus | Akron City Hospital | Basement | 2018-05-15 | Low
No | 053629 | Electrical Power Strips (RPT) | PS-415-HG-OEM - UL1363A - 15A SPRPT For Patient-Care Vicinity | 053629 | Tripp Lite | DMT Equipment Distribution | Akron | Akron City Campus | Akron City Hospital | Basement | 2018-05-15 | Low
No | 053630 | Electrical Power Strips (RPT) | PS-415-HG-OEM - UL1363A - 15A SPRPT For Patient-Care Vicinity | 053630 | Tripp Lite | DMT Equipment Distribution - SB | Barberton | Barberton Campus | Summa Barberton Hospital | 5th Floor | 2018-05-15 | Low
No | 053631 | Electrical Power Strips (RPT) | PS-415-HG-OEM - UL1363A - 15A SPRPT For Patient-Care Vicinity | 053631 | Tripp Lite | DMT Equipment Distribution - SB | Barberton | Barberton Campus | Summa Barberton Hospital | 5th Floor | 2018-05-15 | Low
No | 053632 | Electrical Power Strips (RPT) | PS-415-HG-OEM - UL1363A - 15A SPRPT For Patient-Care Vicinity | 053632 | Tripp Lite | Receiving / Warehouse - COC | Akron | Distribution Center | Distribution Center | Ground Floor | 2018-05-15 | Low
No | 053633 | Electrical Power Strips (RPT) | PS-415-HG-OEM - UL1363A - 15A SPRPT For Patient-Care Vicinity | 053633 | Tripp Lite | DMT Equipment Distribution - SB | Barberton | Barberton Campus | Summa Barberton Hospital | 5th Floor | 2018-05-15 | Low
No | 053634 | Electrical Power Strips (RPT) | PS-415-HG-OEM - UL1363A - 15A SPRPT For Patient-Care Vicinity | 053634 | Tripp Lite | Receiving / Warehouse - COC | Akron | Distribution Center | Distribution Center | Ground Floor | 2018-05-15 | Low
No | 053635 | Electrical Power Strips (RPT) | PS-415-HG-OEM - UL1363A - 15A SPRPT For Patient-Care Vicinity | 053635 | Tripp Lite | DMT Equipment Distribution | Akron | Akron City Campus | Akron City Hospital | Basement | 2018-05-15 | Low
No | 053636 | Electrical Power Strips (RPT) | PS-415-HG-OEM - UL1363A - 15A SPRPT For Patient-Care Vicinity | 053636 | Tripp Lite | DMT Equipment Distribution - SB | Barberton | Barberton Campus | Summa Barberton Hospital | 5th Floor | 2018-05-15 | Low
No | 053637 | Electrical Power Strips (RPT) | PS-415-HG-OEM - UL1363A - 15A SPRPT For Patient-Care Vicinity | 053637 | Tripp Lite | DMT Equipment Distribution - SB | Barberton | Barberton Campus | Summa Barberton Hospital | 5th Floor | 2018-05-15 | Low
No | 053638 | Electrical Power Strips (RPT) | PS-415-HG-OEM - UL1363A - 15A SPRPT For Patient-Care Vicinity | 053638 | Tripp Lite | DMT Equipment Distribution | Akron | Akron City Campus | Akron City Hospital | Basement | 2018-05-15 | Low
No | 053639 | Electrical Power Strips (RPT) | PS-415-HG-OEM - UL1363A - 15A SPRPT For Patient-Care Vicinity | Unknown | Tripp Lite | DMT Equipment Distribution | Akron | Akron City Campus | Akron City Hospital | Basement | 2018-05-15 | Low
No | 053640 | Electrical Power Strips (RPT) | PS-415-HG-OEM - UL1363A - 15A SPRPT For Patient-Care Vicinity | 053640 | Tripp Lite | DMT Equipment Distribution | Akron | Akron City Campus | Akron City Hospital | Basement | 2018-05-15 | Low
No | 053641 | Electrical Power Strips (RPT) | PS-415-HG-OEM - UL1363A - 15A SPRPT For Patient-Care Vicinity | 053641 | Tripp Lite | DMT Equipment Distribution - SB | Barberton | Barberton Campus | Summa Barberton Hospital | 5th Floor | 2018-05-15 | Low
No | 053642 | Electrical Power Strips (RPT) | PS-415-HG-OEM - UL1363A - 15A SPRPT For Patient-Care Vicinity | 053642 | Tripp Lite | DMT Equipment Distribution - SB | Barberton | Barberton Campus | Summa Barberton Hospital | 5th Floor | 2018-05-15 | Low
No | 053643 | Electrical Power Strips (RPT) | PS-415-HG-OEM - UL1363A - 15A SPRPT For Patient-Care Vicinity | 053643 | Tripp Lite | Receiving / Warehouse - COC | Akron | Distribution Center | Distribution Center | Ground Floor | 2018-05-15 | Low
No | 053644 | Electrical Power Strips (RPT) | PS-415-HG-OEM - UL1363A - 15A SPRPT For Patient-Care Vicinity | 053644 | Tripp Lite | DMT Equipment Distribution | Akron | Akron City Campus | Akron City Hospital | Basement | 2018-05-15 | Low
No | 053645 | Electrical Power Strips (RPT) | PS-415-HG-OEM - UL1363A - 15A SPRPT For Patient-Care Vicinity | 053645 | Tripp Lite | DMT Equipment Distribution | Akron | Akron City Campus | Akron City Hospital | Basement | 2018-05-15 | Low
No | 053646 | Electrical Power Strips (RPT) | PS-415-HG-OEM - UL1363A - 15A SPRPT For Patient-Care Vicinity | 053646 | Tripp Lite | DMT Equipment Distribution | Akron | Akron City Campus | Akron City Hospital | Basement | 2018-05-15 | Low
No | 053647 | Electrical Power Strips (RPT) | PS-415-HG-OEM - UL1363A - 15A SPRPT For Patient-Care Vicinity | 053647 | Tripp Lite | DMT Equipment Distribution - SB | Barberton | Barberton Campus | Summa Barberton Hospital | 5th Floor | 2018-05-15 | Low
No | 053648 | Electrical Power Strips (RPT) | PS-415-HG-OEM - UL1363A - 15A SPRPT For Patient-Care Vicinity | 053648 | Tripp Lite | DMT Equipment Distribution | Akron | Akron City Campus | Akron City Hospital | Basement | 2018-05-15 | Low
No | 053649 | Electrical Power Strips (RPT) | PS-415-HG-OEM - UL1363A - 15A SPRPT For Patient-Care Vicinity | 053649 | Tripp Lite | DMT Equipment Distribution | Akron | Akron City Campus | Akron City Hospital | Basement | 2018-05-15 | Low
No | 053650 | Electrical Power Strips (RPT) | PS-415-HG-OEM - UL1363A - 15A SPRPT For Patient-Care Vicinity | 053650 | Tripp Lite | DMT Equipment Distribution - SB | Barberton | Barberton Campus | Summa Barberton Hospital | 5th Floor | 2018-05-15 | Low
No | 053651 | Electrical Power Strips (RPT) | PS-415-HG-OEM - UL1363A - 15A SPRPT For Patient-Care Vicinity | 053651 | Tripp Lite | DMT Equipment Distribution - SB | Barberton | Barberton Campus | Summa Barberton Hospital | 5th Floor | 2018-05-15 | Low
No | 053652 | Electrical Power Strips (RPT) | PS-415-HG-OEM - UL1363A - 15A SPRPT For Patient-Care Vicinity | 053652 | Tripp Lite | DMT Equipment Distribution | Akron | Akron City Campus | Akron City Hospital | Basement | 2018-05-15 | Low
No | 053653 | Electrical Power Strips (RPT) | PS-415-HG-OEM - UL1363A - 15A SPRPT For Patient-Care Vicinity | 053653 | Tripp Lite | DMT Equipment Distribution | Akron | Akron City Campus | Akron City Hospital | Basement | 2018-05-15 | Low
No | 053654 | Electrical Power Strips (RPT) | PS-415-HG-OEM - UL1363A - 15A SPRPT For Patient-Care Vicinity | 053654 | Tripp Lite | DMT Equipment Distribution - SB | Barberton | Barberton Campus | Summa Barberton Hospital | 5th Floor | 2018-05-15 | Low
No | 053655 | Electrical Power Strips (RPT) | PS-415-HG-OEM - UL1363A - 15A SPRPT For Patient-Care Vicinity | 053655 | Tripp Lite | DMT Equipment Distribution - SB | Barberton | Barberton Campus | Summa Barberton Hospital | 5th Floor | 2018-05-15 | Low
No | 053656 | Electrical Power Strips (RPT) | PS-415-HG-OEM - UL1363A - 15A SPRPT For Patient-Care Vicinity | 053656 | Tripp Lite | DMT Equipment Distribution | Akron | Akron City Campus | Akron City Hospital | Basement | 2018-05-15 | Low
No | 053657 | Electrical Power Strips (RPT) | PS-415-HG-OEM - UL1363A - 15A SPRPT For Patient-Care Vicinity | 053657 | Tripp Lite | DMT Equipment Distribution - SB | Barberton | Barberton Campus | Summa Barberton Hospital | 5th Floor | 2018-05-15 | Low
No | 053658 | Electrical Power Strips (RPT) | PS-415-HG-OEM - UL1363A - 15A SPRPT For Patient-Care Vicinity | 053658 | Tripp Lite | DMT Equipment Distribution | Akron | Akron City Campus | Akron City Hospital | Basement | 2018-05-15 | Low
No | 053659 | Electrical Power Strips (RPT) | PS-415-HG-OEM - UL1363A - 15A SPRPT For Patient-Care Vicinity | 053659 | Tripp Lite | DMT Equipment Distribution | Akron | Akron City Campus | Akron City Hospital | Basement | 2018-05-15 | Low
No | 053660 | Electrical Power Strips (RPT) | PS-415-HG-OEM - UL1363A - 15A SPRPT For Patient-Care Vicinity | 053660 | Tripp Lite | DMT Equipment Distribution - SB | Barberton | Barberton Campus | Summa Barberton Hospital | 5th Floor | 2018-05-15 | Low
No | 053661 | Electrical Power Strips (RPT) | PS-415-HG-OEM - UL1363A - 15A SPRPT For Patient-Care Vicinity | 053661 | Tripp Lite | Receiving / Warehouse - COC | Akron | Distribution Center | Distribution Center | Ground Floor | 2018-05-15 | Low
No | 053662 | Electrical Power Strips (RPT) | PS-415-HG-OEM - UL1363A - 15A SPRPT For Patient-Care Vicinity | 053662 | Tripp Lite | DMT Equipment Distribution - SB | Barberton | Barberton Campus | Summa Barberton Hospital | 5th Floor | 2018-05-15 | Low
No | 053663 | Electrical Power Strips (RPT) | PS-415-HG-OEM - UL1363A - 15A SPRPT For Patient-Care Vicinity | s2155047 | Tripp Lite | Virtual Care Simulation Lab | Akron | Akron City Campus | Akron City Hospital | 1st Floor | 2018-05-15 | Low
No | 053664 | Electrical Power Strips (RPT) | PS-415-HG-OEM - UL1363A - 15A SPRPT For Patient-Care Vicinity | 053664 | Tripp Lite | DMT Equipment Distribution | Akron | Akron City Campus | Akron City Hospital | Basement | 2018-05-15 | Low
No | 053665 | Electrical Power Strips (RPT) | PS-415-HG-OEM - UL1363A - 15A SPRPT For Patient-Care Vicinity | 053665 | Tripp Lite | DMT Equipment Distribution - SB | Barberton | Barberton Campus | Summa Barberton Hospital | 5th Floor | 2018-05-15 | Low
No | 053666 | Electrical Power Strips (RPT) | PS-415-HG-OEM - UL1363A - 15A SPRPT For Patient-Care Vicinity | 053666 | Tripp Lite | DMT Equipment Distribution - SB | Barberton | Barberton Campus | Summa Barberton Hospital | 5th Floor | 2018-05-15 | Low
No | 053667 | Electrical Power Strips (RPT) | PS-415-HG-OEM - UL1363A - 15A SPRPT For Patient-Care Vicinity | 053667 | Tripp Lite | Central Processing/Supply - SW | Barberton | Wadsworth Campus | Wadsworth-Rittman Medical Center | 1st Floor | 2018-05-15 | Low
No | 053668 | Electrical Power Strips (RPT) | PS-415-HG-OEM - UL1363A - 15A SPRPT For Patient-Care Vicinity | 053668 | Tripp Lite | DMT Equipment Distribution | Akron | Akron City Campus | Akron City Hospital | Basement | 2018-05-15 | Low
No | 053669 | Electrical Power Strips (RPT) | PS-415-HG-OEM - UL1363A - 15A SPRPT For Patient-Care Vicinity | 053669 | Tripp Lite | Medina ASC | Barberton | Medina Campus | Medina Medical Center | 1st Floor | 2018-05-15 | Low
No | 053670 | Electrical Power Strips (RPT) | PS-415-HG-OEM - UL1363A - 15A SPRPT For Patient-Care Vicinity | 053670 | Tripp Lite | DMT Equipment Distribution | Akron | Akron City Campus | Akron City Hospital | Basement | 2018-05-15 | Low
No | 053671 | Electrical Power Strips (RPT) | PS-415-HG-OEM - UL1363A - 15A SPRPT For Patient-Care Vicinity | 053671 | Tripp Lite | DMT Equipment Distribution | Akron | Akron City Campus | Akron City Hospital | Basement | 2018-05-15 | Low
No | 053672 | Electrical Power Strips (RPT) | PS-415-HG-OEM - UL1363A - 15A SPRPT For Patient-Care Vicinity | 053672 | Tripp Lite | DMT Equipment Distribution | Akron | Akron City Campus | Akron City Hospital | Basement | 2018-05-15 | Low
No | 053673 | Electrical Power Strips (RPT) | PS-415-HG-OEM - UL1363A - 15A SPRPT For Patient-Care Vicinity | 053673 | Tripp Lite | DMT Equipment Distribution - SB | Barberton | Barberton Campus | Summa Barberton Hospital | 5th Floor | 2018-05-15 | Low
No | 053674 | Electrical Power Strips (RPT) | PS-415-HG-OEM - UL1363A - 15A SPRPT For Patient-Care Vicinity | 053674 | Tripp Lite | DMT Equipment Distribution - SB | Barberton | Barberton Campus | Summa Barberton Hospital | 5th Floor | 2018-05-15 | Low
No | 053675 | Electrical Power Strips (RPT) | PS-415-HG-OEM - UL1363A - 15A SPRPT For Patient-Care Vicinity | 053675 | Tripp Lite | DMT Equipment Distribution - SB | Barberton | Barberton Campus | Summa Barberton Hospital | 5th Floor | 2018-05-15 | Low
No | 053676 | Electrical Power Strips (RPT) | PS-415-HG-OEM - UL1363A - 15A SPRPT For Patient-Care Vicinity | 053676 | Tripp Lite | DMT Equipment Distribution | Akron | Akron City Campus | Akron City Hospital | Basement | 2018-05-15 | Low
No | 053677 | Electrical Power Strips (RPT) | PS-415-HG-OEM - UL1363A - 15A SPRPT For Patient-Care Vicinity | 053677 | Tripp Lite | DMT Equipment Distribution | Akron | Akron City Campus | Akron City Hospital | Basement | 2018-05-15 | Low
No | 053678 | Electrical Power Strips (RPT) | PS-415-HG-OEM - UL1363A - 15A SPRPT For Patient-Care Vicinity | 053678 | Tripp Lite | DMT Equipment Distribution | Akron | Akron City Campus | Akron City Hospital | Basement | 2018-05-15 | Low
No | 053679 | Electrical Power Strips (RPT) | PS-415-HG-OEM - UL1363A - 15A SPRPT For Patient-Care Vicinity | S2155038 | Tripp Lite | DMT Equipment Distribution | Akron | Akron City Campus | Akron City Hospital | Basement | 2018-05-15 | Low
No | 053680 | Electrical Power Strips (RPT) | PS-415-HG-OEM - UL1363A - 15A SPRPT For Patient-Care Vicinity | 053680 | Tripp Lite | DMT Equipment Distribution | Akron | Akron City Campus | Akron City Hospital | Basement | 2018-05-15 | Low
No | 053681 | Electrical Power Strips (RPT) | PS-415-HG-OEM - UL1363A - 15A SPRPT For Patient-Care Vicinity | 053681 | Tripp Lite | DMT Equipment Distribution | Akron | Akron City Campus | Akron City Hospital | Basement | 2018-05-15 | Low
No | 053682 | Electrical Power Strips (RPT) | PS-415-HG-OEM - UL1363A - 15A SPRPT For Patient-Care Vicinity | 053682 | Tripp Lite | DMT Equipment Distribution | Akron | Akron City Campus | Akron City Hospital | Basement | 2018-05-15 | Low
No | 053683 | Electrical Power Strips (RPT) | PS-415-HG-OEM - UL1363A - 15A SPRPT For Patient-Care Vicinity | 053683 | Tripp Lite | DMT Equipment Distribution | Akron | Akron City Campus | Akron City Hospital | Basement | 2018-05-15 | Low
No | 053684 | Electrical Power Strips (RPT) | PS-415-HG-OEM - UL1363A - 15A SPRPT For Patient-Care Vicinity | 053684 | Tripp Lite | DMT Equipment Distribution | Akron | Akron City Campus | Akron City Hospital | Basement | 2018-05-15 | Low
No | 053685 | Electrical Power Strips (RPT) | PS-415-HG-OEM - UL1363A - 15A SPRPT For Patient-Care Vicinity | 053685 | Tripp Lite | DMT Equipment Distribution | Akron | Akron City Campus | Akron City Hospital | Basement | 2018-05-15 | Low
No | 053686 | Electrical Power Strips (RPT) | PS-415-HG-OEM - UL1363A - 15A SPRPT For Patient-Care Vicinity | 053686 | Tripp Lite | DMT Equipment Distribution | Akron | Akron City Campus | Akron City Hospital | Basement | 2018-05-15 | Low
No | 053687 | Electrical Power Strips (RPT) | PS-415-HG-OEM - UL1363A - 15A SPRPT For Patient-Care Vicinity | 053687 | Tripp Lite | DMT Equipment Distribution - SB | Barberton | Barberton Campus | Summa Barberton Hospital | 5th Floor | 2018-05-15 | Low
No | 053688 | Electrical Power Strips (RPT) | PS-415-HG-OEM - UL1363A - 15A SPRPT For Patient-Care Vicinity | 053688 | Tripp Lite | Central Processing/Supply - SW | Barberton | Wadsworth Campus | Wadsworth-Rittman Medical Center | 1st Floor | 2018-05-15 | Low
No | 053689 | Electrical Power Strips (RPT) | PS-415-HG-OEM - UL1363A - 15A SPRPT For Patient-Care Vicinity | 053689 | Tripp Lite | DMT Equipment Distribution - SB | Barberton | Barberton Campus | Summa Barberton Hospital | 5th Floor | 2018-05-15 | Low
No | 053690 | Electrical Power Strips (RPT) | PS-415-HG-OEM - UL1363A - 15A SPRPT For Patient-Care Vicinity | 053690 | Tripp Lite | DMT Equipment Distribution | Akron | Akron City Campus | Akron City Hospital | Basement | 2018-05-15 | Low
No | 053691 | Electrical Power Strips (RPT) | PS-415-HG-OEM - UL1363A - 15A SPRPT For Patient-Care Vicinity | 053691 | Tripp Lite | DMT Equipment Distribution - SB | Barberton | Barberton Campus | Summa Barberton Hospital | 5th Floor | 2018-05-15 | Low
No | 053692 | Electrical Power Strips (RPT) | PS-415-HG-OEM - UL1363A - 15A SPRPT For Patient-Care Vicinity | 053692 | Tripp Lite | DMT Equipment Distribution | Akron | Akron City Campus | Akron City Hospital | Basement | 2018-05-15 | Low
No | 053693 | Electrical Power Strips (RPT) | PS-415-HG-OEM - UL1363A - 15A SPRPT For Patient-Care Vicinity | 053693 | Tripp Lite | Central Processing/Supply - SW | Barberton | Wadsworth Campus | Wadsworth-Rittman Medical Center | 1st Floor | 2018-05-15 | Low
No | 053694 | Electrical Power Strips (RPT) | PS-415-HG-OEM - UL1363A - 15A SPRPT For Patient-Care Vicinity | 053694 | Tripp Lite | Central Processing/Supply - SW | Barberton | Wadsworth Campus | Wadsworth-Rittman Medical Center | 1st Floor | 2018-05-15 | Low
No | 053695 | Electrical Power Strips (RPT) | PS-415-HG-OEM - UL1363A - 15A SPRPT For Patient-Care Vicinity | 053695 | Tripp Lite | IMG Green MOB | Barberton | Green Campus | Green Medical Center | Ground Floor | 2018-05-15 | Low
No | 053696 | Electrical Power Strips (RPT) | PS-415-HG-OEM - UL1363A - 15A SPRPT For Patient-Care Vicinity | 053696 | Tripp Lite | DMT Equipment Distribution | Akron | Akron City Campus | Akron City Hospital | Basement | 2018-05-15 | Low
No | 053697 | Electrical Power Strips (RPT) | PS-415-HG-OEM - UL1363A - 15A SPRPT For Patient-Care Vicinity | 053697 | Tripp Lite | DMT Equipment Distribution | Akron | Akron City Campus | Akron City Hospital | Basement | 2018-05-15 | Low
No | 053698 | Electrical Power Strips (RPT) | PS-415-HG-OEM - UL1363A - 15A SPRPT For Patient-Care Vicinity | 053698 | Tripp Lite | DMT Equipment Distribution | Akron | Akron City Campus | Akron City Hospital | Basement | 2018-05-15 | Low
No | 053699 | Electrical Power Strips (RPT) | PS-415-HG-OEM - UL1363A - 15A SPRPT For Patient-Care Vicinity | 053699 | Tripp Lite | DMT Equipment Distribution | Akron | Akron City Campus | Akron City Hospital | Basement | 2018-05-15 | Low
No | 053700 | Electrical Power Strips (RPT) | PS-415-HG-OEM - UL1363A - 15A SPRPT For Patient-Care Vicinity | 053700 | Tripp Lite | DMT Equipment Distribution | Akron | Akron City Campus | Akron City Hospital | Basement | 2018-05-15 | Low
No | 053701 | Electrical Power Strips (RPT) | PS-415-HG-OEM - UL1363A - 15A SPRPT For Patient-Care Vicinity | 053701 | Tripp Lite | DMT Equipment Distribution | Akron | Akron City Campus | Akron City Hospital | Basement | 2018-05-15 | Low
No | 053702 | Electrical Power Strips (RPT) | PS-415-HG-OEM - UL1363A - 15A SPRPT For Patient-Care Vicinity | 053702 | Tripp Lite | DMT Equipment Distribution | Akron | Akron City Campus | Akron City Hospital | Basement | 2018-05-15 | Low
No | 053703 | Electrical Power Strips (RPT) | PS-415-HG-OEM - UL1363A - 15A SPRPT For Patient-Care Vicinity | 053703 | Tripp Lite | DMT Equipment Distribution | Akron | Akron City Campus | Akron City Hospital | Basement | 2018-05-15 | Low
No | 053704 | Electrical Power Strips (RPT) | PS-415-HG-OEM - UL1363A - 15A SPRPT For Patient-Care Vicinity | 053704 | Tripp Lite | DMT Equipment Distribution | Akron | Akron City Campus | Akron City Hospital | Basement | 2018-05-15 | Low
No | 053705 | Electrical Power Strips (RPT) | PS-415-HG-OEM - UL1363A - 15A SPRPT For Patient-Care Vicinity | 053705 | Tripp Lite | DMT Equipment Distribution | Akron | Akron City Campus | Akron City Hospital | Basement | 2018-05-15 | Low
No | 053706 | Electrical Power Strips (RPT) | PS-415-HG-OEM - UL1363A - 15A SPRPT For Patient-Care Vicinity | 053706 | Tripp Lite | DMT Equipment Distribution | Akron | Akron City Campus | Akron City Hospital | Basement | 2018-05-15 | Low
No | 053707 | Electrical Power Strips (RPT) | PS-415-HG-OEM - UL1363A - 15A SPRPT For Patient-Care Vicinity | 053707 | Tripp Lite | DMT Equipment Distribution | Akron | Akron City Campus | Akron City Hospital | Basement | 2018-05-15 | Low
No | 053708 | Electrical Power Strips (RPT) | PS-415-HG-OEM - UL1363A - 15A SPRPT For Patient-Care Vicinity | 053708 | Tripp Lite | DMT Equipment Distribution | Akron | Akron City Campus | Akron City Hospital | Basement | 2018-05-15 | Low
No | 053709 | Electrical Power Strips (RPT) | PS-415-HG-OEM - UL1363A - 15A SPRPT For Patient-Care Vicinity | 053709 | Tripp Lite | DMT Equipment Distribution | Akron | Akron City Campus | Akron City Hospital | Basement | 2018-05-15 | Low
No | 053710 | Electrical Power Strips (RPT) | PS-415-HG-OEM - UL1363A - 15A SPRPT For Patient-Care Vicinity | 053710 | Tripp Lite | Central Processing/Supply - SW | Barberton | Wadsworth Campus | Wadsworth-Rittman Medical Center | 1st Floor | 2018-05-15 | Low
No | 053711 | Electrical Power Strips (RPT) | PS-415-HG-OEM - UL1363A - 15A SPRPT For Patient-Care Vicinity | 053711 | Tripp Lite | DMT Equipment Distribution | Akron | Akron City Campus | Akron City Hospital | Basement | 2018-05-15 | Low
No | 053712 | Electrical Power Strips (RPT) | PS-415-HG-OEM - UL1363A - 15A SPRPT For Patient-Care Vicinity | 053712 | Tripp Lite | DMT Equipment Distribution | Akron | Akron City Campus | Akron City Hospital | Basement | 2018-05-15 | Low
No | 053713 | Electrical Power Strips (RPT) | PS-415-HG-OEM - UL1363A - 15A SPRPT For Patient-Care Vicinity | 053713 | Tripp Lite | DMT Equipment Distribution - SB | Barberton | Barberton Campus | Summa Barberton Hospital | 5th Floor | 2018-05-15 | Low
No | 053714 | Electrical Power Strips (RPT) | PS-415-HG-OEM - UL1363A - 15A SPRPT For Patient-Care Vicinity | 053714 | Tripp Lite | DMT Equipment Distribution | Akron | Akron City Campus | Akron City Hospital | Basement | 2018-05-15 | Low
No | 053715 | Electrical Power Strips (RPT) | PS-415-HG-OEM - UL1363A - 15A SPRPT For Patient-Care Vicinity | 053715 | Tripp Lite | Medina ASC | Barberton | Medina Campus | Medina Medical Center | 1st Floor | 2018-05-15 | Low
No | 053716 | Electrical Power Strips (RPT) | PS-415-HG-OEM - UL1363A - 15A SPRPT For Patient-Care Vicinity | 053716 | Tripp Lite | DMT Equipment Distribution - SB | Barberton | Barberton Campus | Summa Barberton Hospital | 5th Floor | 2018-05-15 | Low
No | 053717 | Electrical Power Strips (RPT) | PS-415-HG-OEM - UL1363A - 15A SPRPT For Patient-Care Vicinity | 053717 | Tripp Lite | DMT Equipment Distribution | Akron | Akron City Campus | Akron City Hospital | Basement | 2018-05-15 | Low
No | 053718 | Electrical Power Strips (RPT) | PS-415-HG-OEM - UL1363A - 15A SPRPT For Patient-Care Vicinity | 053718 | Tripp Lite | Staff Development | Akron | Corporate Campus | Corporate Center |  | 2018-05-15 | Low
No | 053719 | Electrical Power Strips (RPT) | PS-415-HG-OEM - UL1363A - 15A SPRPT For Patient-Care Vicinity | 053719 | Tripp Lite | DMT Equipment Distribution | Akron | Akron City Campus | Akron City Hospital | Basement | 2018-05-15 | Low
No | 053720 | Electrical Power Strips (RPT) | PS-415-HG-OEM - UL1363A - 15A SPRPT For Patient-Care Vicinity | 053720 | Tripp Lite | Receiving / Warehouse - COC | Akron | Distribution Center | Distribution Center | Ground Floor | 2018-05-15 | Low
No | 053721 | Electrical Power Strips (RPT) | PS-415-HG-OEM - UL1363A - 15A SPRPT For Patient-Care Vicinity | 053721 | Tripp Lite | DMT Equipment Distribution | Akron | Akron City Campus | Akron City Hospital | Basement | 2018-05-15 | Low
No | 053722 | Electrical Power Strips (RPT) | PS-415-HG-OEM - UL1363A - 15A SPRPT For Patient-Care Vicinity | 053722 | Tripp Lite | DMT Equipment Distribution | Akron | Akron City Campus | Akron City Hospital | Basement | 2018-05-15 | Low
No | 053723 | Electrical Power Strips (RPT) | PS-415-HG-OEM - UL1363A - 15A SPRPT For Patient-Care Vicinity | 053723 | Tripp Lite | DMT Equipment Distribution | Akron | Akron City Campus | Akron City Hospital | Basement | 2018-05-15 | Low
No | 053724 | Electrical Power Strips (RPT) | PS-415-HG-OEM - UL1363A - 15A SPRPT For Patient-Care Vicinity | 053724 | Tripp Lite | DMT Equipment Distribution | Akron | Akron City Campus | Akron City Hospital | Basement | 2018-05-15 | Low
No | 053725 | Electrical Power Strips (RPT) | PS-415-HG-OEM - UL1363A - 15A SPRPT For Patient-Care Vicinity | 053725 | Tripp Lite | DMT Equipment Distribution | Akron | Akron City Campus | Akron City Hospital | Basement | 2018-05-15 | Low
No | 053726 | Electrical Power Strips (RPT) | PS-415-HG-OEM - UL1363A - 15A SPRPT For Patient-Care Vicinity | S2155039 | Tripp Lite | DMT Equipment Distribution | Akron | Akron City Campus | Akron City Hospital | Basement | 2018-05-15 | Low
No | 053727 | Electrical Power Strips (RPT) | PS-415-HG-OEM - UL1363A - 15A SPRPT For Patient-Care Vicinity | 053727 | Tripp Lite | DMT Equipment Distribution | Akron | Akron City Campus | Akron City Hospital | Basement | 2018-05-15 | Low
No | 053728 | Electrical Power Strips (RPT) | PS-415-HG-OEM - UL1363A - 15A SPRPT For Patient-Care Vicinity | 053728 | Tripp Lite | DMT Equipment Distribution | Akron | Akron City Campus | Akron City Hospital | Basement | 2018-05-15 | Low
No | 053729 | Electrical Power Strips (RPT) | PS-415-HG-OEM - UL1363A - 15A SPRPT For Patient-Care Vicinity | 053729 | Tripp Lite | DMT Equipment Distribution | Akron | Akron City Campus | Akron City Hospital | Basement | 2018-05-15 | Low
No | 053730 | Electrical Power Strips (RPT) | PS-415-HG-OEM - UL1363A - 15A SPRPT For Patient-Care Vicinity | 053730 | Tripp Lite | DMT Equipment Distribution | Akron | Akron City Campus | Akron City Hospital | Basement | 2018-05-15 | Low
No | 053731 | Electrical Power Strips (RPT) | PS-415-HG-OEM - UL1363A - 15A SPRPT For Patient-Care Vicinity | 053731 | Tripp Lite | DMT Equipment Distribution | Akron | Akron City Campus | Akron City Hospital | Basement | 2018-05-15 | Low
No | 053732 | Electrical Power Strips (RPT) | PS-415-HG-OEM - UL1363A - 15A SPRPT For Patient-Care Vicinity | 053732 | Tripp Lite | DMT Equipment Distribution - SB | Barberton | Barberton Campus | Summa Barberton Hospital | 5th Floor | 2018-05-15 | Low
No | 053733 | Electrical Power Strips (RPT) | PS-415-HG-OEM - UL1363A - 15A SPRPT For Patient-Care Vicinity | Cart s/n S2155079 | Tripp Lite | DMT Equipment Distribution | Akron | Akron City Campus | Akron City Hospital | Basement | 2018-05-15 | Low
No | 053734 | Electrical Power Strips (RPT) | PS-415-HG-OEM - UL1363A - 15A SPRPT For Patient-Care Vicinity | 2739AVHIB882900294 | Tripp Lite | DMT Equipment Distribution | Akron | Akron City Campus | Akron City Hospital | Basement | 2018-05-15 | Low
No | 053735 | Electrical Power Strips (RPT) | PS-415-HG-OEM - UL1363A - 15A SPRPT For Patient-Care Vicinity | 053735 | Tripp Lite | Central Processing/Supply - SW | Barberton | Wadsworth Campus | Wadsworth-Rittman Medical Center | 1st Floor | 2018-05-15 | Low
No | 053736 | Electrical Power Strips (RPT) | PS-415-HG-OEM - UL1363A - 15A SPRPT For Patient-Care Vicinity | 053736 | Tripp Lite | DMT Equipment Distribution | Akron | Akron City Campus | Akron City Hospital | Basement | 2018-05-15 | Low
No | 053737 | Electrical Power Strips (RPT) | PS-415-HG-OEM - UL1363A - 15A SPRPT For Patient-Care Vicinity | 053737 | Tripp Lite | DMT Equipment Distribution | Akron | Akron City Campus | Akron City Hospital | Basement | 2018-05-15 | Low
No | 053738 | Electrical Power Strips (RPT) | PS-415-HG-OEM - UL1363A - 15A SPRPT For Patient-Care Vicinity | 053738 | Tripp Lite | DMT Equipment Distribution | Akron | Akron City Campus | Akron City Hospital | Basement | 2018-05-15 | Low
No | 053739 | Electrical Power Strips (RPT) | PS-415-HG-OEM - UL1363A - 15A SPRPT For Patient-Care Vicinity | 053739 | Tripp Lite | DMT Equipment Distribution | Akron | Akron City Campus | Akron City Hospital | Basement | 2018-05-15 | Low
No | 053740 | Electrical Power Strips (RPT) | PS-415-HG-OEM - UL1363A - 15A SPRPT For Patient-Care Vicinity | 053740 | Tripp Lite | DMT Equipment Distribution | Akron | Akron City Campus | Akron City Hospital | Basement | 2018-05-15 | Low
No | 053741 | Electrical Power Strips (RPT) | PS-415-HG-OEM - UL1363A - 15A SPRPT For Patient-Care Vicinity | 053741 | Tripp Lite | DMT Equipment Distribution | Akron | Akron City Campus | Akron City Hospital | Basement | 2018-05-15 | Low
No | 058925 | Electrical Power Strips (RPT) | PS-415-HG-OEM - UL1363A - 15A SPRPT For Patient-Care Vicinity | 058925 | Tripp Lite | DMT Equipment Distribution | Akron | Akron City Campus | Akron City Hospital | Basement | 2018-05-15 | Low
No | 059239 | Electrical Power Strips (RPT) | PS-415-HG-OEM - UL1363A - 15A SPRPT For Patient-Care Vicinity | 2713DS0IB87AF-1 | Tripp Lite | SCI-Heart Rhythm Services | Akron | Akron City Campus | Akron City Hospital | 1st Floor | 2020-09-15 | Low
No | 061561 | Electrical Power Strips (RPT) | PS-415-HG-OEM - UL1363A - 15A SPRPT For Patient-Care Vicinity | 2713DS0IB87AF-2 | Tripp Lite | SCI-Heart Rhythm Services | Akron | Akron City Campus | Akron City Hospital | 1st Floor | 2022-03-15 | Low
No | 062082 | Electrical Power Strips (RPT) | PS-415-HG-OEM - UL1363A - 15A SPRPT For Patient-Care Vicinity | Unknown | Tripp Lite | T1 - CTV Intensive Care Unit (CTV-ICU) | Akron | Akron City Campus | Critical Care Tower | 1st Floor | 2022-06-10 | Low
No | 062095 | Electrical Power Strips (RPT) | PS-415-HG-OEM - UL1363A - 15A SPRPT For Patient-Care Vicinity | Unknown | Tripp Lite | T1 - CTV Intensive Care Unit (CTV-ICU) | Akron | Akron City Campus | Critical Care Tower | 1st Floor | 2022-07-07 | Low
No | 064733 | Electrical Power Strips (RPT) | PS-415-HG-OEM - UL1363A - 15A SPRPT For Patient-Care Vicinity | 3205AVYIB88CE01435 | Tripp Lite | SCI-Heart Rhythm Services | Akron | Akron City Campus | Akron City Hospital | 1st Floor | 2024-10-28 | Low
No | 034958 | Electrical Power Strips (RPT) | PS-415-HGULTRA - Ul 60601-1 - 15A Sprpt For Patient-Care Vicinity | White | Tripp Lite | Health Tech Mgmt | Akron | Akron City Campus | ACH Admin Building | Ground Floor | 2017-08-29 | Low
No | 036286 | Electrical Power Strips (RPT) | PS-415-HGULTRA - Ul 60601-1 - 15A Sprpt For Patient-Care Vicinity | IB87B0-6 | Tripp Lite | Colon/Rectal Surgeons | Akron | Akron City Campus | 95 Arch | 1st Floor | 2016-04-11 | Low
No | 036288 | Electrical Power Strips (RPT) | PS-415-HGULTRA - Ul 60601-1 - 15A Sprpt For Patient-Care Vicinity | IB87B0-8 | Tripp Lite | Ophthalmology | Akron | Akron City Campus | 75 Arch | 2nd Floor | 2016-04-11 | Low
No | 038842 | Electrical Power Strips (RPT) | PS-415-HGULTRA - Ul 60601-1 - 15A Sprpt For Patient-Care Vicinity | Unknown | Tripp Lite | SCI-Cardiac Cath Lab Svcs - SB | Barberton | Barberton Campus | Summa Barberton Hospital | 2nd Floor | 2020-07-17 | Low
No | 038844 | Electrical Power Strips (RPT) | PS-415-HGULTRA - Ul 60601-1 - 15A Sprpt For Patient-Care Vicinity | Unknown | Tripp Lite | SCI-Cardiac Cath Lab Svcs - SB | Barberton | Barberton Campus | Summa Barberton Hospital | 2nd Floor | 2020-07-17 | Low
No | 038853 | Electrical Power Strips (RPT) | PS-415-HGULTRA - Ul 60601-1 - 15A Sprpt For Patient-Care Vicinity | IB-071720 | Tripp Lite | Angiography - SB | Barberton | Barberton Campus | Summa Barberton Hospital | 2nd Floor | 2020-07-17 | Low
No | 051990 | Electrical Power Strips (RPT) | PS-415-HGULTRA - Ul 60601-1 - 15A Sprpt For Patient-Care Vicinity | IB87B0-? | Tripp Lite | Ophthalmology | Akron | Akron City Campus | 75 Arch | 2nd Floor | 2017-07-05 | Low
No | 064077 | Electrical Power Strips (RPT) | PS-415-HGULTRA - Ul 60601-1 - 15A Sprpt For Patient-Care Vicinity | IB07172020 | Tripp Lite | Angiography - SB | Barberton | Barberton Campus | Summa Barberton Hospital | 2nd Floor | 2020-07-17 | Low
No | CE7250 | Electrical Power Strips (RPT) | PS-415-HGULTRA - Ul 60601-1 - 15A Sprpt For Patient-Care Vicinity | White | Tripp Lite | SCI-Cardiac Cath Lab Svcs - SB | Barberton | Barberton Campus | Summa Barberton Hospital | 2nd Floor | 2015-02-12 | Low
No | CE7251 | Electrical Power Strips (RPT) | PS-415-HGULTRA - Ul 60601-1 - 15A Sprpt For Patient-Care Vicinity | Unknown | Tripp Lite | Operating Room - SB | Barberton | Barberton Campus | Summa Barberton Hospital | 2nd Floor | 2015-02-12 | Low
No | 063302 | Electrical Power Strips (RPT) | PS-607-HG-OEM | 232985 | Tripp Lite | Ophthalmology | Akron | Akron City Campus | 75 Arch | 2nd Floor | 2023-09-27 16:30 | Low
No | 061630 | Electrical Power Strips (RPT) | ULM4-6 - Power Strip,Basic,4 Outlets,Panel Mnt,6Ft. Cord,Ul | Unknown | Wiremold | Physical Therapy | Akron | Akron City Campus | Akron City Hospital | Ground Floor | 2022-05-11 | Low
No | 031821 | Electrical Power Strips (RPT) | ULM6-15 - Plugin Outlet Center Unit | Unknown | Wiremold | Endoscopy | Akron | Akron City Campus | Akron City Hospital | Ground Floor | 2015-01-19 | Low
No | 031831 | Electrical Power Strips (RPT) | ULM6-15 - Plugin Outlet Center Unit | Unknown | Wiremold | Endoscopy | Akron | Akron City Campus | Akron City Hospital | Ground Floor | 2015-01-19 | Low
No | 031832 | Electrical Power Strips (RPT) | ULM6-15 - Plugin Outlet Center Unit | Unknown | Wiremold | Endoscopy | Akron | Akron City Campus | Akron City Hospital | Ground Floor | 2015-01-19 | Low
No | 031833 | Electrical Power Strips (RPT) | ULM6-15 - Plugin Outlet Center Unit | Unknown | Wiremold | Endoscopy - Outpatient | Akron | Akron City Campus | 95 Arch | Ground Floor | 2015-01-20 | Low
No | 034521 | Electrical Power Strips (RPT) | ULM6-15 - Plugin Outlet Center Unit | WHITE | Wiremold | SCI-Heart Rhythm Services | Akron | Akron City Campus | Akron City Hospital | 1st Floor | 2015-04-15 | Low
No | 034588 | Electrical Power Strips (RPT) | WS-161-11 | E246874 | Well Shin Technology | SCI-Heart Rhythm Services | Akron | Akron City Campus | Akron City Hospital | 1st Floor | 2015-06-01 | Low
No | CE4926 | Electrocardiographs, Ambulatory, Continuous | 3100A - Digitrak Plus 24 Holter | 22424 | Philips Healthcare | SCI - Cardiac Stress Testing - SB | Barberton | Barberton Campus | Summa Barberton Hospital | Ground Floor | 2009-04-01 | Low
No | 038278 | Electrocardiographs, Ambulatory, Continuous | 860322 - Digitrak Xt Holter Recorder | US11436173 | Philips Healthcare | SCI - Cardiac Stress Testing - SB | Barberton | Barberton Campus | Summa Barberton Hospital | Ground Floor | 2015-11-25 | Low
No | 038279 | Electrocardiographs, Ambulatory, Continuous | 860322 - Digitrak Xt Holter Recorder | US11430716 | Philips Healthcare | SCI - Cardiac Stress Testing - SB | Barberton | Barberton Campus | Summa Barberton Hospital | Ground Floor | 2015-03-27 | Low
No | 038280 | Electrocardiographs, Ambulatory, Continuous | 860322 - Digitrak Xt Holter Recorder | US11433868 | Philips Healthcare | SCI - Cardiac Stress Testing - SB | Barberton | Barberton Campus | Summa Barberton Hospital | Ground Floor | 2015-08-11 | Low
No | 038281 | Electrocardiographs, Ambulatory, Continuous | 860322 - Digitrak Xt Holter Recorder | US91641051 | Philips Healthcare | SCI - Cardiac Stress Testing - SB | Barberton | Barberton Campus | Summa Barberton Hospital | Ground Floor | 2017-01-20 | Low
No | 038282 | Electrocardiographs, Ambulatory, Continuous | 860322 - Digitrak Xt Holter Recorder | US11436174 | Philips Healthcare | SCI - Cardiac Stress Testing - SB | Barberton | Barberton Campus | Summa Barberton Hospital | Ground Floor | 2015-11-25 | Low
No | 038440 | Electrocardiographs, Ambulatory, Continuous | 860322 - Digitrak Xt Holter Recorder | US80906229 | Philips Healthcare | SCI - Cardiac Stress Testing - SB | Barberton | Barberton Campus | Summa Barberton Hospital | Ground Floor | 2009-11-30 | Low
No | 038441 | Electrocardiographs, Ambulatory, Continuous | 860322 - Digitrak Xt Holter Recorder | US80906230 | Philips Healthcare | SCI - Cardiac Stress Testing - SB | Barberton | Barberton Campus | Summa Barberton Hospital | Ground Floor | 2009-11-30 | Low
No | 043003 | Electrocardiographs, Ambulatory, Continuous | 860322 - Digitrak Xt Holter Recorder | US11746855 | Philips Healthcare | SCI - Noninvasive Cardio Service | Akron | Akron City Campus | Akron City Hospital | Ground Floor | 2018-10-29 | Low
No | 043004 | Electrocardiographs, Ambulatory, Continuous | 860322 - Digitrak Xt Holter Recorder | US11746841 | Philips Healthcare | SCI - Noninvasive Cardio Service | Akron | Akron City Campus | Akron City Hospital | Ground Floor | 2018-10-29 | Low
No | 043005 | Electrocardiographs, Ambulatory, Continuous | 860322 - Digitrak Xt Holter Recorder | US11746849 | Philips Healthcare | SCI - Noninvasive Cardio Service | Akron | Akron City Campus | Akron City Hospital | Ground Floor | 2018-10-29 | Low
No | 043006 | Electrocardiographs, Ambulatory, Continuous | 860322 - Digitrak Xt Holter Recorder | US11746856 | Philips Healthcare | SCI - Noninvasive Cardio Service | Akron | Akron City Campus | Akron City Hospital | Ground Floor | 2018-10-29 | Low
No | 043007 | Electrocardiographs, Ambulatory, Continuous | 860322 - Digitrak Xt Holter Recorder | US11746368 | Philips Healthcare | SCI - Noninvasive Cardio Service | Akron | Akron City Campus | Akron City Hospital | Ground Floor | 2018-10-29 | Low
No | 043008 | Electrocardiographs, Ambulatory, Continuous | 860322 - Digitrak Xt Holter Recorder | US11746356 | Philips Healthcare | SCI - Noninvasive Cardio Service | Akron | Akron City Campus | Akron City Hospital | Ground Floor | 2018-10-29 | Low
No | 043009 | Electrocardiographs, Ambulatory, Continuous | 860322 - Digitrak Xt Holter Recorder | US11746860 | Philips Healthcare | SCI - Noninvasive Cardio Service | Akron | Akron City Campus | Akron City Hospital | Ground Floor | 2018-10-29 | Low
No | 043010 | Electrocardiographs, Ambulatory, Continuous | 860322 - Digitrak Xt Holter Recorder | US11746853 | Philips Healthcare | SCI - Noninvasive Cardio Service | Akron | Akron City Campus | Akron City Hospital | Ground Floor | 2018-10-29 | Low
No | 043011 | Electrocardiographs, Ambulatory, Continuous | 860322 - Digitrak Xt Holter Recorder | US11746861 | Philips Healthcare | SCI - Noninvasive Cardio Service | Akron | Akron City Campus | Akron City Hospital | Ground Floor | 2018-10-29 | Low
No | 043012 | Electrocardiographs, Ambulatory, Continuous | 860322 - Digitrak Xt Holter Recorder | US11746847 | Philips Healthcare | SCI - Noninvasive Cardio Service | Akron | Akron City Campus | Akron City Hospital | Ground Floor | 2018-10-29 | Low
No | 043013 | Electrocardiographs, Ambulatory, Continuous | 860322 - Digitrak Xt Holter Recorder | US11746364 | Philips Healthcare | SCI - Noninvasive Cardio Service | Akron | Akron City Campus | Akron City Hospital | Ground Floor | 2018-10-29 | Low
No | 043014 | Electrocardiographs, Ambulatory, Continuous | 860322 - Digitrak Xt Holter Recorder | US11746839 | Philips Healthcare | SCI - Noninvasive Cardio Service | Akron | Akron City Campus | Akron City Hospital | Ground Floor | 2018-10-29 | Low
No | 043015 | Electrocardiographs, Ambulatory, Continuous | 860322 - Digitrak Xt Holter Recorder | US11746605 | Philips Healthcare | SCI - Noninvasive Cardio Service | Akron | Akron City Campus | Akron City Hospital | Ground Floor | 2018-10-29 | Low
No | 043016 | Electrocardiographs, Ambulatory, Continuous | 860322 - Digitrak Xt Holter Recorder | US11746376 | Philips Healthcare | SCI - Noninvasive Cardio Service | Akron | Akron City Campus | Akron City Hospital | Ground Floor | 2018-10-29 | Low
No | 043017 | Electrocardiographs, Ambulatory, Continuous | 860322 - Digitrak Xt Holter Recorder | US11746569 | Philips Healthcare | SCI - Noninvasive Cardio Service | Akron | Akron City Campus | Akron City Hospital | Ground Floor | 2018-10-29 | Low
No | 043018 | Electrocardiographs, Ambulatory, Continuous | 860322 - Digitrak Xt Holter Recorder | US11746850 | Philips Healthcare | SCI - Noninvasive Cardio Service | Akron | Akron City Campus | Akron City Hospital | Ground Floor | 2018-10-29 | Low
No | 043019 | Electrocardiographs, Ambulatory, Continuous | 860322 - Digitrak Xt Holter Recorder | US11746358 | Philips Healthcare | SCI - Noninvasive Cardio Service | Akron | Akron City Campus | Akron City Hospital | Ground Floor | 2018-10-29 | Low
No | 043020 | Electrocardiographs, Ambulatory, Continuous | 860322 - Digitrak Xt Holter Recorder | US11746606 | Philips Healthcare | SCI - Noninvasive Cardio Service | Akron | Akron City Campus | Akron City Hospital | Ground Floor | 2018-10-29 | Low
No | 043021 | Electrocardiographs, Ambulatory, Continuous | 860322 - Digitrak Xt Holter Recorder | US11746837 | Philips Healthcare | SCI - Noninvasive Cardio Service | Akron | Akron City Campus | Akron City Hospital | Ground Floor | 2018-10-29 | Low
No | 043022 | Electrocardiographs, Ambulatory, Continuous | 860322 - Digitrak Xt Holter Recorder | US11746859 | Philips Healthcare | SCI - Noninvasive Cardio Service | Akron | Akron City Campus | Akron City Hospital | Ground Floor | 2018-10-29 | Low
No | 043023 | Electrocardiographs, Ambulatory, Continuous | 860322 - Digitrak Xt Holter Recorder | US11746862 | Philips Healthcare | SCI - Noninvasive Cardio Service | Akron | Akron City Campus | Akron City Hospital | Ground Floor | 2018-10-29 | Low
No | 043024 | Electrocardiographs, Ambulatory, Continuous | 860322 - Digitrak Xt Holter Recorder | US11746858 | Philips Healthcare | SCI - Noninvasive Cardio Service | Akron | Akron City Campus | Akron City Hospital | Ground Floor | 2018-10-29 | Low
No | 043025 | Electrocardiographs, Ambulatory, Continuous | 860322 - Digitrak Xt Holter Recorder | US11746863 | Philips Healthcare | SCI - Noninvasive Cardio Service | Akron | Akron City Campus | Akron City Hospital | Ground Floor | 2018-10-29 | Low
No | 043026 | Electrocardiographs, Ambulatory, Continuous | 860322 - Digitrak Xt Holter Recorder | US71115701 | Philips Healthcare | SCI - Cardiovasc Testg Svcs - SW | Barberton | Wadsworth Campus | Wadsworth-Rittman Medical Center | 1st Floor | 2011-09-15 | Low
No | 043027 | Electrocardiographs, Ambulatory, Continuous | 860322 - Digitrak Xt Holter Recorder | US71115814 | Philips Healthcare | SCI - Cardiovasc Testg Svcs - SW | Barberton | Wadsworth Campus | Wadsworth-Rittman Medical Center | 1st Floor | 2011-09-15 | Low
No | 043028 | Electrocardiographs, Ambulatory, Continuous | 860322 - Digitrak Xt Holter Recorder | US11439041 | Philips Healthcare | SCI - Cardiovasc Testg Svcs - SW | Barberton | Wadsworth Campus | Wadsworth-Rittman Medical Center | 1st Floor | 2011-09-15 | Low
No | 043029 | Electrocardiographs, Ambulatory, Continuous | 860322 - Digitrak Xt Holter Recorder | US11438104 | Philips Healthcare | SCI - Cardiovasc Testg Svcs - SW | Barberton | Wadsworth Campus | Wadsworth-Rittman Medical Center | 1st Floor | 2011-09-15 | Low
No | 043030 | Electrocardiographs, Ambulatory, Continuous | 860322 - Digitrak Xt Holter Recorder | US91013443 | Philips Healthcare | SCI - Cardiovasc Testg Svcs - SW | Barberton | Wadsworth Campus | Wadsworth-Rittman Medical Center | 1st Floor | 2011-08-05 | Low
No | 043031 | Electrocardiographs, Ambulatory, Continuous | 860322 - Digitrak Xt Holter Recorder | US11325379 | Philips Healthcare | SCI - Cardiovasc Testg Svcs - SW | Barberton | Wadsworth Campus | Wadsworth-Rittman Medical Center | 1st Floor | 2013-11-26 | Low
No | 043032 | Electrocardiographs, Ambulatory, Continuous | 860322 - Digitrak Xt Holter Recorder | US91013479 | Philips Healthcare | SCI - Cardiovasc Testg Svcs - SW | Barberton | Wadsworth Campus | Wadsworth-Rittman Medical Center | 1st Floor | 2011-08-05 | Low
No | 043033 | Electrocardiographs, Ambulatory, Continuous | 860322 - Digitrak Xt Holter Recorder | US11437178 | Philips Healthcare | SCI - Cardiac Stress Testing - SB | Barberton | Barberton Campus | Summa Barberton Hospital | Ground Floor | 2016-03-25 | Low
No | 043034 | Electrocardiographs, Ambulatory, Continuous | 860322 - Digitrak Xt Holter Recorder | US11746360 | Philips Healthcare | SCI - Noninvasive Cardio Service | Akron | Akron City Campus | Akron City Hospital | Ground Floor | 2018-10-29 | Low
No | 043035 | Electrocardiographs, Ambulatory, Continuous | 860322 - Digitrak Xt Holter Recorder | US11746384 | Philips Healthcare | SCI - Noninvasive Cardio Service | Akron | Akron City Campus | Akron City Hospital | Ground Floor | 2018-10-29 | Low
No | 043036 | Electrocardiographs, Ambulatory, Continuous | 860322 - Digitrak Xt Holter Recorder | US11746385 | Philips Healthcare | SCI - Noninvasive Cardio Service | Akron | Akron City Campus | Akron City Hospital | Ground Floor | 2018-10-29 | Low
No | 043037 | Electrocardiographs, Ambulatory, Continuous | 860322 - Digitrak Xt Holter Recorder | US11746843 | Philips Healthcare | SCI - Noninvasive Cardio Service | Akron | Akron City Campus | Akron City Hospital | Ground Floor | 2018-10-29 | Low
No | 043038 | Electrocardiographs, Ambulatory, Continuous | 860322 - Digitrak Xt Holter Recorder | US11746846 | Philips Healthcare | SCI - Noninvasive Cardio Service | Akron | Akron City Campus | Akron City Hospital | Ground Floor | 2018-10-29 | Low
No | 043039 | Electrocardiographs, Ambulatory, Continuous | 860322 - Digitrak Xt Holter Recorder | US11746851 | Philips Healthcare | SCI - Noninvasive Cardio Service | Akron | Akron City Campus | Akron City Hospital | Ground Floor | 2018-10-29 | Low
No | 043040 | Electrocardiographs, Ambulatory, Continuous | 860322 - Digitrak Xt Holter Recorder | US11746864 | Philips Healthcare | SCI - Noninvasive Cardio Service | Akron | Akron City Campus | Akron City Hospital | Ground Floor | 2018-10-29 | Low
No | 043576 | Electrocardiographs, Ambulatory, Continuous | 860322 - Digitrak Xt Holter Recorder | US21956136 | Philips Healthcare | SCI-CV Testing Center - Stow | Akron | Stow-Kent Campus | Stow-Kent Medical Center | 1st Floor | 2021-07-20 | Low
No | 043577 | Electrocardiographs, Ambulatory, Continuous | 860322 - Digitrak Xt Holter Recorder | US21956159 | Philips Healthcare | SCI-CV Testing Center - Stow | Akron | Stow-Kent Campus | Stow-Kent Medical Center | 1st Floor | 2021-07-20 | Low
No | 043578 | Electrocardiographs, Ambulatory, Continuous | 860322 - Digitrak Xt Holter Recorder | US21956151 | Philips Healthcare | SCI-CV Testing Center - Stow | Akron | Stow-Kent Campus | Stow-Kent Medical Center | 1st Floor | 2021-07-20 | Low
No | 043579 | Electrocardiographs, Ambulatory, Continuous | 860322 - Digitrak Xt Holter Recorder | US21956145 | Philips Healthcare | SCI-CV Testing Center - Stow | Akron | Stow-Kent Campus | Stow-Kent Medical Center | 1st Floor | 2021-07-20 | Low
No | 043580 | Electrocardiographs, Ambulatory, Continuous | 860322 - Digitrak Xt Holter Recorder | US21956153 | Philips Healthcare | SCI-CV Testing Center - Stow | Akron | Stow-Kent Campus | Stow-Kent Medical Center | 1st Floor | 2021-07-20 | Low
No | 043581 | Electrocardiographs, Ambulatory, Continuous | 860322 - Digitrak Xt Holter Recorder | US21956140 | Philips Healthcare | SCI-CV Testing Center - Stow | Akron | Stow-Kent Campus | Stow-Kent Medical Center | 1st Floor | 2021-07-20 | Low
No | 043582 | Electrocardiographs, Ambulatory, Continuous | 860322 - Digitrak Xt Holter Recorder | US21956146 | Philips Healthcare | SCI-CV Testing Center - Stow | Akron | Stow-Kent Campus | Stow-Kent Medical Center | 1st Floor | 2021-07-20 | Low
No | 043583 | Electrocardiographs, Ambulatory, Continuous | 860322 - Digitrak Xt Holter Recorder | US21956141 | Philips Healthcare | SCI-CV Testing Center - Stow | Akron | Stow-Kent Campus | Stow-Kent Medical Center | 1st Floor | 2021-07-20 | Low
No | 043584 | Electrocardiographs, Ambulatory, Continuous | 860322 - Digitrak Xt Holter Recorder | US21956135 | Philips Healthcare | SCI-CV Testing Center - Stow | Akron | Stow-Kent Campus | Stow-Kent Medical Center | 1st Floor | 2021-07-20 | Low
No | 043585 | Electrocardiographs, Ambulatory, Continuous | 860322 - Digitrak Xt Holter Recorder | US21956152 | Philips Healthcare | SCI-CV Testing Center - Stow | Akron | Stow-Kent Campus | Stow-Kent Medical Center | 1st Floor | 2021-07-20 | Low
No | 060712 | Electrocardiographs, Ambulatory, Continuous | 860322 - Digitrak Xt Holter Recorder | US21954917 | Philips Healthcare | SCI - Noninvasive Cardio Service | Akron | Akron City Campus | Akron City Hospital | Ground Floor | 2022-03-28 | Low
No | 060713 | Electrocardiographs, Ambulatory, Continuous | 860322 - Digitrak Xt Holter Recorder | US21958435 | Philips Healthcare | SCI - Noninvasive Cardio Service | Akron | Akron City Campus | Akron City Hospital | Ground Floor | 2022-03-28 | Low
No | 060714 | Electrocardiographs, Ambulatory, Continuous | 860322 - Digitrak Xt Holter Recorder | US21958436 | Philips Healthcare | SCI - Noninvasive Cardio Service | Akron | Akron City Campus | Akron City Hospital | Ground Floor | 2022-03-28 | Low
No | 060715 | Electrocardiographs, Ambulatory, Continuous | 860322 - Digitrak Xt Holter Recorder | US21958438 | Philips Healthcare | SCI - Noninvasive Cardio Service | Akron | Akron City Campus | Akron City Hospital | Ground Floor | 2022-03-29 | Low
No | 060716 | Electrocardiographs, Ambulatory, Continuous | 860322 - Digitrak Xt Holter Recorder | US21958439 | Philips Healthcare | SCI - Noninvasive Cardio Service | Akron | Akron City Campus | Akron City Hospital | Ground Floor | 2022-03-29 | Low
No | 060717 | Electrocardiographs, Ambulatory, Continuous | 860322 - Digitrak Xt Holter Recorder | US21958444 | Philips Healthcare | SCI - Noninvasive Cardio Service | Akron | Akron City Campus | Akron City Hospital | Ground Floor | 2022-03-29 | Low
No | 060718 | Electrocardiographs, Ambulatory, Continuous | 860322 - Digitrak Xt Holter Recorder | US21958451 | Philips Healthcare | SCI - Noninvasive Cardio Service | Akron | Akron City Campus | Akron City Hospital | Ground Floor | 2022-03-29 | Low
No | 060719 | Electrocardiographs, Ambulatory, Continuous | 860322 - Digitrak Xt Holter Recorder | US21958455 | Philips Healthcare | SCI - Noninvasive Cardio Service | Akron | Akron City Campus | Akron City Hospital | Ground Floor | 2022-03-29 | Low
No | 060720 | Electrocardiographs, Ambulatory, Continuous | 860322 - Digitrak Xt Holter Recorder | US21958456 | Philips Healthcare | SCI - Noninvasive Cardio Service | Akron | Akron City Campus | Akron City Hospital | Ground Floor | 2022-03-29 | Low
No | 060721 | Electrocardiographs, Ambulatory, Continuous | 860322 - Digitrak Xt Holter Recorder | US21958460 | Philips Healthcare | SCI - Noninvasive Cardio Service | Akron | Akron City Campus | Akron City Hospital | Ground Floor | 2022-03-29 | Low
No | 061776 | Electrocardiographs, Ambulatory, Continuous | 860322 - Digitrak Xt Holter Recorder | US21958567 | Philips Healthcare | SCI - Noninvasive Cardio Service | Akron | Akron City Campus | Akron City Hospital | Ground Floor | 2022-03-29 | Low
No | 061777 | Electrocardiographs, Ambulatory, Continuous | 860322 - Digitrak Xt Holter Recorder | US21958568 | Philips Healthcare | SCI - Noninvasive Cardio Service | Akron | Akron City Campus | Akron City Hospital | Ground Floor | 2022-03-29 | Low
No | 061778 | Electrocardiographs, Ambulatory, Continuous | 860322 - Digitrak Xt Holter Recorder | US21958573 | Philips Healthcare | SCI - Noninvasive Cardio Service | Akron | Akron City Campus | Akron City Hospital | Ground Floor | 2022-03-29 | Low
No | 061779 | Electrocardiographs, Ambulatory, Continuous | 860322 - Digitrak Xt Holter Recorder | US21958580 | Philips Healthcare | SCI - Noninvasive Cardio Service | Akron | Akron City Campus | Akron City Hospital | Ground Floor | 2022-03-29 | Low
No | 061780 | Electrocardiographs, Ambulatory, Continuous | 860322 - Digitrak Xt Holter Recorder | US21958581 | Philips Healthcare | SCI - Noninvasive Cardio Service | Akron | Akron City Campus | Akron City Hospital | Ground Floor | 2022-03-29 | Low
No | 061781 | Electrocardiographs, Ambulatory, Continuous | 860322 - Digitrak Xt Holter Recorder | US21958583 | Philips Healthcare | SCI - Noninvasive Cardio Service | Akron | Akron City Campus | Akron City Hospital | Ground Floor | 2022-03-29 | Low
No | 061782 | Electrocardiographs, Ambulatory, Continuous | 860322 - Digitrak Xt Holter Recorder | US21958584 | Philips Healthcare | SCI - Noninvasive Cardio Service | Akron | Akron City Campus | Akron City Hospital | Ground Floor | 2022-03-29 | Low
No | 061783 | Electrocardiographs, Ambulatory, Continuous | 860322 - Digitrak Xt Holter Recorder | US21958590 | Philips Healthcare | SCI - Noninvasive Cardio Service | Akron | Akron City Campus | Akron City Hospital | Ground Floor | 2022-03-29 | Low
No | 061784 | Electrocardiographs, Ambulatory, Continuous | 860322 - Digitrak Xt Holter Recorder | US21958591 | Philips Healthcare | SCI - Noninvasive Cardio Service | Akron | Akron City Campus | Akron City Hospital | Ground Floor | 2022-03-29 | Low
No | 061785 | Electrocardiographs, Ambulatory, Continuous | 860322 - Digitrak Xt Holter Recorder | US21958594 | Philips Healthcare | SCI - Noninvasive Cardio Service | Akron | Akron City Campus | Akron City Hospital | Ground Floor | 2022-03-29 | Low
No | 061786 | Electrocardiographs, Ambulatory, Continuous | 860322 - Digitrak Xt Holter Recorder | US21958595 | Philips Healthcare | SCI - Noninvasive Cardio Service | Akron | Akron City Campus | Akron City Hospital | Ground Floor | 2022-03-29 | Low
No | 061787 | Electrocardiographs, Ambulatory, Continuous | 860322 - Digitrak Xt Holter Recorder | US21958640 | Philips Healthcare | SCI - Noninvasive Cardio Service | Akron | Akron City Campus | Akron City Hospital | Ground Floor | 2022-03-29 | Low
No | 061788 | Electrocardiographs, Ambulatory, Continuous | 860322 - Digitrak Xt Holter Recorder | US21858798 | Philips Healthcare | SCI - Noninvasive Cardio Service | Akron | Akron City Campus | Akron City Hospital | Ground Floor | 2022-03-29 | Low
No | 063161 | Electrocardiographs, Ambulatory, Continuous | 860322 - Digitrak Xt Holter Recorder | US11746842 | Philips Healthcare | SCI - Noninvasive Cardio Service | Akron | Akron City Campus | Akron City Hospital | Ground Floor | 2018-10-29 | Low
No | 064089 | Electrocardiographs, Ambulatory, Continuous | 860322 - Digitrak Xt Holter Recorder | US21964842 | Philips Healthcare | SCI - Noninvasive Cardio Service | Akron | Akron City Campus | 95 Arch | 3rd Floor | 2024-10-10 | Low
No | 064090 | Electrocardiographs, Ambulatory, Continuous | 860322 - Digitrak Xt Holter Recorder | US21964844 | Philips Healthcare | SCI - Noninvasive Cardio Service | Akron | Akron City Campus | 95 Arch | 3rd Floor | 2024-10-10 | Low
No | 064091 | Electrocardiographs, Ambulatory, Continuous | 860322 - Digitrak Xt Holter Recorder | US21964845 | Philips Healthcare | SCI - Noninvasive Cardio Service | Akron | Akron City Campus | 95 Arch | 3rd Floor | 2024-10-10 | Low
No | 064092 | Electrocardiographs, Ambulatory, Continuous | 860322 - Digitrak Xt Holter Recorder | US21964848 | Philips Healthcare | SCI - Noninvasive Cardio Service | Akron | Akron City Campus | 95 Arch | 3rd Floor | 2024-10-10 | Low
No | 064093 | Electrocardiographs, Ambulatory, Continuous | 860322 - Digitrak Xt Holter Recorder | US21964849 | Philips Healthcare | SCI - Noninvasive Cardio Service | Akron | Akron City Campus | 95 Arch | 3rd Floor | 2024-10-10 | Low
No | 064094 | Electrocardiographs, Ambulatory, Continuous | 860322 - Digitrak Xt Holter Recorder | US21964853 | Philips Healthcare | SCI - Noninvasive Cardio Service | Akron | Akron City Campus | 95 Arch | 3rd Floor | 2024-10-10 | Low
No | 064095 | Electrocardiographs, Ambulatory, Continuous | 860322 - Digitrak Xt Holter Recorder | US21964857 | Philips Healthcare | SCI - Noninvasive Cardio Service | Akron | Akron City Campus | 95 Arch | 3rd Floor | 2024-10-10 | Low
No | 064096 | Electrocardiographs, Ambulatory, Continuous | 860322 - Digitrak Xt Holter Recorder | US21964859 | Philips Healthcare | SCI - Noninvasive Cardio Service | Akron | Akron City Campus | 95 Arch | 3rd Floor | 2024-10-10 | Low
No | 064097 | Electrocardiographs, Ambulatory, Continuous | 860322 - Digitrak Xt Holter Recorder | US21964860 | Philips Healthcare | SCI - Noninvasive Cardio Service | Akron | Akron City Campus | 95 Arch | 3rd Floor | 2024-10-10 | Low
No | 064098 | Electrocardiographs, Ambulatory, Continuous | 860322 - Digitrak Xt Holter Recorder | US21964861 | Philips Healthcare | SCI - Noninvasive Cardio Service | Akron | Akron City Campus | 95 Arch | 3rd Floor | 2024-10-10 | Low
No | 064099 | Electrocardiographs, Ambulatory, Continuous | 860322 - Digitrak Xt Holter Recorder | US21964946 | Philips Healthcare | SCI - Noninvasive Cardio Service | Akron | Akron City Campus | 95 Arch | 3rd Floor | 2024-10-10 | Low
No | 064100 | Electrocardiographs, Ambulatory, Continuous | 860322 - Digitrak Xt Holter Recorder | US21964955 | Philips Healthcare | SCI - Noninvasive Cardio Service | Akron | Akron City Campus | 95 Arch | 3rd Floor | 2024-10-10 | Low
No | 064726 | Electrocardiographs, Ambulatory, Continuous | 860322 - Digitrak Xt Holter Recorder | US21964959 | Philips Healthcare | SCI - Noninvasive Cardio Service | Akron | Akron City Campus | 95 Arch | 3rd Floor | 2024-10-10 | Low
No | 064727 | Electrocardiographs, Ambulatory, Continuous | 860322 - Digitrak Xt Holter Recorder | US21964966 | Philips Healthcare | SCI - Noninvasive Cardio Service | Akron | Akron City Campus | 95 Arch | 3rd Floor | 2024-10-10 | Low
No | 070669 | Electrocardiographs, Ambulatory, Continuous | 860322 - Digitrak Xt Holter Recorder | US219648100 | Philips Healthcare | SCI - Cardiac Stress Testing - SB | Barberton | Barberton Campus | Summa Barberton Hospital | Ground Floor | 2024-09-27 06:30 | Low
No | 070670 | Electrocardiographs, Ambulatory, Continuous | 860322 - Digitrak Xt Holter Recorder | US21964813 | Philips Healthcare | SCI - Cardiac Stress Testing - SB | Barberton | Barberton Campus | Summa Barberton Hospital | Ground Floor | 2024-09-27 06:30 | Low
No | 070671 | Electrocardiographs, Ambulatory, Continuous | 860322 - Digitrak Xt Holter Recorder | US21964815 | Philips Healthcare | SCI - Cardiac Stress Testing - SB | Barberton | Barberton Campus | Summa Barberton Hospital | Ground Floor | 2024-09-27 06:30 | Low
No | 070672 | Electrocardiographs, Ambulatory, Continuous | 860322 - Digitrak Xt Holter Recorder | US21964816 | Philips Healthcare | SCI - Cardiac Stress Testing - SB | Barberton | Barberton Campus | Summa Barberton Hospital | Ground Floor | 2024-09-27 06:30 | Low
No | 070673 | Electrocardiographs, Ambulatory, Continuous | 860322 - Digitrak Xt Holter Recorder | US21964826 | Philips Healthcare | SCI - Cardiac Stress Testing - SB | Barberton | Barberton Campus | Summa Barberton Hospital | Ground Floor | 2024-09-27 06:30 | Low
No | 070674 | Electrocardiographs, Ambulatory, Continuous | 860322 - Digitrak Xt Holter Recorder | US21964837 | Philips Healthcare | SCI - Cardiac Stress Testing - SB | Barberton | Barberton Campus | Summa Barberton Hospital | Ground Floor | 2024-09-27 06:30 | Low
No | 070675 | Electrocardiographs, Ambulatory, Continuous | 860322 - Digitrak Xt Holter Recorder | US21964843 | Philips Healthcare | SCI - Cardiac Stress Testing - SB | Barberton | Barberton Campus | Summa Barberton Hospital | Ground Floor | 2024-09-27 06:30 | Low
No | 070676 | Electrocardiographs, Ambulatory, Continuous | 860322 - Digitrak Xt Holter Recorder | US21964846 | Philips Healthcare | SCI - Cardiac Stress Testing - SB | Barberton | Barberton Campus | Summa Barberton Hospital | Ground Floor | 2024-09-27 06:30 | Low
No | 070677 | Electrocardiographs, Ambulatory, Continuous | 860322 - Digitrak Xt Holter Recorder | US21964847 | Philips Healthcare | SCI - Cardiac Stress Testing - SB | Barberton | Barberton Campus | Summa Barberton Hospital | Ground Floor | 2024-09-27 06:30 | Low
No | 070678 | Electrocardiographs, Ambulatory, Continuous | 860322 - Digitrak Xt Holter Recorder | US21964851 | Philips Healthcare | SCI - Cardiac Stress Testing - SB | Barberton | Barberton Campus | Summa Barberton Hospital | Ground Floor | 2024-09-27 06:30 | Low
No | 070679 | Electrocardiographs, Ambulatory, Continuous | 860322 - Digitrak Xt Holter Recorder | US21964855 | Philips Healthcare | SCI - Cardiac Stress Testing - SB | Barberton | Barberton Campus | Summa Barberton Hospital | Ground Floor | 2024-09-27 06:30 | Low
No | 070680 | Electrocardiographs, Ambulatory, Continuous | 860322 - Digitrak Xt Holter Recorder | US21964858 | Philips Healthcare | SCI - Cardiac Stress Testing - SB | Barberton | Barberton Campus | Summa Barberton Hospital | Ground Floor | 2024-09-27 06:30 | Low
No | 070681 | Electrocardiographs, Ambulatory, Continuous | 860322 - Digitrak Xt Holter Recorder | US21964862 | Philips Healthcare | SCI - Cardiac Stress Testing - SB | Barberton | Barberton Campus | Summa Barberton Hospital | Ground Floor | 2024-09-27 06:30 | Low
No | 070682 | Electrocardiographs, Ambulatory, Continuous | 860322 - Digitrak Xt Holter Recorder | US21964863 | Philips Healthcare | SCI - Cardiac Stress Testing - SB | Barberton | Barberton Campus | Summa Barberton Hospital | Ground Floor | 2024-09-27 06:30 | Low
No | 070683 | Electrocardiographs, Ambulatory, Continuous | 860322 - Digitrak Xt Holter Recorder | US21964864 | Philips Healthcare | SCI - Cardiac Stress Testing - SB | Barberton | Barberton Campus | Summa Barberton Hospital | Ground Floor | 2024-09-27 06:30 | Low
No | 070684 | Electrocardiographs, Ambulatory, Continuous | 860322 - Digitrak Xt Holter Recorder | US21964865 | Philips Healthcare | SCI - Cardiac Stress Testing - SB | Barberton | Barberton Campus | Summa Barberton Hospital | Ground Floor | 2024-09-27 06:30 | Low
No | 070685 | Electrocardiographs, Ambulatory, Continuous | 860322 - Digitrak Xt Holter Recorder | US21964952 | Philips Healthcare | SCI - Cardiac Stress Testing - SB | Barberton | Barberton Campus | Summa Barberton Hospital | Ground Floor | 2024-09-27 06:30 | Low
No | 070686 | Electrocardiographs, Ambulatory, Continuous | 860322 - Digitrak Xt Holter Recorder | US21964953 | Philips Healthcare | SCI - Cardiac Stress Testing - SB | Barberton | Barberton Campus | Summa Barberton Hospital | Ground Floor | 2024-09-27 06:30 | Low
No | 070687 | Electrocardiographs, Ambulatory, Continuous | 860322 - Digitrak Xt Holter Recorder | US21964958 | Philips Healthcare | SCI - Cardiac Stress Testing - SB | Barberton | Barberton Campus | Summa Barberton Hospital | Ground Floor | 2024-09-27 06:30 | Low
No | 070688 | Electrocardiographs, Ambulatory, Continuous | 860322 - Digitrak Xt Holter Recorder | US21964964 | Philips Healthcare | SCI - Cardiac Stress Testing - SB | Barberton | Barberton Campus | Summa Barberton Hospital | Ground Floor | 2024-09-27 06:30 | Low
No | 070689 | Electrocardiographs, Ambulatory, Continuous | 860322 - Digitrak Xt Holter Recorder | US21964965 | Philips Healthcare | SCI - Cardiac Stress Testing - SB | Barberton | Barberton Campus | Summa Barberton Hospital | Ground Floor | 2024-09-27 06:30 | Low
No | US11746369 | Electrocardiographs, Ambulatory, Continuous | 860322 - Digitrak Xt Holter Recorder | US11746369 | Philips Healthcare | SCI - Noninvasive Cardio Service | Akron | Akron City Campus | Akron City Hospital | Ground Floor | 2018-10-29 | Low
No | US11746838 | Electrocardiographs, Ambulatory, Continuous | 860322 - Digitrak Xt Holter Recorder | US11746838 | Philips Healthcare | SCI - Noninvasive Cardio Service | Akron | Akron City Campus | Akron City Hospital | Ground Floor | 2018-10-29 | Low
No | US11746865 | Electrocardiographs, Ambulatory, Continuous | 860322 - Digitrak Xt Holter Recorder | US11746865 | Philips Healthcare | SCI - Noninvasive Cardio Service | Akron | Akron City Campus | Akron City Hospital | Ground Floor | 2018-10-29 | Low
No | 063516 | Electrocardiographs, Multichannel, Interpretive | 1-100-1550 - Midmark Digital ECG | 06202312 | Midmark | SAMS Clinic | Akron | Akron City Campus | 95 Arch | Ground Floor | 2023-12-15 10:52 | Low
No | 064814 | Electrocardiographs, Multichannel, Interpretive | 1-100-1550 - Midmark Digital ECG | 0161244D | Midmark | Internal Medicine | Akron | Akron City Campus | 55 Arch | 1st Floor | 2024-12-27 07:35 | Low
No | 023632 | Electrocardiographs, Multichannel, Interpretive | 4-000-0062 - IQecg | 488740 | Midmark | Internal Medicine - White Pond | Barberton | White Pond Campus | White Pond Medical Center | 2nd Floor | 2021-01-19 | Low
No | 026958 | Electrocardiographs, Multichannel, Interpretive | 4-000-0062 - IQecg | 4814086 | Midmark | Rootstown Urgent Care | Akron | Rootstown Campus | Rootstown Medical Center | Ground Floor | 2021-09-24 | Low
No | 039461 | Electrocardiographs, Multichannel, Interpretive | 4-000-0062 - IQecg | 4814028 | Midmark | Internal Medicine - Barberton | Barberton | Barberton Campus | Summa Barberton Hospital | 1st Floor | 2021-07-23 | Low
No | 039474 | Electrocardiographs, Multichannel, Interpretive | 4-000-0062 - IQecg | 489469 | Midmark | Internal Medicine - White Pond | Barberton | White Pond Campus | White Pond Medical Center | 2nd Floor | 2021-07-16 | Low
No | 039630 | Electrocardiographs, Multichannel, Interpretive | 4-000-0062 - IQecg | 489466 | Midmark | NEOCS Cardiology - SBH | Barberton | Barberton Campus | Summa Barberton Hospital | 1st Floor | 2022-01-25 | Low
No | 039678 | Electrocardiographs, Multichannel, Interpretive | 4-000-0062 - IQecg | 489480 | Midmark | NEOCS Cardiology - SBH | Barberton | Barberton Campus | Summa Barberton Hospital | 1st Floor | 2022-01-31 | Low
No | 043575 | Electrocardiographs, Multichannel, Interpretive | 4-000-0062 - IQecg | 4814030 | Midmark | NEOCS Cardiology - Rootstown | Akron | Rootstown Campus | Rootstown Medical Center | Ground Floor | 2021-09-24 | Low
No | 043743 | Electrocardiographs, Multichannel, Interpretive | 4-000-0062 - IQecg | 4813092 | Midmark | NEOCS Cardiology - Stow | Akron | Stow-Kent Campus | Stow-Kent Medical Center | 2nd Floor | 2021-07-19 | Low
No | 043744 | Electrocardiographs, Multichannel, Interpretive | 4-000-0062 - IQecg | 4813189 | Midmark | Pulmonary - Stow | Akron | Stow-Kent Campus | Stow-Kent Medical Center | 2nd Floor | 2021-07-19 | Low
No | 043745 | Electrocardiographs, Multichannel, Interpretive | 4-000-0062 - IQecg | 4813183 | Midmark | Internal Medicine - Stow | Akron | Stow-Kent Campus | Stow-Kent Medical Center | 2nd Floor | 2021-07-19 | Low
No | 043890 | Electrocardiographs, Multichannel, Interpretive | 4-000-0062 - IQecg | 486369 | Midmark | Rittman Family Practice, Inc. | Barberton | Wadsworth Campus | Rittman Family Medicine | Ground Floor | 2021-11-15 | Low
No | 043893 | Electrocardiographs, Multichannel, Interpretive | 4-000-0062 - IQecg | 485289 | Midmark | Medical Center of Rittman | Barberton | Wadsworth Campus | Medical Center of Rittman | Ground Floor | 2021-11-15 | Low
No | 052172 | Electrocardiographs, Multichannel, Interpretive | 4-000-0062 - IQecg | 484965 | Midmark | Center for Senior Health | Akron | Akron City Campus | 75 Arch | Ground Floor | 2018-08-17 | Low
No | 055656 | Electrocardiographs, Multichannel, Interpretive | 4-000-0062 - IQecg | 486631 | Midmark | Family Medicine Center | Akron | Akron City Campus | 55 Arch | 3rd Floor | 2019-02-05 | Low
No | 056247 | Electrocardiographs, Multichannel, Interpretive | 4-000-0062 - IQecg | 486604 | Midmark | Green Urgent Care | Barberton | Green Campus | Green Urgent Care | Ground Floor | 2019-04-25 | Low
No | 056449 | Electrocardiographs, Multichannel, Interpretive | 4-000-0062 - IQecg | 488438 | Midmark | Pride Clinic | Akron | Chapel Hill Campus | Summa Health Chapel Hill | Ground Floor | 2019-11-07 | Low
No | 058119 | Electrocardiographs, Multichannel, Interpretive | 4-000-0062 - IQecg | 487283 | Midmark | Tallmadge Family Medicine | Akron | Tallmadge Campus | Tallmadge Medical Center | 2nd Floor | 2019-09-18 | Low
No | 058760 | Electrocardiographs, Multichannel, Interpretive | 4-000-0062 - IQecg | 488548 | Midmark | Internal Medicine - White Pond | Barberton | White Pond Campus | White Pond Medical Center | 1st Floor | 2020-03-06 | Low
No | 059327 | Electrocardiographs, Multichannel, Interpretive | 4-000-0062 - IQecg | 443824 | Midmark | Internal Medicine | Akron | Akron City Campus | 55 Arch | 1st Floor | 2020-09-22 | Low
No | 060176 | Electrocardiographs, Multichannel, Interpretive | 4-000-0062 - IQecg | 489055 | Midmark | Tallmadge Family Medicine | Akron | Tallmadge Campus | Tallmadge Medical Center | 2nd Floor | 2021-03-03 | Low
No | 060177 | Electrocardiographs, Multichannel, Interpretive | 4-000-0062 - IQecg | 4810197 | Midmark | Health Tech Mgmt | Akron | Akron City Campus | H Tower | Basement | 2021-03-03 | Low
No | 061089 | Electrocardiographs, Multichannel, Interpretive | 4-000-0062 - IQecg | 4812675 | Midmark | NEOCS Cardiology | Akron | Akron City Campus | 95 Arch | 3rd Floor | 2021-10-29 | Low
No | 061090 | Electrocardiographs, Multichannel, Interpretive | 4-000-0062 - IQecg | 4813700 | Midmark | NEOCS Cardiology | Akron | Akron City Campus | 95 Arch | 3rd Floor | 2021-10-29 | Low
No | 061091 | Electrocardiographs, Multichannel, Interpretive | 4-000-0062 - IQecg | 442352 | Midmark | NEOCS Cardiology | Akron | Akron City Campus | 95 Arch | 3rd Floor | 2021-10-29 | Low
No | 061092 | Electrocardiographs, Multichannel, Interpretive | 4-000-0062 - IQecg | 4812676 | Midmark | NEOCS Cardiology | Akron | Akron City Campus | 95 Arch | 3rd Floor | 2021-10-29 | Low
No | 061093 | Electrocardiographs, Multichannel, Interpretive | 4-000-0062 - IQecg | 461164 | Midmark | NEOCS Cardiology | Akron | Akron City Campus | 95 Arch | 3rd Floor | 2021-10-29 | Low
No | 061094 | Electrocardiographs, Multichannel, Interpretive | 4-000-0062 - IQecg | 480365 | Midmark | NEOCS Cardiology | Akron | Akron City Campus | 95 Arch | 3rd Floor | 2021-10-29 | Low
No | 061095 | Electrocardiographs, Multichannel, Interpretive | 4-000-0062 - IQecg | 480363 | Midmark | NEOCS Cardiology | Akron | Akron City Campus | 95 Arch | 3rd Floor | 2021-10-29 | Low
No | 061096 | Electrocardiographs, Multichannel, Interpretive | 4-000-0062 - IQecg | 483137 | Midmark | NEOCS Cardiology | Akron | Akron City Campus | 95 Arch | 3rd Floor | 2021-10-29 | Low
No | 061097 | Electrocardiographs, Multichannel, Interpretive | 4-000-0062 - IQecg | 486978 | Midmark | NEOCS Cardiology | Akron | Akron City Campus | 95 Arch | 3rd Floor | 2021-10-29 | Low
No | 061098 | Electrocardiographs, Multichannel, Interpretive | 4-000-0062 - IQecg | 489384 | Midmark | NEOCS Cardiology | Akron | Akron City Campus | 95 Arch | 3rd Floor | 2021-10-29 | Low
No | 061099 | Electrocardiographs, Multichannel, Interpretive | 4-000-0062 - IQecg | 4813698 | Midmark | NEOCS Cardiology | Akron | Akron City Campus | 95 Arch | 3rd Floor | 2021-10-29 | Low
No | 061149 | Electrocardiographs, Multichannel, Interpretive | 4-000-0062 - IQecg | 488399 | Midmark | Rootstown Primary Care | Akron | Rootstown Campus | Rootstown Medical Center | Ground Floor | 2022-06-22 | Low
No | 061360 | Electrocardiographs, Multichannel, Interpretive | 4-000-0062 - IQecg | 489479 | Midmark | Medina Primary Care | Barberton | Medina Campus | Medina Medical Center | 3rd Floor | 2021-07-19 | Low
No | 061361 | Electrocardiographs, Multichannel, Interpretive | 4-000-0062 - IQecg | 488616 | Midmark | Medina Primary Care | Barberton | Medina Campus | Medina Medical Center | 3rd Floor | 2021-07-19 | Low
No | 061610 | Electrocardiographs, Multichannel, Interpretive | 4-000-0062 - IQecg | 488737 | Midmark | Internal Medicine - Green | Barberton | Green Campus | Green Medical Center | Ground Floor | 2022-03-17 | Low
No | 062150 | Electrocardiographs, Multichannel, Interpretive | 4-000-0062 - IQecg | 488844 | Midmark | Cuyahoga Falls Primary Care | Akron | Cuyahoga Falls Campus | Cuyahoga Falls Primary Care | Ground Floor | 2022-03-17 01:00 | Low
No | 062251 | Electrocardiographs, Multichannel, Interpretive | 4-000-0062 - IQecg | 488741 | Midmark | Family Practice - AES | Akron | Non-Campus Sites | AES Family Medicine | 1st Floor | 2022-03-17 | Low
No | 062252 | Electrocardiographs, Multichannel, Interpretive | 4-000-0062 - IQecg | 488749 | Midmark | Internal Medicine Chapel Hill | Akron | Chapel Hill Campus | Summa Health Chapel Hill | Ground Floor | 2022-03-17 | Low
No | 062253 | Electrocardiographs, Multichannel, Interpretive | 4-000-0062 - IQecg | 488744 | Midmark | Internal Medicine Chapel Hill | Akron | Chapel Hill Campus | Summa Health Chapel Hill | Ground Floor | 2022-03-17 | Low
No | 062254 | Electrocardiographs, Multichannel, Interpretive | 4-000-0062 - IQecg | 488454 | Midmark | Internal Medicine - Green | Barberton | Green Campus | Green Medical Center | Ground Floor | 2022-08-01 | Low
No | 062256 | Electrocardiographs, Multichannel, Interpretive | 4-000-0062 - IQecg | 489456 | Midmark | NEOCS Cardiology - Green | Barberton | Green Campus | Green Medical Center | Ground Floor | 2022-03-17 | Low
No | 062257 | Electrocardiographs, Multichannel, Interpretive | 4-000-0062 - IQecg | 4814031 | Midmark | NEOCS Cardiology - Green | Barberton | Green Campus | Green Medical Center | Ground Floor | 2022-03-17 | Low
No | 062258 | Electrocardiographs, Multichannel, Interpretive | 4-000-0062 - IQecg | 488440 | Midmark | Urgent Care - Fairlawn | Akron | Fairlawn Campus | Fairlawn Urgent Care | Ground Floor | 2022-03-17 | Low
No | 062260 | Electrocardiographs, Multichannel, Interpretive | 4-000-0062 - IQecg | 489461 | Midmark | NEOCS Cardiology - Cuyahoga Falls | Akron | Cuyahoga Falls Campus | Cuyahoga Falls Primary Care | Ground Floor | 2022-08-22 | Low
No | 062261 | Electrocardiographs, Multichannel, Interpretive | 4-000-0062 - IQecg | 486634 | Midmark | NEOCS Cardiology - White Pond | Barberton | White Pond Campus | White Pond Medical Center | 2nd Floor | 2022-08-22 | Low
No | 062262 | Electrocardiographs, Multichannel, Interpretive | 4-000-0062 - IQecg | 487284 | Midmark | NEOCS Cardiology - White Pond | Barberton | White Pond Campus | White Pond Medical Center | 2nd Floor | 2022-08-22 | Low
No | 062263 | Electrocardiographs, Multichannel, Interpretive | 4-000-0062 - IQecg | 487327 | Midmark | NEOCS Cardiology - White Pond | Barberton | White Pond Campus | White Pond Medical Center | 2nd Floor | 2022-08-22 | Low
No | 062264 | Electrocardiographs, Multichannel, Interpretive | 4-000-0062 - IQecg | 489460 | Midmark | NEOCS Cardiology - White Pond | Barberton | White Pond Campus | White Pond Medical Center | 2nd Floor | 2022-08-22 | Low
No | 062265 | Electrocardiographs, Multichannel, Interpretive | 4-000-0062 - IQecg | 421331 | Midmark | NEOCS Cardiology - White Pond | Barberton | White Pond Campus | White Pond Medical Center | 2nd Floor | 2022-08-22 | Low
No | 063508 | Electrocardiographs, Multichannel, Interpretive | 4-000-0062 - IQecg | 4816772 | Midmark | Tallmadge Urgent Care | Akron | Tallmadge Campus | Tallmadge Medical Center | 1st Floor | 2024-02-06 13:06 | Low
No | 063785 | Electrocardiographs, Multichannel, Interpretive | 4-000-0062 - IQecg | 4816727 | Midmark | Center for Senior Health | Akron | Akron City Campus | 75 Arch | Ground Floor | 2021-03-03 | Low
No | 070037 | Electrocardiographs, Multichannel, Interpretive | 4-000-0062 - IQecg | 4817294 | Midmark | Internal Medicine - Green | Barberton | Green Campus | Green Medical Center | Ground Floor | 2022-08-01 | Low
No | 070367 | Electrocardiographs, Multichannel, Interpretive | 4-000-0062 - IQecg | 4810788 | Midmark | Health Tech Mgmt - SB | Barberton | Barberton Campus | Summa Barberton Hospital | 5th Floor | 2024-02-27 11:01 | Low
No | 070439 | Electrocardiographs, Multichannel, Interpretive | 4-000-0062 - IQecg | 489388 | Midmark | Pulmonary - Barberton | Barberton | Barberton Campus | Pulmonary Medicine | Ground Floor | 2024-06-12 | Low
No | 033080 | Electrocardiographs, Multichannel, Interpretive | CP150 | 100005194013 | Hill-Rom / Welch Allyn | SH Clinical Rsrch Ctr-Oncology | Akron | Akron City Campus | Cooper Cancer Center | 2nd Floor | 2013-10-31 | Low
No | 063774 | Electrocardiographs, Multichannel, Interpretive | CP150 | 100004940924 | Hill-Rom / Welch Allyn | Center for Corporate Health | Akron | Cuyahoga Falls Campus | Cuyahoga Falls Medical Center | Ground Floor | 2024-03-14 14:13 | Low
No | 063814 | Electrocardiographs, Multichannel, Interpretive | CP150 | 10004670924 | Hill-Rom / Welch Allyn | Center for Corp Health - NEOMED | Akron | Rootstown Campus | Rootstown Medical Center | Ground Floor | 2024-03-13 10:27 | Low
No | 070369 | Electrocardiographs, Multichannel, Interpretive | CP150 | 100004660924 | Hill-Rom / Welch Allyn | Center for Corp Health - Green | Barberton | Green Campus | Green Medical Center | Ground Floor | 2024-03-12 10:11 | Low
No | 070370 | Electrocardiographs, Multichannel, Interpretive | CP150 | 100004960924 | Hill-Rom / Welch Allyn | Center for Corp Health - SB | Barberton | Barberton Campus | Tuscora Park Pavilion | 1st Floor | 2024-03-13 10:38 | Low
No | 070398 | Electrocardiographs, Multichannel, Interpretive | CP150 | 100004990924 | Hill-Rom / Welch Allyn | Center for Corp Health - SW | Barberton | Wadsworth Campus | Wadsworth-Rittman Medical Center | 1st Floor | 2024-03-13 10:38 | Low
No | 037442 | Electrocardiographs, Multichannel, Interpretive | CP200 | 20007275 | Hill-Rom / Welch Allyn | Wadsworth Family Practice | Barberton | Wadsworth Campus | Wadsworth-Rittman Medical Center | 1st Floor | 2020-06-08 | Low
No | 035643 | Electrocardiographs, Multichannel, Interpretive | DRE True ECG 12 | M16C00390005 | Dre Medical | Medina ASC | Barberton | Medina Campus | Medina Medical Center | 1st Floor | 2023-03-20 10:27 | Low
No | 063813 | Electrocardiographs, Multichannel, Interpretive | ELI 150C Series 2 | 118380000516 | Mortara Instruments | Infectious Disease Research | Akron | Akron City Campus | 75 Arch | 1st Floor | 2024-01-17 15:25 | Low
No | 027739 | Electrocardiographs, Multichannel, Interpretive | PageWriter TC70 | US01208841 | Philips Healthcare | Health Tech Mgmt - SB | Barberton | Barberton Campus | Summa Barberton Hospital | 5th Floor | 2011-11-22 | Low
No | 028002 | Electrocardiographs, Multichannel, Interpretive | PageWriter TC70 | US31106194 | Philips Healthcare | SCI - EKG Services | Akron | Akron City Campus | Akron City Hospital | 5th Floor | 2011-03-21 | Low
No | 028003 | Electrocardiographs, Multichannel, Interpretive | PageWriter TC70 | US31106195 | Philips Healthcare | SCI - EKG Services | Akron | Akron City Campus | Akron City Hospital | 5th Floor | 2011-03-21 | Low
No | 028005 | Electrocardiographs, Multichannel, Interpretive | PageWriter TC70 | US31106189 | Philips Healthcare | SCI - EKG Services | Akron | Akron City Campus | Akron City Hospital | 5th Floor | 2011-03-21 | Low
No | 028006 | Electrocardiographs, Multichannel, Interpretive | PageWriter TC70 | US31106188 | Philips Healthcare | SCI - EKG Services | Akron | Akron City Campus | Akron City Hospital | 5th Floor | 2011-03-21 | Low
No | 028007 | Electrocardiographs, Multichannel, Interpretive | PageWriter TC70 | US01513692 | Philips Healthcare | SCI - EKG Services | Akron | Akron City Campus | Akron City Hospital | 1st Floor | 2011-03-21 | Low
No | 028065 | Electrocardiographs, Multichannel, Interpretive | PageWriter TC70 | US90801106 | Philips Healthcare | SCI - EKG Services | Akron | Akron City Campus | Akron City Hospital | 5th Floor | 2011-11-29 | Low
No | 028877 | Electrocardiographs, Multichannel, Interpretive | PageWriter TC70 | US31106185 | Philips Healthcare | SCI - EKG Services | Akron | Akron City Campus | Akron City Hospital | 5th Floor | 2011-03-31 | Low
No | 028878 | Electrocardiographs, Multichannel, Interpretive | PageWriter TC70 | US31106193 | Philips Healthcare | SCI - EKG Services | Akron | Akron City Campus | 95 Arch | Ground Floor | 2011-03-31 | Low
No | 028879 | Electrocardiographs, Multichannel, Interpretive | PageWriter TC70 | US31106191 | Philips Healthcare | SCI - EKG Services | Akron | Akron City Campus | Akron City Hospital | 5th Floor | 2011-03-31 | Low
No | 028880 | Electrocardiographs, Multichannel, Interpretive | PageWriter TC70 | USO1513688 | Philips Healthcare | SCI - EKG Services - SB | Barberton | Barberton Campus | Summa Barberton Hospital | Ground Floor | 2011-03-31 | Low
No | 028881 | Electrocardiographs, Multichannel, Interpretive | PageWriter TC70 | US31106186 | Philips Healthcare | SCI - EKG Services - SB | Barberton | Barberton Campus | Summa Barberton Hospital | Ground Floor | 2011-03-31 | Low
No | 028882 | Electrocardiographs, Multichannel, Interpretive | PageWriter TC70 | US31106190 | Philips Healthcare | SCI - EKG Services | Akron | Fairlawn Campus | Spine and Neuroscience Center | Ground Floor | 2011-03-31 | Low
No | 029440 | Electrocardiographs, Multichannel, Interpretive | PageWriter TC70 | USO1513689 | Philips Healthcare | SCI - EKG Services - SB | Barberton | Barberton Campus | Summa Barberton Hospital | Ground Floor | 2012-01-16 | Low
No | 031084 | Electrocardiographs, Multichannel, Interpretive | PageWriter TC70 | USN1107318 | Philips Healthcare | Summa Rehab Hospital | Akron | Akron City Campus | Summa Rehab Hospital |  | 2012-01-04 | Low
No | 031300 | Electrocardiographs, Multichannel, Interpretive | PageWriter TC70 | USO1412117 | Philips Healthcare | Emergency Department (ED) - Green | Barberton | Green Campus | Green Medical Center | Ground Floor | 2012-04-26 | Low
No | 034969 | Electrocardiographs, Multichannel, Interpretive | PageWriter TC70 | US01107067 | Philips Healthcare | SCI - EKG Services | Akron | Akron City Campus | Akron City Hospital | 5th Floor | 2011-10-20 | Low
No | 036779 | Electrocardiographs, Multichannel, Interpretive | PageWriter TC70 | USO1513690 | Philips Healthcare | Emergency Department (ED) - Green | Barberton | Green Campus | Green Medical Center | Ground Floor | 2015-10-29 | Low
No | 036780 | Electrocardiographs, Multichannel, Interpretive | PageWriter TC70 | USO1208840 | Philips Healthcare | SCI - EKG Services - SB | Barberton | Barberton Campus | Summa Barberton Hospital | Ground Floor | 2015-10-29 | Low
No | 036781 | Electrocardiographs, Multichannel, Interpretive | PageWriter TC70 | USO1513688 | Philips Healthcare | SCI - EKG Services - SB | Barberton | Barberton Campus | Summa Barberton Hospital | Ground Floor | 2015-10-29 | Low
No | 036782 | Electrocardiographs, Multichannel, Interpretive | PageWriter TC70 | USO1513691 | Philips Healthcare | SCI - EKG Services - SB | Barberton | Barberton Campus | Summa Barberton Hospital | Ground Floor | 2015-10-29 | Low
No | 036973 | Electrocardiographs, Multichannel, Interpretive | PageWriter TC70 | USO1208841 | Philips Healthcare | Emergency Department (ED) - SBH | Barberton | Barberton Campus | Summa Barberton Hospital | Ground Floor | 2012-10-30 | Low
No | 037180 | Electrocardiographs, Multichannel, Interpretive | PageWriter TC70 | USO1513693 | Philips Healthcare | Emergency Department (ED) - SBH | Barberton | Barberton Campus | Summa Barberton Hospital | Ground Floor | 2012-10-30 | Low
No | 037209 | Electrocardiographs, Multichannel, Interpretive | PageWriter TC70 | US11207637 | Philips Healthcare | Emergency Department (ED) - SBH | Barberton | Barberton Campus | Summa Barberton Hospital | Ground Floor | 2012-10-30 | Low
No | 037453 | Electrocardiographs, Multichannel, Interpretive | PageWriter TC70 | USO1107067 | Philips Healthcare | Emergency Department (ED) - Wadsworth | Barberton | Wadsworth Campus | Wadsworth Emergency Bldg | Ground Floor | 2011-10-20 | Low
No | 037454 | Electrocardiographs, Multichannel, Interpretive | PageWriter TC70 | US81208568 | Philips Healthcare | Emergency Department (ED) - Wadsworth | Barberton | Wadsworth Campus | Wadsworth Emergency Bldg | Ground Floor | 2012-09-04 | Low
No | 037557 | Electrocardiographs, Multichannel, Interpretive | PageWriter TC70 | USO1513693 | Philips Healthcare | Sameday Surgery Center - SW | Barberton | Wadsworth Campus | Wadsworth-Rittman Medical Center | 1st Floor | 2015-10-29 | Low
No | 052178 | Electrocardiographs, Multichannel, Interpretive | PageWriter TC70 | USO1107212 | Philips Healthcare | Emergency Department (ED) - SBH | Barberton | Barberton Campus | Summa Barberton Hospital | 4th Floor | 2015-10-29 | Low
No | 059504 | Electrocardiographs, Multichannel, Interpretive | PageWriter TC70 | USO1412117 | Philips Healthcare | SCI - EKG Services | Akron | Akron City Campus | Akron City Hospital | 5th Floor | 2010-12-01 | Low
Yes | 038536 | Electroencephalographs | 5570196411 - Optiplex Xe3 | 03864 | Dell Computer | EEG Neurology Lab - SB | Barberton | Barberton Campus | Summa Barberton Hospital | 4th Floor | 2020-03-04 | Low
Yes | 039814 | Electroencephalographs | 5570196411 - Optiplex Xe3 | J00F3L3 | Dell Computer | Sleep Lab - Green | Barberton | Green Campus | Green Physician Office Building | 2nd Floor | 2022-09-15 | Low
Yes | 039815 | Electroencephalographs | 5570196411 - Optiplex Xe3 | HWGNVD3 | Dell Computer | Sleep Lab - Green | Barberton | Green Campus | Green Physician Office Building | 2nd Floor | 2022-09-15 | Low
Yes | 039816 | Electroencephalographs | 5570196411 - Optiplex Xe3 | HW7NDF3 | Dell Computer | Sleep Lab - Green | Barberton | Green Campus | Green Physician Office Building | 2nd Floor | 2022-09-15 | Low
Yes | 039817 | Electroencephalographs | 5570196411 - Optiplex Xe3 | BZZD3L3 | Dell Computer | Sleep Lab - Green | Barberton | Green Campus | Green Physician Office Building | 2nd Floor | 2022-09-15 | Low
Yes | 039853 | Electroencephalographs | 5570196411 - Optiplex Xe3 | HVRCVD3 | Dell Computer | Sleep Lab - SB | Barberton | Barberton Campus | Summa Barberton Hospital | 4th Floor | 2022-09-15 | Low
Yes | 039854 | Electroencephalographs | 5570196411 - Optiplex Xe3 | HVFLVD3 | Dell Computer | Sleep Lab - SB | Barberton | Barberton Campus | Summa Barberton Hospital | 4th Floor | 2022-09-15 | Low
Yes | 039855 | Electroencephalographs | 5570196411 - Optiplex Xe3 | HW4JDF3 | Dell Computer | Sleep Lab - SB | Barberton | Barberton Campus | Summa Barberton Hospital | 4th Floor | 2022-09-15 | Low
Yes | 039856 | Electroencephalographs | 5570196411 - Optiplex Xe3 | HW5FVD3 | Dell Computer | Sleep Lab - SB | Barberton | Barberton Campus | Summa Barberton Hospital | 4th Floor | 2022-09-15 | Low
Yes | 059021 | Electroencephalographs | 5570196411 - Optiplex Xe3 | 02529 | Dell Computer | Neurodiagnostics - White Pond | Barberton | White Pond Campus | Summa Health Neuroscience Services | 2nd Floor | 2020-06-10 | Low
Yes | 059475 | Electroencephalographs | 5570196411 - Optiplex Xe3 | 999KF33 | Dell Computer | EEG Neurology Lab | Akron | Akron City Campus | Akron City Hospital | Ground Floor | 2020-12-02 | Low
Yes | 059951 | Electroencephalographs | 5570196411 - Optiplex Xe3 | 00424-80200-08263-AA | Dell Computer | Neurodiagnostics - White Pond | Barberton | White Pond Campus | Summa Health Neuroscience Services | 2nd Floor | 2020-12-21 | Low
Yes | 060016 | Electroencephalographs | 5570196411 - Optiplex Xe3 | 3CTR233 | Dell Computer | EEG Neurology Lab | Akron | Akron City Campus | Akron City Hospital | Ground Floor | 2020-12-21 | Low
Yes | 060017 | Electroencephalographs | 5570196411 - Optiplex Xe3 | 3CQW233 | Dell Computer | EEG Neurology Lab | Akron | Akron City Campus | Akron City Hospital | Ground Floor | 2020-12-21 | Low
Yes | 060018 | Electroencephalographs | 5570196411 - Optiplex Xe3 | 02530 | Dell Computer | EEG Neurology Lab | Akron | Akron City Campus | Akron City Hospital | Ground Floor | 2020-12-21 | Low
Yes | 060022 | Electroencephalographs | 5570196411 - Optiplex Xe3 | 3D0NF33 | Dell Computer | Neurodiagnostics - White Pond | Barberton | White Pond Campus | Summa Health Neuroscience Services | 2nd Floor | 2020-12-21 | Low
Yes | 060736 | Electroencephalographs | 5570196411 - Optiplex Xe3 | D6M48B3 | Dell Computer | EEG Neurology Lab | Akron | Akron City Campus | Akron City Hospital | Ground Floor | 2021-07-30 | Low
Yes | 060744 | Electroencephalographs | 5570196411 - Optiplex Xe3 | CPPZ7B3 | Dell Computer | EEG Neurology Lab | Akron | Akron City Campus | Akron City Hospital | Ground Floor | 2021-07-30 | Low
Yes | 060756 | Electroencephalographs | 5570196411 - Optiplex Xe3 | D6QO8B3 | Dell Computer | EEG Neurology Lab | Akron | Akron City Campus | Akron City Hospital | Ground Floor | 2021-07-30 | Low
Yes | 060764 | Electroencephalographs | 5570196411 - Optiplex Xe3 | D6NZ7B3 | Dell Computer | EEG Neurology Lab | Akron | Akron City Campus | Akron City Hospital | Ground Floor | 2021-07-30 | Low
Yes | 060800 | Electroencephalographs | 5570196411 - Optiplex Xe3 | F8528B3 | Dell Computer | EEG Neurology Lab | Akron | Akron City Campus | Akron City Hospital | Ground Floor | 2021-07-30 | Low
Yes | 060802 | Electroencephalographs | 5570196411 - Optiplex Xe3 | JLZKZB3 | Dell Computer | EEG Neurology Lab | Akron | Akron City Campus | Akron City Hospital | Ground Floor | 2021-07-30 | Low
Yes | 060803 | Electroencephalographs | 5570196411 - Optiplex Xe3 | F84X7B3 | Dell Computer | EEG Neurology Lab | Akron | Akron City Campus | Akron City Hospital | Ground Floor | 2021-07-30 | Low
Yes | 060805 | Electroencephalographs | 5570196411 - Optiplex Xe3 | F8418B3 | Dell Computer | EEG Neurology Lab | Akron | Akron City Campus | Akron City Hospital | Ground Floor | 2021-07-30 | Low
Yes | 060808 | Electroencephalographs | 5570196411 - Optiplex Xe3 | F87Z7B3 | Dell Computer | EEG Neurology Lab | Akron | Akron City Campus | Akron City Hospital | Ground Floor | 2021-07-30 | Low
Yes | 060809 | Electroencephalographs | 5570196411 - Optiplex Xe3 | F85W7B3 | Dell Computer | EEG Neurology Lab | Akron | Akron City Campus | Akron City Hospital | Ground Floor | 2021-07-30 | Low
Yes | 060810 | Electroencephalographs | 5570196411 - Optiplex Xe3 | F92W7B3 | Dell Computer | EEG Neurology Lab | Akron | Akron City Campus | Akron City Hospital | Ground Floor | 2021-07-30 | Low
Yes | 060816 | Electroencephalographs | 5570196411 - Optiplex Xe3 | F9027BE | Dell Computer | EEG Neurology Lab | Akron | Akron City Campus | Akron City Hospital | Ground Floor | 2021-07-30 | Low
Yes | 062039 | Electroencephalographs | 5570196411 - Optiplex Xe3 | DC6F3L3 | Dell Computer | EEG Neurology Lab | Akron | Akron City Campus | Akron City Hospital | Ground Floor | 2022-07-16 | Low
Yes | 062047 | Electroencephalographs | 5570196411 - Optiplex Xe3 | 243F3L3 | Dell Computer | EEG Neurology Lab | Akron | Akron City Campus | Akron City Hospital | Ground Floor | 2022-07-16 | Low
Yes | 062054 | Electroencephalographs | 5570196411 - Optiplex Xe3 | 9B6F3L3 | Dell Computer | EEG Neurology Lab | Akron | Akron City Campus | Akron City Hospital | Ground Floor | 2022-07-16 | Low
Yes | 070107 | Electroencephalographs | 5570196411 - Optiplex Xe3 | HWBGVD3 | Dell Computer | Sleep Lab - White Pond | Barberton | White Pond Campus | Summa Health Neuroscience Services | 2nd Floor | 2022-09-15 | Low
Yes | 070108 | Electroencephalographs | 5570196411 - Optiplex Xe3 | HWFDDVD3 | Dell Computer | Sleep Lab - White Pond | Barberton | White Pond Campus | Summa Health Neuroscience Services | 2nd Floor | 2022-09-15 | Low
Yes | 070109 | Electroencephalographs | 5570196411 - Optiplex Xe3 | HVGMDF3 | Dell Computer | Sleep Lab - White Pond | Barberton | White Pond Campus | Summa Health Neuroscience Services | 2nd Floor | 2022-09-15 | Low
Yes | 070110 | Electroencephalographs | 5570196411 - Optiplex Xe3 | HW7PDF3 | Dell Computer | Sleep Lab - White Pond | Barberton | White Pond Campus | Summa Health Neuroscience Services | 2nd Floor | 2022-09-15 | Low
Yes | 070111 | Electroencephalographs | 5570196411 - Optiplex Xe3 | HVDNVD3 | Dell Computer | Sleep Lab - White Pond | Barberton | White Pond Campus | Summa Health Neuroscience Services | 2nd Floor | 2022-09-15 | Low
Yes | 070112 | Electroencephalographs | 5570196411 - Optiplex Xe3 | HWFNDF3 | Dell Computer | Sleep Lab - White Pond | Barberton | White Pond Campus | Summa Health Neuroscience Services | 2nd Floor | 2022-09-15 | Low
Yes | 070851 | Electroencephalographs | 5570196411 - Optiplex Xe3 | 7769F33 | Dell Computer | EEG Neurology Lab - SB | Barberton | Barberton Campus | Summa Barberton Hospital | 4th Floor | 2025-01-30 | Low
Yes | 070905 | Electroencephalographs | 5570196411 - Optiplex Xe3 | F00F3L3 | Dell Computer | Sleep Lab - Medina | Barberton | Medina Campus | Medina Medical Center | 2nd Floor | 2022-09-15 16:30 | Low
Yes | 070907 | Electroencephalographs | 5570196411 - Optiplex Xe3 | HVYHVD3 | Dell Computer | Sleep Lab - Medina | Barberton | Medina Campus | Medina Medical Center | 2nd Floor | 2022-09-15 16:32 | Low
Yes | 038538 | Electroencephalographs | JE-921A - Junction Box | 20287 | Nihon Kohden | EEG Neurology Lab - SB | Barberton | Barberton Campus | Summa Barberton Hospital | 4th Floor | 2020-03-04 | Low
Yes | 052388 | Electroencephalographs | JE-921A - Junction Box | 12821 | Nihon Kohden | EEG Neurology Lab | Akron | Akron City Campus | Akron City Hospital | Ground Floor | 2016-08-01 | Low
Yes | 054910 | Electroencephalographs | JE-921A - Junction Box | 15829 | Nihon Kohden | EEG Neurology Lab | Akron | Akron City Campus | Akron City Hospital | Ground Floor | 2018-11-05 | Low
Yes | 055275 | Electroencephalographs | JE-921A - Junction Box | 12751 | Nihon Kohden | Neurodiagnostics - White Pond | Barberton | White Pond Campus | Summa Health Neuroscience Services | 2nd Floor | 2016-08-01 | Low
Yes | 060469 | Electroencephalographs | JE-921A - Junction Box | 21797 | Nihon Kohden | EEG Neurology Lab | Akron | Akron City Campus | Akron City Hospital | Ground Floor | 2021-05-07 | Low
Yes | 060470 | Electroencephalographs | JE-921A - Junction Box | 22147 | Nihon Kohden | EEG Neurology Lab | Akron | Akron City Campus | Akron City Hospital | Ground Floor | 2021-05-11 | Low
Yes | 038539 | Electroencephalographs | JE-922A - Junction Box, Mini | 09604 | Nihon Kohden | EEG Neurology Lab - SB | Barberton | Barberton Campus | Summa Barberton Hospital | 4th Floor | 2020-03-04 | Low
Yes | 052389 | Electroencephalographs | JE-922A - Junction Box, Mini | 06337 | Nihon Kohden | EEG Neurology Lab | Akron | Akron City Campus | Akron City Hospital | Ground Floor | 2016-08-01 | Low
Yes | 054533 | Electroencephalographs | JE-922A - Junction Box, Mini | 02409 | Nihon Kohden | EEG Neurology Lab | Akron | Akron City Campus | Akron City Hospital | Ground Floor | 2016-08-01 | Low
Yes | 055274 | Electroencephalographs | JE-922A - Junction Box, Mini | 06338 | Nihon Kohden | Neurodiagnostics - White Pond | Barberton | White Pond Campus | Summa Health Neuroscience Services | 2nd Floor | 2016-08-01 | Low
Yes | 058612 | Electroencephalographs | JE-922A - Junction Box, Mini | 07570 | Nihon Kohden | EEG Neurology Lab | Akron | Akron City Campus | Akron City Hospital | Ground Floor | 2020-01-16 | Low
Yes | 059599 | Electroencephalographs | Latitude E5500 - Eeg Laptop | UD201782M | Dell Computer | EEG Neurology Lab | Akron | Akron City Campus | Akron City Hospital | 3rd Floor | 2020-12-02 | Low
Yes | 060025 | Electroencephalographs | Latitude E5500 - Eeg Laptop | RZ161056M | Dell Computer | Neurodiagnostics - White Pond | Barberton | White Pond Campus | Summa Health Neuroscience Services | 2nd Floor | 2020-12-02 | Low
Yes | 033123 | Electroencephalographs | OPTIPLEX 9020 - Cadwell Sleep System | 53DDK02 | Dell Computer | Sleep Lab - Green | Barberton | Green Campus | Green Physician Office Building | 2nd Floor | 2014-06-25 | Low
Yes | 033601 | Electroencephalographs | OPTIPLEX 9020 - Cadwell Sleep System | 11091136898 | Dell Computer | Sleep Lab - White Pond | Barberton | White Pond Campus | Summa Health Neuroscience Services | 2nd Floor | 2014-06-27 | Low
Yes | 033608 | Electroencephalographs | OPTIPLEX 9020 - Cadwell Sleep System | 110138277906 | Dell Computer | Sleep Lab - White Pond | Barberton | White Pond Campus | Summa Health Neuroscience Services | 2nd Floor | 2014-06-27 | Low
Yes | 059139 | Electroencephalographs | OPTIPLEX 9020 - Cadwell Sleep System | 11101354562 | Dell Computer | Sleep Lab - White Pond | Barberton | White Pond Campus | Summa Health Neuroscience Services | 2nd Floor | 2014-06-27 | Low
Yes | 060695 | Electroencephalography Amplifiers | 028066 | 028066030747 | Natus Medical | EEG Neurology Lab | Akron | Akron City Campus | Akron City Hospital | Ground Floor | 2021-07-30 | Low
Yes | 060729 | Electroencephalography Amplifiers | 028066 | 028066032501 | Natus Medical | EEG Neurology Lab | Akron | Akron City Campus | Akron City Hospital | Ground Floor | 2021-07-30 | Low
Yes | 060731 | Electroencephalography Amplifiers | 028066 | 028066030746 | Natus Medical | EEG Neurology Lab | Akron | Akron City Campus | Akron City Hospital | Ground Floor | 2021-07-30 | Low
Yes | 060796 | Electroencephalography Amplifiers | 028066 | 028066030894 | Natus Medical | EEG Neurology Lab | Akron | Akron City Campus | Akron City Hospital | Ground Floor | 2021-08-03 | Low
Yes | 063536 | Electroencephalography Amplifiers | 028066 | 028066032529 | Natus Medical | EEG Neurology Lab | Akron | Akron City Campus | Akron City Hospital | Ground Floor | 2021-07-30 | Low
Yes | 060792 | Electroencephalography Amplifiers | 014162 - Natus Quantum Pin Box 1-64 | 014162060917 | Natus Medical | EEG Neurology Lab | Akron | Akron City Campus | Akron City Hospital | Ground Floor | 2021-08-02 | Low
Yes | 060793 | Electroencephalography Amplifiers | 014163 - Natus Quantum Pin Box 65-128 | 014163061087 | Natus Medical | EEG Neurology Lab | Akron | Akron City Campus | Akron City Hospital | Ground Floor | 2021-08-02 | Low
Yes | 060794 | Electroencephalography Amplifiers | 014164 - Natus Quantum Pin Box 129-192 | 014164060476 | Natus Medical | EEG Neurology Lab | Akron | Akron City Campus | Akron City Hospital | Ground Floor | 2021-08-02 | Low
Yes | 060795 | Electroencephalography Amplifiers | 014165 - Natus Quantum Pin Box 193-256 | 014165060526 | Natus Medical | EEG Neurology Lab | Akron | Akron City Campus | Akron City Hospital | Ground Floor | 2021-08-02 | Low
Yes | 060790 | Electroencephalography Amplifiers | 016867 - Quantum Main Breakout Box | 016867080359 | Natus Medical | EEG Neurology Lab | Akron | Akron City Campus | Akron City Hospital | Ground Floor | 2021-08-02 | Low
Yes | 060791 | Electroencephalography Amplifiers | 016868 - Quantum Secondary Breakout Box ("B") | 016868070248 | Natus Medical | EEG Neurology Lab | Akron | Akron City Campus | Akron City Hospital | Ground Floor | 2021-08-02 | Low
Yes | 060747 | Electroencephalography Amplifiers | 021911 - Natus Headbox Amplifier | 2191115274 | Natus Medical | EEG Neurology Lab | Akron | Akron City Campus | Akron City Hospital | Ground Floor | 2021-07-30 | Low
Yes | 060797 | Electroencephalography Amplifiers | 021911 - Natus Headbox Amplifier | 021911152289 | Natus Medical | EEG Neurology Lab | Akron | Akron City Campus | Akron City Hospital | Ground Floor | 2021-08-03 | Low
Yes | 062058 | Electroencephalography Amplifiers | 021911 - Natus Headbox Amplifier | 021911185406 | Natus Medical | EEG Neurology Lab | Akron | Akron City Campus | Akron City Hospital | Ground Floor | 2024-10-07 | Low
Yes | 062071 | Electroencephalography Amplifiers | 021911 - Natus Headbox Amplifier | 021911130651 | Natus Medical | EEG Neurology Lab | Akron | Akron City Campus | Akron City Hospital | 3rd Floor | 2023-01-10 14:08 | Low
Yes | 062545 | Electroencephalography Amplifiers | 021911 - Natus Headbox Amplifier | 021911151538 | Natus Medical | EEG Neurology Lab | Akron | Akron City Campus | Akron City Hospital | 3rd Floor | 2024-12-19 12:04 | Low
Yes | 063365 | Electroencephalography Amplifiers | 021911 - Natus Headbox Amplifier | 021911153121 | Natus Medical | EEG Neurology Lab | Akron | Akron City Campus | Akron City Hospital | Ground Floor | 2023-08-09 | Low
Yes | 063644 | Electroencephalography Amplifiers | 021911 - Natus Headbox Amplifier | 021911151670 | Natus Medical | EEG Neurology Lab | Akron | Akron City Campus | Akron City Hospital | Ground Floor | 2024-07-10 | Low
Yes | 026419 | Electroencephalography Amplifiers | Easy III EES - EEG Headbox | 09101X91-02-026 | Cadwell Industries | Sleep Lab - White Pond | Barberton | White Pond Campus | Summa Health Neuroscience Services | 2nd Floor | 2010-01-11 | Low
Yes | 055264 | Electromyographs | 515-015100 REV 15 - 2 Channel Amplifier | C151123032 | Natus Medical | Neurodiagnostics - White Pond | Barberton | White Pond Campus | Summa Health Neuroscience Services | 2nd Floor | 2016-07-29 | Low
Yes | 055268 | Electromyographs | 515-015100 REV 15 - 2 Channel Amplifier | C151123027 | Natus Medical | Neurodiagnostics - White Pond | Barberton | White Pond Campus | Summa Health Neuroscience Services | 2nd Floor | 2016-07-29 | Low
Yes | 060024 | Electromyographs | 515-015100 REV 15 - 2 Channel Amplifier | C200803004 | Natus Medical | Neurodiagnostics - White Pond | Barberton | White Pond Campus | Summa Health Neuroscience Services | 2nd Floor | 2016-07-29 | Low
Yes | 039617 | Electromyographs | 515-015300 - Edx Base Unit | C201221021 | Natus Medical | Sleep Lab - Green | Barberton | Green Campus | Green Physician Office Building | 2nd Floor | 2021-11-22 | Low
Yes | 039618 | Electromyographs | 515-015300 - Edx Base Unit | C201221022 | Natus Medical | EEG Neurology Lab - SB | Barberton | Barberton Campus | Summa Barberton Hospital | 4th Floor | 2021-11-22 | Low
Yes | 052504 | Electromyographs | 515-015300 - Edx Base Unit | C150130014 | Natus Medical | Neurodiagnostics - White Pond | Barberton | White Pond Campus | Summa Health Neuroscience Services | 2nd Floor | 2016-07-27 | Low
Yes | 055250 | Electromyographs | 515-015300 - Edx Base Unit | C160429014 | Natus Medical | EEG Neurology Lab | Akron | Akron City Campus | Akron City Hospital | Ground Floor | 2016-07-27 | Low
Yes | 055257 | Electromyographs | 515-015300 - Edx Base Unit | C160429011 | Natus Medical | EEG Neurology Lab - SB | Barberton | Barberton Campus | Summa Barberton Hospital | 4th Floor | 2016-07-27 | Low
Yes | 055266 | Electromyographs | 515-015300 - Edx Base Unit | C160429006 | Natus Medical | Neurodiagnostics - White Pond | Barberton | White Pond Campus | Summa Health Neuroscience Services | 2nd Floor | 2016-07-27 | Low
Yes | 060023 | Electromyographs | 515-015300 - Edx Base Unit | C200630014 | Natus Medical | Neurodiagnostics - White Pond | Barberton | White Pond Campus | Summa Health Neuroscience Services | 2nd Floor | 2016-07-27 | Low
Yes | 055253 | Electromyographs | 515-016100 REV 14 - 5 Channel Amplifier | C151002094 | Natus Medical | EEG Neurology Lab | Akron | Akron City Campus | Akron City Hospital | Ground Floor | 2016-07-29 | Low
Yes | 055260 | Electromyographs | 515-016100 REV 14 - 5 Channel Amplifier | C151002097 | Natus Medical | EEG Neurology Lab - SB | Barberton | Barberton Campus | Summa Barberton Hospital | 4th Floor | 2016-07-29 | Low
Yes | 032164 | Electromyographs | 8253001 - NIM Response 3.0 | 1NR3-2727 | Medtronic | Operating Room | Akron | Akron City Campus | Akron City Hospital | 1st Floor | 2014-06-23 | Low
Yes | 037441 | Electromyographs | 8253001 - NIM Response 3.0 | 1NR3-3763 | Medtronic | Operating Room - SW | Barberton | Wadsworth Campus | Wadsworth-Rittman Medical Center | 1st Floor | 2017-03-31 | Low
Yes | 052804 | Electromyographs | 8253001 - NIM Response 3.0 | 1NR3-4199 | Medtronic | Operating Room | Akron | Akron City Campus | Akron City Hospital | 1st Floor | 2019-04-02 | Low
Yes | 055251 | Electromyographs | 842-689500 REV 06 - Edx Stim Control Panel | Z160323083 | Natus Medical | EEG Neurology Lab | Akron | Akron City Campus | Akron City Hospital | Ground Floor | 2016-07-27 | Low
Yes | 055258 | Electromyographs | 842-689500 REV 06 - Edx Stim Control Panel | Z160323060 | Natus Medical | EEG Neurology Lab - SB | Barberton | Barberton Campus | Summa Barberton Hospital | 4th Floor | 2016-07-27 | Low
Yes | 055263 | Electromyographs | 842-689500 REV 06 - Edx Stim Control Panel | Z160323055 | Natus Medical | Neurodiagnostics - White Pond | Barberton | White Pond Campus | Summa Health Neuroscience Services | 2nd Floor | 2016-07-27 | Low
Yes | 055267 | Electromyographs | 842-689500 REV 06 - Edx Stim Control Panel | Z160323064 | Natus Medical | Neurodiagnostics - White Pond | Barberton | White Pond Campus | Summa Health Neuroscience Services | 2nd Floor | 2016-07-27 | Low
Yes | 060019 | Electromyographs | 842-689500 REV 06 - Edx Stim Control Panel | Z1508081 | Natus Medical | Neurodiagnostics - White Pond | Barberton | White Pond Campus | Summa Health Neuroscience Services | 2nd Floor | 2016-07-27 | Low
Yes | 038535 | Electromyographs | 9033C0731 - Emg Amplifier | 2019-10-10:6029 | Natus Medical | EEG Neurology Lab - SB | Barberton | Barberton Campus | Summa Barberton Hospital | 4th Floor | 2020-03-03 | Low
Yes | 058618 | Electromyographs | 9033C0731 - Emg Amplifier | 2019-10-10-6013 | Natus Medical | Neurodiagnostics - White Pond | Barberton | White Pond Campus | Summa Health Neuroscience Services | 2nd Floor | 2020-02-14 | Low
Yes | 059598 | Electromyographs | 9033C0731 - Emg Amplifier | 2020-04-29:6522 | Natus Medical | EEG Neurology Lab | Akron | Akron City Campus | Akron City Hospital | Ground Floor | 2020-12-02 | Low
Yes | 038533 | Electromyographs | 9033G0704 - Ultrapro S100 | 2019-10-31:40799 | Natus Medical | EEG Neurology Lab - SB | Barberton | Barberton Campus | Summa Barberton Hospital | 4th Floor | 2020-03-03 | Low
Yes | 059597 | Electromyographs | 9033G0704 - Ultrapro S100 | 2020-08-07 | Natus Medical | EEG Neurology Lab | Akron | Akron City Campus | Akron City Hospital | Ground Floor | 2020-12-02 | Low
Yes | 058617 | Electromyographs | 982A0594 - Ultrapro S100 | UK191595M | Natus Medical | Neurodiagnostics - White Pond | Barberton | White Pond Campus | Summa Health Neuroscience Services | 2nd Floor | 2020-02-14 | Low
Yes | 055261 | Electromyographs | INTERLOCK 81300 - Emg Machine Pc | RZ161059M | Dell Computer | EEG Neurology Lab - SB | Barberton | Barberton Campus | Summa Barberton Hospital | 4th Floor | 2016-07-27 | Low
Yes | 070664 | Electromyographs | PATHWAY MR10 - Surface Em Feedback, Dual | 01031551 | The Prometheus Group | Wadsworth Comm. Ctn. PT | Barberton | Wadsworth Campus | Wadsworth Community Center | 1st Floor | 2011-09-30 | Low
Yes | 030660 | Electromyographs | Pathway MR20 - Surface Emg Monitor | 01027140 | The Prometheus Group | REHAB YMCA | Akron | Akron City Campus | Kohl Family YMCA at University Park |  | 2012-07-10 | Low
Yes | 034833 | Electromyographs | TR-10 - Pathway - Biofeedback Device | 01085229 | The Prometheus Group | REHAB YMCA | Akron | Akron City Campus | Kohl Family YMCA at University Park |  | 2016-12-22 | Low
No | 015582 | Electrophoresis Systems | EU-35 - Phoresis Scanning System | 028492 | Sebia | IMMUNOLOGY/SEROLOGY | Akron | Akron City Campus | Akron City Hospital | 2nd Floor | 2002-06-21 | Low
No | 063726 | Electrophoresis Systems | EU-35 - Phoresis Scanning System | 2119 | Sebia | LAB Infectious Disease | Akron | Akron City Campus | Akron City Hospital | 3rd Floor | 2023-12-14 13:18 | Low
No | 014126 | Electrophoresis Systems | HYDRASYS LC - Electrophoresis System | 2779 | Sebia | IMMUNOLOGY/SEROLOGY | Akron | Akron City Campus | Akron City Hospital | 2nd Floor | 2000-09-23 | Low
No | 063915 | Electroporation Therapy Systems, Tissue Ablation, Cardiac | M004PF61M401 - Farastar | 104236503 | Boston Scientific | SCI-Heart Rhythm Services | Akron | Akron City Campus | Akron City Hospital | 1st Floor | 2024-04-24 12:01 | Medium
No | 064746 | Electroporation Therapy Systems, Tissue Ablation, Cardiac | M004PF61M601 - Farastar | 105247392 | Boston Scientific | SCI-Heart Rhythm Services | Akron | Akron City Campus | Akron City Hospital | 1st Floor | 2025-02-04 12:01 | Medium
No | 037335 | Electrosurgical Units, Bipolar | 72290105 - Werewolf Rf20000 Controller | YA0B0006J6 | Smith & Nephew | Operating Room - SW | Barberton | Wadsworth Campus | Wadsworth-Rittman Medical Center | 1st Floor | 2018-01-19 | Low
No | 037458 | Electrosurgical Units, Bipolar | 72290105 - Werewolf Rf20000 Controller | WNOE0003W2 | Smith & Nephew | Operating Room - SW | Barberton | Wadsworth Campus | Wadsworth-Rittman Medical Center | 1st Floor | 2020-08-27 | Low
No | 037459 | Electrosurgical Units, Bipolar | 72290105 - Werewolf Rf20000 Controller | YAOB000720 | Smith & Nephew | Operating Room - SW | Barberton | Wadsworth Campus | Wadsworth-Rittman Medical Center | 1st Floor | 2020-08-27 | Low
No | 037567 | Electrosurgical Units, Bipolar | 72290105 - Werewolf Rf20000 Controller | YA0B0006J8 | Smith & Nephew | Operating Room - SW | Barberton | Wadsworth Campus | Wadsworth-Rittman Medical Center | 1st Floor | 2018-01-19 | Low
No | 070007 | Electrosurgical Units, Bipolar | 72290146 - Werewolf+ RF20000 Controller | HW0D0000IC | Smith & Nephew | Operating Room - SW | Barberton | Wadsworth Campus | Wadsworth-Rittman Medical Center | 1st Floor | 2023-05-08 14:43 | Low
No | 039134 | Electrosurgical Units, Bipolar | EA020 - Voyant Electrosurgical Generator | 200003905 | Applied Medical Resources | Operating Room - SB | Barberton | Barberton Campus | Summa Barberton Hospital | 2nd Floor | 2021-02-10 | Low
No | 026908 | Electrosurgical Units, Monopolar | 52969 - Leep System 1000 | 1102F4658 | CooperSurgical | Medina OB/GYN | Barberton | Medina Campus | Medina Medical Center | 2nd Floor | 2020-02-11 | Low
No | 059918 | Electrosurgical Units, Monopolar | 52969 - Leep System 1000 | 0605f3216 | CooperSurgical | SHMG OB/GYN - Green | Barberton | Green Campus | Green Physician Office Building | 2nd Floor | 2021-01-22 | Low
No | 033301 | Electrosurgical Units, Monopolar/Bipolar | 1000 Mega Power | 153659001 | Ethicon Endo-Surgery | Operating Room | Akron | Akron City Campus | Akron City Hospital | 1st Floor | 2016-03-28 | Low
No | 033302 | Electrosurgical Units, Monopolar/Bipolar | 1000 Mega Power | 154059001 | Ethicon Endo-Surgery | Operating Room | Akron | Akron City Campus | Akron City Hospital | 1st Floor | 2016-03-28 | Low
No | 033303 | Electrosurgical Units, Monopolar/Bipolar | 1000 Mega Power | 155587001 | Ethicon Endo-Surgery | Operating Room | Akron | Akron City Campus | Akron City Hospital | 1st Floor | 2016-03-28 | Low
No | 033304 | Electrosurgical Units, Monopolar/Bipolar | 1000 Mega Power | 160294001 | Ethicon Endo-Surgery | Operating Room | Akron | Akron City Campus | Akron City Hospital | 1st Floor | 2016-03-28 | Low
No | 033305 | Electrosurgical Units, Monopolar/Bipolar | 1000 Mega Power | 160306001 | Ethicon Endo-Surgery | Operating Room | Akron | Akron City Campus | Akron City Hospital | 1st Floor | 2016-03-29 | Low
No | 033306 | Electrosurgical Units, Monopolar/Bipolar | 1000 Mega Power | 160309001 | Ethicon Endo-Surgery | Operating Room | Akron | Akron City Campus | Akron City Hospital | 1st Floor | 2016-03-29 | Low
No | 033307 | Electrosurgical Units, Monopolar/Bipolar | 1000 Mega Power | 160314001 | Ethicon Endo-Surgery | Operating Room | Akron | Akron City Campus | Akron City Hospital | 1st Floor | 2016-03-29 | Low
No | 033308 | Electrosurgical Units, Monopolar/Bipolar | 1000 Mega Power | 160319001 | Ethicon Endo-Surgery | Operating Room | Akron | Akron City Campus | Akron City Hospital | 1st Floor | 2016-03-29 | Low
No | 033309 | Electrosurgical Units, Monopolar/Bipolar | 1000 Mega Power | 160328001 | Ethicon Endo-Surgery | Operating Room | Akron | Akron City Campus | Akron City Hospital | 1st Floor | 2016-03-29 | Low
No | 033310 | Electrosurgical Units, Monopolar/Bipolar | 1000 Mega Power | 160333001 | Ethicon Endo-Surgery | Operating Room | Akron | Akron City Campus | Akron City Hospital | 1st Floor | 2016-03-29 | Low
No | 033311 | Electrosurgical Units, Monopolar/Bipolar | 1000 Mega Power | 160687001 | Ethicon Endo-Surgery | Operating Room | Akron | Akron City Campus | Akron City Hospital | 1st Floor | 2016-03-29 | Low
No | 033312 | Electrosurgical Units, Monopolar/Bipolar | 1000 Mega Power | 160741001 | Ethicon Endo-Surgery | Operating Room | Akron | Akron City Campus | Akron City Hospital | 1st Floor | 2016-03-29 | Low
No | 033313 | Electrosurgical Units, Monopolar/Bipolar | 1000 Mega Power | 160746001 | Ethicon Endo-Surgery | Operating Room | Akron | Akron City Campus | Akron City Hospital | 1st Floor | 2016-03-29 | Low
No | 033314 | Electrosurgical Units, Monopolar/Bipolar | 1000 Mega Power | 160751001 | Ethicon Endo-Surgery | Operating Room | Akron | Akron City Campus | Akron City Hospital | 1st Floor | 2016-03-29 | Low
No | 033315 | Electrosurgical Units, Monopolar/Bipolar | 1000 Mega Power | 160772001 | Ethicon Endo-Surgery | Operating Room | Akron | Akron City Campus | Akron City Hospital | 1st Floor | 2016-03-29 | Low
No | 033316 | Electrosurgical Units, Monopolar/Bipolar | 1000 Mega Power | 160781001 | Ethicon Endo-Surgery | Operating Room | Akron | Akron City Campus | Akron City Hospital | 1st Floor | 2016-03-29 | Low
No | 033317 | Electrosurgical Units, Monopolar/Bipolar | 1000 Mega Power | 160788001 | Ethicon Endo-Surgery | Operating Room | Akron | Akron City Campus | Akron City Hospital | 1st Floor | 2016-03-29 | Low
No | 033318 | Electrosurgical Units, Monopolar/Bipolar | 1000 Mega Power | 160789001 | Ethicon Endo-Surgery | Operating Room | Akron | Akron City Campus | Akron City Hospital | 1st Floor | 2016-03-29 | Low
No | 033319 | Electrosurgical Units, Monopolar/Bipolar | 1000 Mega Power | 160799001 | Ethicon Endo-Surgery | Operating Room | Akron | Akron City Campus | Akron City Hospital | 1st Floor | 2016-03-29 | Low
No | 033320 | Electrosurgical Units, Monopolar/Bipolar | 1000 Mega Power | 160804001 | Ethicon Endo-Surgery | Operating Room | Akron | Akron City Campus | Akron City Hospital | 1st Floor | 2016-03-29 | Low
No | 033321 | Electrosurgical Units, Monopolar/Bipolar | 1000 Mega Power | 160812001 | Ethicon Endo-Surgery | Operating Room | Akron | Akron City Campus | Akron City Hospital | 1st Floor | 2016-03-29 | Low
No | 033322 | Electrosurgical Units, Monopolar/Bipolar | 1000 Mega Power | 160815001 | Ethicon Endo-Surgery | Operating Room | Akron | Akron City Campus | Akron City Hospital | 1st Floor | 2016-03-29 | Low
No | 033323 | Electrosurgical Units, Monopolar/Bipolar | 1000 Mega Power | 160842001 | Ethicon Endo-Surgery | Operating Room | Akron | Akron City Campus | Akron City Hospital | 1st Floor | 2016-03-29 | Low
No | 034879 | Electrosurgical Units, Monopolar/Bipolar | 1000 Mega Power | 163594001 | Ethicon Endo-Surgery | SCI-Heart Rhythm Services | Akron | Akron City Campus | Akron City Hospital | 1st Floor | 2016-12-16 | Low
No | 034881 | Electrosurgical Units, Monopolar/Bipolar | 1000 Mega Power | 163519001 | Ethicon Endo-Surgery | SCI-Heart Rhythm Services | Akron | Akron City Campus | Akron City Hospital | 1st Floor | 2016-12-16 | Low
No | 036766 | Electrosurgical Units, Monopolar/Bipolar | 1000 Mega Power | 182221001 | Ethicon Endo-Surgery | Operating Room - SB | Barberton | Barberton Campus | Summa Barberton Hospital | 2nd Floor | 2018-10-24 | Low
No | 036785 | Electrosurgical Units, Monopolar/Bipolar | 1000 Mega Power | 181149001 | Ethicon Endo-Surgery | Operating Room - SB | Barberton | Barberton Campus | Summa Barberton Hospital | 2nd Floor | 2018-10-24 | Low
No | 037061 | Electrosurgical Units, Monopolar/Bipolar | 1000 Mega Power | 182864001 | Ethicon Endo-Surgery | SCI-Cardiac Cath Lab Svcs - SB | Barberton | Barberton Campus | Summa Barberton Hospital | 2nd Floor | 2018-11-27 | Low
No | 037062 | Electrosurgical Units, Monopolar/Bipolar | 1000 Mega Power | 182866001 | Ethicon Endo-Surgery | Operating Room - SB | Barberton | Barberton Campus | Summa Barberton Hospital | 2nd Floor | 2018-11-27 | Low
No | 037562 | Electrosurgical Units, Monopolar/Bipolar | 1000 Mega Power | 182848001 | Ethicon Endo-Surgery | Operating Room - SW | Barberton | Wadsworth Campus | Wadsworth-Rittman Medical Center | 1st Floor | 2018-12-05 | Low
No | 037569 | Electrosurgical Units, Monopolar/Bipolar | 1000 Mega Power | 182847001 | Ethicon Endo-Surgery | Operating Room - SW | Barberton | Wadsworth Campus | Wadsworth-Rittman Medical Center | 1st Floor | 2018-12-05 | Low
No | 037574 | Electrosurgical Units, Monopolar/Bipolar | 1000 Mega Power | 181099001 | Ethicon Endo-Surgery | Operating Room - SW | Barberton | Wadsworth Campus | Wadsworth-Rittman Medical Center | 1st Floor | 2018-10-24 | Low
No | 037589 | Electrosurgical Units, Monopolar/Bipolar | 1000 Mega Power | 182193001 | Ethicon Endo-Surgery | Operating Room - SW | Barberton | Wadsworth Campus | Wadsworth-Rittman Medical Center | 1st Floor | 2018-10-24 | Low
No | 037974 | Electrosurgical Units, Monopolar/Bipolar | 1000 Mega Power | 182257001 | Ethicon Endo-Surgery | Operating Room - SB | Barberton | Barberton Campus | Summa Barberton Hospital | 2nd Floor | 2018-10-24 | Low
No | 037980 | Electrosurgical Units, Monopolar/Bipolar | 1000 Mega Power | 182216001 | Ethicon Endo-Surgery | Operating Room - SB | Barberton | Barberton Campus | Summa Barberton Hospital | 2nd Floor | 2018-10-24 | Low
No | 037983 | Electrosurgical Units, Monopolar/Bipolar | 1000 Mega Power | 182214001 | Ethicon Endo-Surgery | Operating Room - SB | Barberton | Barberton Campus | Summa Barberton Hospital | 2nd Floor | 2018-10-24 | Low
No | 037989 | Electrosurgical Units, Monopolar/Bipolar | 1000 Mega Power | 160305001 | Ethicon Endo-Surgery | Operating Room - SB | Barberton | Barberton Campus | Summa Barberton Hospital | 2nd Floor | 2016-03-29 | Low
No | 038019 | Electrosurgical Units, Monopolar/Bipolar | 1000 Mega Power | 182208001 | Ethicon Endo-Surgery | Operating Room - SB | Barberton | Barberton Campus | Summa Barberton Hospital | 2nd Floor | 2018-10-24 | Low
No | 038649 | Electrosurgical Units, Monopolar/Bipolar | 1000 Mega Power | 182258001 | Ethicon Endo-Surgery | Operating Room - SB | Barberton | Barberton Campus | Summa Barberton Hospital | 2nd Floor | 2018-10-24 | Low
No | 038650 | Electrosurgical Units, Monopolar/Bipolar | 1000 Mega Power | 181115001 | Ethicon Endo-Surgery | SCI-Cardiac Cath Lab Svcs - SB | Barberton | Barberton Campus | Summa Barberton Hospital | 2nd Floor | 2018-10-24 | Low
No | 038890 | Electrosurgical Units, Monopolar/Bipolar | 1000 Mega Power | 182253001 | Ethicon Endo-Surgery | Sameday Surgery Center - SB | Barberton | Barberton Campus | Summa Barberton Hospital | 2nd Floor | 2018-10-24 | Low
No | 051210 | Electrosurgical Units, Monopolar/Bipolar | 1000 Mega Power | 181131001 | Ethicon Endo-Surgery | H2 - Labor and Delivery Unit (L&D) | Akron | Akron City Campus | H Tower | 2nd Floor | 2018-10-18 | Low
No | 051211 | Electrosurgical Units, Monopolar/Bipolar | 1000 Mega Power | 181037001 | Ethicon Endo-Surgery | H2 - Labor and Delivery Unit (L&D) | Akron | Akron City Campus | H Tower | 2nd Floor | 2018-10-18 | Low
No | 051212 | Electrosurgical Units, Monopolar/Bipolar | 1000 Mega Power | 181125001 | Ethicon Endo-Surgery | H2 - Labor and Delivery Unit (L&D) | Akron | Akron City Campus | H Tower | 2nd Floor | 2018-10-18 | Low
No | 052194 | Electrosurgical Units, Monopolar/Bipolar | 1000 Mega Power | 181143001 | Ethicon Endo-Surgery | Women's Health Center | Akron | Akron City Campus | 75 Arch | Basement | 2018-10-24 | Low
No | 055593 | Electrosurgical Units, Monopolar/Bipolar | 1000 Mega Power | 181095001 | Ethicon Endo-Surgery | Operating Room | Akron | Akron City Campus | Akron City Hospital | 1st Floor | 2018-10-25 | Low
No | 057451 | Electrosurgical Units, Monopolar/Bipolar | 1000 Mega Power | 184036001 | Ethicon Endo-Surgery | Operating Room | Akron | Akron City Campus | Akron City Hospital | 1st Floor | 2019-05-28 | Low
No | 057452 | Electrosurgical Units, Monopolar/Bipolar | 1000 Mega Power | 184220001 | Ethicon Endo-Surgery | Operating Room | Akron | Akron City Campus | Akron City Hospital | 1st Floor | 2019-05-28 | Low
No | 057453 | Electrosurgical Units, Monopolar/Bipolar | 1000 Mega Power | 184233001 | Ethicon Endo-Surgery | Operating Room | Akron | Akron City Campus | Akron City Hospital | 1st Floor | 2019-05-28 | Low
No | 057454 | Electrosurgical Units, Monopolar/Bipolar | 1000 Mega Power | 184268001 | Ethicon Endo-Surgery | Operating Room | Akron | Akron City Campus | Akron City Hospital | 1st Floor | 2019-05-28 | Low
No | 057456 | Electrosurgical Units, Monopolar/Bipolar | 1000 Mega Power | 184279001 | Ethicon Endo-Surgery | Operating Room | Akron | Akron City Campus | Akron City Hospital | 1st Floor | 2019-05-28 | Low
No | 057457 | Electrosurgical Units, Monopolar/Bipolar | 1000 Mega Power | 184264001 | Ethicon Endo-Surgery | Operating Room | Akron | Akron City Campus | Akron City Hospital | 1st Floor | 2019-05-28 | Low
No | 057458 | Electrosurgical Units, Monopolar/Bipolar | 1000 Mega Power | 184265001 | Ethicon Endo-Surgery | Operating Room | Akron | Akron City Campus | Akron City Hospital | 1st Floor | 2019-05-28 | Low
No | 057463 | Electrosurgical Units, Monopolar/Bipolar | 1000 Mega Power | 184278001 | Ethicon Endo-Surgery | Operating Room | Akron | Akron City Campus | Akron City Hospital | 1st Floor | 2019-05-28 | Low
No | 057464 | Electrosurgical Units, Monopolar/Bipolar | 1000 Mega Power | 184226001 | Ethicon Endo-Surgery | Operating Room | Akron | Akron City Campus | Akron City Hospital | 1st Floor | 2019-05-28 | Low
No | 059604 | Electrosurgical Units, Monopolar/Bipolar | 1000 Mega Power | 182531001 | Ethicon Endo-Surgery | Urology - ACH | Akron | Akron City Campus | 95 Arch | 1st Floor | 2020-11-14 | Low
No | 059669 | Electrosurgical Units, Monopolar/Bipolar | 1000 Mega Power | 182528001 | Ethicon Endo-Surgery | Urology - ACH | Akron | Akron City Campus | 95 Arch | 1st Floor | 2020-11-10 | Low
No | 059624 | Electrosurgical Units, Monopolar/Bipolar | 1000 Mega Power (Gen 1) | 51402001 | Ethicon Endo-Surgery | Urology - ACH | Akron | Akron City Campus | 95 Arch | 1st Floor | 2020-11-14 | Low
No | 059653 | Electrosurgical Units, Monopolar/Bipolar | 1000 Mega Power (Gen 1) | 81651001 | Ethicon Endo-Surgery | Urology - ACH | Akron | Akron City Campus | 95 Arch | 1st Floor | 2020-11-10 | Low
No | 059661 | Electrosurgical Units, Monopolar/Bipolar | 1000 Mega Power (Gen 1) | 80405001 | Ethicon Endo-Surgery | Urology - ACH | Akron | Akron City Campus | 95 Arch | 1st Floor | 2020-11-10 | Low
No | 014601 | Electrosurgical Units, Monopolar/Bipolar | 10140-000 - Vio 300D | 11248863 | Erbe | Medina ASC | Barberton | Medina Campus | Medina Medical Center | 1st Floor | 2004-12-10 | Low
No | 031827 | Electrosurgical Units, Monopolar/Bipolar | 10140-100 - Vio 300D | 11386410 | Erbe | Operating Room | Akron | Akron City Campus | Akron City Hospital | 1st Floor | 2014-12-15 | Low
No | 038643 | Electrosurgical Units, Monopolar/Bipolar | 10140-100 - Vio 300D | 11324550 | Erbe | Endoscopy - SB | Barberton | Barberton Campus | Summa Barberton Hospital | 2nd Floor | 2011-01-07 | Low
No | 038646 | Electrosurgical Units, Monopolar/Bipolar | 10140-100 - Vio 300D | 11284703 | Erbe | Endoscopy - SB | Barberton | Barberton Campus | Summa Barberton Hospital | 2nd Floor | 2017-05-05 | Low
No | 039755 | Electrosurgical Units, Monopolar/Bipolar | 10140-620 - Vio Dv | 11484740 | Erbe | Operating Room - SB | Barberton | Barberton Campus | Summa Barberton Hospital | 2nd Floor | 2021-01-08 | Low
No | 061570 | Electrosurgical Units, Monopolar/Bipolar | 10140-620 - Vio Dv | 11473644 | Erbe | Operating Room | Akron | Akron City Campus | Akron City Hospital | 1st Floor | 2022-04-08 | Low
No | 062661 | Electrosurgical Units, Monopolar/Bipolar | 10140-620 - Vio Dv | 11475091 | Erbe | Operating Room | Akron | Akron City Campus | Akron City Hospital | 1st Floor | 2022-07-01 | Low
No | 063167 | Electrosurgical Units, Monopolar/Bipolar | 10140-620 - Vio Dv | 11445945 | Erbe | Operating Room | Akron | Akron City Campus | Akron City Hospital | 1st Floor | 2022-08-01 | Low
No | 039328 | Electrosurgical Units, Monopolar/Bipolar | 10160-000 - Vio 3 | 11500708 | Erbe | Endoscopy - SB | Barberton | Barberton Campus | Summa Barberton Hospital | 2nd Floor | 2021-03-03 | Low
No | 039331 | Electrosurgical Units, Monopolar/Bipolar | 10160-000 - Vio 3 | 11500710 | Erbe | Endoscopy - SB | Barberton | Barberton Campus | Summa Barberton Hospital | 2nd Floor | 2021-03-25 | Low
No | 058920 | Electrosurgical Units, Monopolar/Bipolar | 10160-000 - Vio 3 | 11483851 | Erbe | Endoscopy | Akron | Akron City Campus | Akron City Hospital | Ground Floor | 2020-06-09 | Low
No | 060538 | Electrosurgical Units, Monopolar/Bipolar | 10160-000 - Vio 3 | 11497436 | Erbe | Endoscopy | Akron | Akron City Campus | Akron City Hospital | Ground Floor | 2021-06-01 | Low
No | 063729 | Electrosurgical Units, Monopolar/Bipolar | 10160-000 - Vio 3 | 11557322 | Erbe | Endoscopy - Outpatient | Akron | Akron City Campus | 95 Arch | Ground Floor | 2024-02-12 16:16 | Low
No | 036991 | Electrosurgical Units, Monopolar/Bipolar | 300D | 11250124 | Erbe | Endoscopy - SW | Barberton | Wadsworth Campus | Wadsworth-Rittman Medical Center | 1st Floor | 2005-06-01 | Low
No | 036996 | Electrosurgical Units, Monopolar/Bipolar | 300D | 11252376 | Erbe | Endoscopy - SW | Barberton | Wadsworth Campus | Wadsworth-Rittman Medical Center | 1st Floor | 2005-06-01 | Low
No | 055606 | Electrosurgical Units, Monopolar/Bipolar | 40-405-1 - Medtronic Aex Generator | MTC1837052 | Medtronic | Operating Room | Akron | Akron City Campus | Akron City Hospital | 1st Floor | 2018-11-27 | Low
No | 033337 | Electrosurgical Units, Monopolar/Bipolar | 60-8512-120 - Bi Cap III | 15410017 | Conmed | Colon/Rectal Surgeons | Akron | Akron City Campus | 95 Arch | 1st Floor | 2016-07-07 | Low
No | 033338 | Electrosurgical Units, Monopolar/Bipolar | 60-8512-120 - Bi Cap III | 15410015 | Conmed | Endoscopy - Outpatient | Akron | Akron City Campus | 95 Arch | Ground Floor | 2016-07-07 | Low
No | 033339 | Electrosurgical Units, Monopolar/Bipolar | 60-8512-120 - Bi Cap III | 15410018 | Conmed | Endoscopy | Akron | Akron City Campus | Akron City Hospital | Ground Floor | 2016-07-07 | Low
No | 033340 | Electrosurgical Units, Monopolar/Bipolar | 60-8512-120 - Bi Cap III | 15410022 | Conmed | Endoscopy | Akron | Akron City Campus | Akron City Hospital | Ground Floor | 2016-07-07 | Low
No | 033341 | Electrosurgical Units, Monopolar/Bipolar | 60-8512-120 - Bi Cap III | 15410023 | Conmed | Endoscopy - Outpatient | Akron | Akron City Campus | 95 Arch | Ground Floor | 2016-07-07 | Low
No | 033342 | Electrosurgical Units, Monopolar/Bipolar | 60-8512-120 - Bi Cap III | 15410014 | Conmed | Endoscopy - Outpatient | Akron | Akron City Campus | 95 Arch | Ground Floor | 2016-07-07 | Low
No | 033343 | Electrosurgical Units, Monopolar/Bipolar | 60-8512-120 - Bi Cap III | 15410020 | Conmed | Endoscopy | Akron | Akron City Campus | Akron City Hospital | Ground Floor | 2016-07-07 | Low
No | 033344 | Electrosurgical Units, Monopolar/Bipolar | 60-8512-120 - Bi Cap III | 16060008 | Conmed | Endoscopy - Outpatient | Akron | Akron City Campus | 95 Arch | Ground Floor | 2016-07-14 | Low
No | 060535 | Electrosurgical Units, Monopolar/Bipolar | 60-8512-120 - Bi Cap III | 20120013 | Conmed | Endoscopy | Akron | Akron City Campus | Akron City Hospital | Ground Floor | 2021-05-25 | Low
No | 060536 | Electrosurgical Units, Monopolar/Bipolar | 60-8512-120 - Bi Cap III | 20120014 | Conmed | Endoscopy | Akron | Akron City Campus | Akron City Hospital | Ground Floor | 2021-05-25 | Low
No | 036399 | Electrosurgical Units, Monopolar/Bipolar | 7-796 Hyfrecator | HU41C8934 | Birtcher | Internal Medicine Chapel Hill | Akron | Chapel Hill Campus | Summa Health Chapel Hill | Ground Floor | 2016-10-27 | Low
No | 063674 | Electrosurgical Units, Monopolar/Bipolar | 7-797 Hyfrecator | 40841074051 | Birtcher | Medina Primary Care | Barberton | Medina Campus | Medina Medical Center | 3rd Floor | 2023-11-20 14:48 | Low
No | 023364 | Electrosurgical Units, Monopolar/Bipolar | 7-900-115 | 07KGJ376 | Conmed | Family Medicine Center | Akron | Akron City Campus | 55 Arch | 3rd Floor | 2007-12-11 | Low
No | 061470 | Electrosurgical Units, Monopolar/Bipolar | 7-900-115 | 21230888 | Conmed | SHMG Plastic - AES | Akron | Non-Campus Sites | AES Family Medicine | 1st Floor | 2022-03-30 | Low
No | 059357 | Electrosurgical Units, Monopolar/Bipolar | A1250S-V - Aaron 1250 | ASP1620032 | Bovie Medical | ENT | Akron | Akron City Campus | 55 Arch | 2nd Floor | 2020-10-07 | Low
No | 030579 | Electrosurgical Units, Monopolar/Bipolar | A900 - Aaron 900 | AA4607019 | Bovie Medical | Dermatology - Park West | Barberton | White Pond Campus | White Pond Medical Center | 2nd Floor | 2012-04-02 | Low
No | 038507 | Electrosurgical Units, Monopolar/Bipolar | A900 - Aaron 900 | AA0406090 | Bovie Medical | Family Practice Center - SB | Barberton | Barberton Campus | Summa Barberton Hospital | 1st Floor | 2009-04-01 | Low
No | 030586 | Electrosurgical Units, Monopolar/Bipolar | A950 - Aaron 950 | AA4407060 | Bovie Medical | Dermatology - Park West | Barberton | White Pond Campus | White Pond Medical Center | 2nd Floor | 2012-04-02 | Low
No | 030678 | Electrosurgical Units, Monopolar/Bipolar | A950 - Aaron 950 | AA3312005 | Bovie Medical | Trauma | Akron | Akron City Campus | 75 Arch | 4th Floor | 2012-08-24 | Low
No | 035835 | Electrosurgical Units, Monopolar/Bipolar | A950 - Aaron 950 | AA2515001 | Bovie Medical | Dermatology - Park West | Barberton | White Pond Campus | White Pond Medical Center | 2nd Floor | 2018-02-19 | Low
No | 035836 | Electrosurgical Units, Monopolar/Bipolar | A950 - Aaron 950 | AA2515006 | Bovie Medical | Dermatology - Park West | Barberton | White Pond Campus | White Pond Medical Center | 2nd Floor | 2018-02-19 | Low
No | 035842 | Electrosurgical Units, Monopolar/Bipolar | A950 - Aaron 950 | AA2415073 | Bovie Medical | Dermatology - Park West | Barberton | White Pond Campus | White Pond Medical Center | 2nd Floor | 2018-02-19 | Low
No | 062106 | Electrosurgical Units, Monopolar/Bipolar | A950 - Aaron 950 | AA0416012 | Bovie Medical | Family Medicine Center | Akron | Akron City Campus | 55 Arch | 3rd Floor | 2022-07-07 | Low
No | 030564 | Electrosurgical Units, Monopolar/Bipolar | Aaron A940 | AA3210019 | Bovie Medical | Dermatology - Park West | Barberton | White Pond Campus | White Pond Medical Center | 2nd Floor | 2012-04-02 | Low
No | 030569 | Electrosurgical Units, Monopolar/Bipolar | Aaron A940 | AA31090021 | Bovie Medical | Dermatology - Park West | Barberton | White Pond Campus | White Pond Medical Center | 2nd Floor | 2012-04-02 | Low
No | 030943 | Electrosurgical Units, Monopolar/Bipolar | Aaron A940 | AA3612047 | Bovie Medical | Dermatology - Park West | Barberton | White Pond Campus | White Pond Medical Center | 2nd Floor | 2013-04-29 | Low
No | 030945 | Electrosurgical Units, Monopolar/Bipolar | Aaron A940 | AA2912099 | Bovie Medical | Dermatology - Park West | Barberton | White Pond Campus | White Pond Medical Center | 2nd Floor | 2013-04-29 | Low
No | 030947 | Electrosurgical Units, Monopolar/Bipolar | Aaron A940 | AA1413024 | Bovie Medical | Dermatology - Park West | Barberton | White Pond Campus | White Pond Medical Center | 2nd Floor | 2013-04-29 | Low
No | 030948 | Electrosurgical Units, Monopolar/Bipolar | Aaron A940 | AA2912098 | Bovie Medical | Dermatology - Park West | Barberton | White Pond Campus | White Pond Medical Center | 2nd Floor | 2013-04-29 | Low
No | 030949 | Electrosurgical Units, Monopolar/Bipolar | Aaron A940 | AA3112025 | Bovie Medical | Dermatology - Park West | Barberton | White Pond Campus | White Pond Medical Center | 2nd Floor | 2013-04-29 | Low
No | 058954 | Electrosurgical Units, Monopolar/Bipolar | Aaron A940 | AA0314099 | Bovie Medical | Tallmadge Family Medicine | Akron | Tallmadge Campus | Tallmadge Medical Center | 2nd Floor | 2020-09-17 | Low
No | 061366 | Electrosurgical Units, Monopolar/Bipolar | Aaron A940 | AA1115016 | Bovie Medical | Dermatology - Park West | Barberton | White Pond Campus | White Pond Medical Center | 2nd Floor | 2024-02-29 08:14 | Low
No | 061368 | Electrosurgical Units, Monopolar/Bipolar | Aaron A940 | AA1115027 | Bovie Medical | Dermatology - Park West | Barberton | White Pond Campus | White Pond Medical Center |  | 2024-02-29 08:07 | Low
No | 070205 | Electrosurgical Units, Monopolar/Bipolar | Aaron A940 | B4D312034 | Bovie Medical | Dermatology - Park West | Barberton | White Pond Campus | White Pond Medical Center | 2nd Floor | 2023-11-13 13:33 | Low
No | 036993 | Electrosurgical Units, Monopolar/Bipolar | APC300 | B-2354 | Erbe | Endoscopy - SW | Barberton | Wadsworth Campus | Wadsworth-Rittman Medical Center | 1st Floor | 2007-12-13 | Low
No | 043111 | Electrosurgical Units, Monopolar/Bipolar | Bantam PRO | BBP4422014 | Bovie Medical | General Surgery - Barberton | Barberton | Barberton Campus | Tuscora Park Pavilion | 1st Floor | 2023-01-10 16:05 | Low
No | 070405 | Electrosurgical Units, Monopolar/Bipolar | Derm 942 HF Desiccator | B4D4823133 | Bovie Medical | Dermatology - Park West | Barberton | White Pond Campus | White Pond Medical Center | 2nd Floor | 2024-03-15 13:46 | Low
No | 070406 | Electrosurgical Units, Monopolar/Bipolar | Derm 942 HF Desiccator | BD3223023 | Bovie Medical | Dermatology - Park West | Barberton | White Pond Campus | White Pond Medical Center | 2nd Floor | 2024-03-15 14:11 | Low
No | 077773 | Electrosurgical Units, Monopolar/Bipolar | Derm 942 HF Desiccator | BD41423003 | Bovie Medical | Dermatology - Park West | Barberton | White Pond Campus | White Pond Medical Center | 2nd Floor | 2023-07-13 14:00 | Low
No | 034803 | Electrosurgical Units, Monopolar/Bipolar | ESG-400 | B000071 | Olympus America | Operating Room | Akron | Akron City Campus | Akron City Hospital | 1st Floor | 2016-09-02 | Low
No | 034820 | Electrosurgical Units, Monopolar/Bipolar | ESG-400 | B000070 | Olympus America | Operating Room | Akron | Akron City Campus | Akron City Hospital | 1st Floor | 2016-09-02 | Low
No | 037503 | Electrosurgical Units, Monopolar/Bipolar | ESG-400 | B010376 | Olympus America | Operating Room - SW | Barberton | Wadsworth Campus | Wadsworth-Rittman Medical Center | 1st Floor | 2022-04-13 | Low
No | 038017 | Electrosurgical Units, Monopolar/Bipolar | ESG-400 | B000300 | Olympus America | Operating Room - SB | Barberton | Barberton Campus | Summa Barberton Hospital | 2nd Floor | 2016-09-12 | Low
No | 055714 | Electrosurgical Units, Monopolar/Bipolar | ESG-400 | B006321 | Olympus America | Operating Room | Akron | Akron City Campus | Akron City Hospital | 1st Floor | 2019-11-07 | Low
No | 033947 | Electrosurgical Units, Monopolar/Bipolar | Finesse ESU-100 | 21534-003 | Utah Medical Products | SHMG OB/GYN - Stow | Akron | Stow-Kent Campus | Stow-Kent Medical Center | 2nd Floor | 2021-03-25 | Low
No | 060091 | Electrosurgical Units, Monopolar/Bipolar | Finesse ESU-100 | 42202-001 | Utah Medical Products | SHMG OB/GYN - Cuyahoga Falls | Akron | Cuyahoga Falls Campus | Cuyahoga Falls Medical Center |  | 2024-12-20 14:37 | Low
No | 060187 | Electrosurgical Units, Monopolar/Bipolar | Finesse ESU-100 | 22234-011 | Utah Medical Products | SHMG OB/GYN - Park West | Barberton | White Pond Campus | Akron OBGYN | 2nd Floor | 2021-03-05 | Low
No | 001275 | Electrosurgical Units, Monopolar/Bipolar | Force 2 | FOL12110T | Valleylab Covidien | Virtual Care Simulation Lab | Akron | Akron City Campus | Akron City Hospital | 1st Floor | 1991-01-07 | Low
No | 028601 | Electrosurgical Units, Monopolar/Bipolar | Force 2 | F2H41679T | Valleylab Covidien | Medina ASC | Barberton | Medina Campus | Medina Medical Center | 1st Floor | 2010-11-02 | Low
No | 028602 | Electrosurgical Units, Monopolar/Bipolar | Force 2 | F2H41668T | Valleylab Covidien | Medina ASC | Barberton | Medina Campus | Medina Medical Center | 1st Floor | 2010-11-02 | Low
No | 028603 | Electrosurgical Units, Monopolar/Bipolar | Force 2 | F2H41677T | Valleylab Covidien | Medina ASC | Barberton | Medina Campus | Medina Medical Center | 1st Floor | 2010-11-02 | Low
No | 021271 | Electrosurgical Units, Monopolar/Bipolar | Force FX-C | F5K43297A | Valleylab Covidien | Operating Room | Akron | Akron City Campus | Akron City Hospital | 1st Floor | 2006-01-04 | Low
No | 023577 | Electrosurgical Units, Monopolar/Bipolar | Force FX-C | F7J57241A | Valleylab Covidien | Operating Room | Akron | Akron City Campus | Akron City Hospital | 1st Floor | 2007-11-16 | Low
No | 023578 | Electrosurgical Units, Monopolar/Bipolar | Force FX-C | F7J57246A | Valleylab Covidien | Operating Room | Akron | Akron City Campus | Akron City Hospital | 1st Floor | 2007-11-16 | Low
No | 027505 | Electrosurgical Units, Monopolar/Bipolar | Gen11 | 1111131363 | Ethicon Endo-Surgery | Operating Room | Akron | Akron City Campus | Akron City Hospital | 1st Floor | 2011-09-19 | Low
No | 027507 | Electrosurgical Units, Monopolar/Bipolar | Gen11 | 1111134290 | Ethicon Endo-Surgery | Operating Room | Akron | Akron City Campus | Akron City Hospital | 1st Floor | 2011-09-19 | Low
No | 027508 | Electrosurgical Units, Monopolar/Bipolar | Gen11 | 1111134300 | Ethicon Endo-Surgery | Operating Room | Akron | Akron City Campus | Akron City Hospital | 1st Floor | 2011-09-19 | Low
No | 027509 | Electrosurgical Units, Monopolar/Bipolar | Gen11 | 1111134847 | Ethicon Endo-Surgery | Operating Room | Akron | Akron City Campus | Akron City Hospital | 1st Floor | 2011-09-19 | Low
No | 028835 | Electrosurgical Units, Monopolar/Bipolar | Gen11 | 1111138315 | Ethicon Endo-Surgery | Medina ASC | Barberton | Medina Campus | Medina Medical Center | 1st Floor | 2011-10-17 | Low
No | 033300 | Electrosurgical Units, Monopolar/Bipolar | Gen11 | 1111504140 | Ethicon Endo-Surgery | Operating Room | Akron | Akron City Campus | Akron City Hospital | 1st Floor | 2016-03-28 | Low
No | 033324 | Electrosurgical Units, Monopolar/Bipolar | Gen11 | 1111520100 | Ethicon Endo-Surgery | Operating Room | Akron | Akron City Campus | Akron City Hospital | 1st Floor | 2016-03-28 | Low
No | 033325 | Electrosurgical Units, Monopolar/Bipolar | Gen11 | 1111520112 | Ethicon Endo-Surgery | Operating Room | Akron | Akron City Campus | Akron City Hospital | 1st Floor | 2016-03-28 | Low
No | 033326 | Electrosurgical Units, Monopolar/Bipolar | Gen11 | 1111526179 | Ethicon Endo-Surgery | Operating Room | Akron | Akron City Campus | Akron City Hospital | 1st Floor | 2016-03-28 | Low
No | 033327 | Electrosurgical Units, Monopolar/Bipolar | Gen11 | 1111527005 | Ethicon Endo-Surgery | Operating Room | Akron | Akron City Campus | Akron City Hospital | 1st Floor | 2016-03-28 | Low
No | 033328 | Electrosurgical Units, Monopolar/Bipolar | Gen11 | 1111527009 | Ethicon Endo-Surgery | Operating Room | Akron | Akron City Campus | Akron City Hospital | 1st Floor | 2016-03-29 | Low
No | 033329 | Electrosurgical Units, Monopolar/Bipolar | Gen11 | 1111527036 | Ethicon Endo-Surgery | Operating Room | Akron | Akron City Campus | Akron City Hospital | 1st Floor | 2016-03-29 | Low
No | 033330 | Electrosurgical Units, Monopolar/Bipolar | Gen11 | 1111527047 | Ethicon Endo-Surgery | Operating Room | Akron | Akron City Campus | Akron City Hospital | 1st Floor | 2016-03-29 | Low
No | 033331 | Electrosurgical Units, Monopolar/Bipolar | Gen11 | 1111527048 | Ethicon Endo-Surgery | Operating Room | Akron | Akron City Campus | Akron City Hospital | 1st Floor | 2016-03-29 | Low
No | 037599 | Electrosurgical Units, Monopolar/Bipolar | Gen11 | 1111222667 | Ethicon Endo-Surgery | Operating Room - SW | Barberton | Wadsworth Campus | Wadsworth-Rittman Medical Center | 1st Floor | 2012-08-28 | Low
No | 037780 | Electrosurgical Units, Monopolar/Bipolar | Gen11 | 1111222727 | Ethicon Endo-Surgery | Operating Room - SB | Barberton | Barberton Campus | Summa Barberton Hospital | 2nd Floor | 2012-08-28 | Low
No | 037973 | Electrosurgical Units, Monopolar/Bipolar | Gen11 | 1111138468 | Ethicon Endo-Surgery | Operating Room - SB | Barberton | Barberton Campus | Summa Barberton Hospital | 2nd Floor | 2011-10-24 | Low
No | 037982 | Electrosurgical Units, Monopolar/Bipolar | Gen11 | 1111217478 | Ethicon Endo-Surgery | Operating Room - SB | Barberton | Barberton Campus | Summa Barberton Hospital | 2nd Floor | 2012-08-28 | Low
No | 037988 | Electrosurgical Units, Monopolar/Bipolar | Gen11 | 1111526169 | Ethicon Endo-Surgery | Operating Room - SB | Barberton | Barberton Campus | Summa Barberton Hospital | 2nd Floor | 2016-03-25 | Low
No | 037999 | Electrosurgical Units, Monopolar/Bipolar | Gen11 | 1111138509 | Ethicon Endo-Surgery | Operating Room - SB | Barberton | Barberton Campus | Summa Barberton Hospital | 2nd Floor | 2011-10-24 | Low
No | 057455 | Electrosurgical Units, Monopolar/Bipolar | Gen11 | 1111832009 | Ethicon Endo-Surgery | Operating Room | Akron | Akron City Campus | Akron City Hospital | 1st Floor | 2019-05-17 | Low
No | 057459 | Electrosurgical Units, Monopolar/Bipolar | Gen11 | 1111532557 | Ethicon Endo-Surgery | Operating Room | Akron | Akron City Campus | Akron City Hospital | 1st Floor | 2019-05-17 | Low
No | 057465 | Electrosurgical Units, Monopolar/Bipolar | Gen11 | 1111332037 | Ethicon Endo-Surgery | Operating Room | Akron | Akron City Campus | Akron City Hospital | 1st Floor | 2019-05-17 | Low
No | 057466 | Electrosurgical Units, Monopolar/Bipolar | Gen11 | 1111832015 | Ethicon Endo-Surgery | Operating Room | Akron | Akron City Campus | Akron City Hospital | 1st Floor | 2019-05-17 | Low
No | 057467 | Electrosurgical Units, Monopolar/Bipolar | Gen11 | 1111832043 | Ethicon Endo-Surgery | Operating Room | Akron | Akron City Campus | Akron City Hospital | 1st Floor | 2019-05-17 | Low
No | 057468 | Electrosurgical Units, Monopolar/Bipolar | Gen11 | 1111832032 | Ethicon Endo-Surgery | Operating Room | Akron | Akron City Campus | Akron City Hospital | 1st Floor | 2019-05-17 | Low
No | 059501 | Electrosurgical Units, Monopolar/Bipolar | Gen11 | 1112022041 | Ethicon Endo-Surgery | Operating Room | Akron | Akron City Campus | Akron City Hospital | 1st Floor | 2020-11-13 | Low
No | 059502 | Electrosurgical Units, Monopolar/Bipolar | Gen11 | 1112022046 | Ethicon Endo-Surgery | Operating Room | Akron | Akron City Campus | Akron City Hospital | 1st Floor | 2020-11-13 | Low
No | 059712 | Electrosurgical Units, Monopolar/Bipolar | Gen11 | 1112052042 | Ethicon Endo-Surgery | Operating Room | Akron | Akron City Campus | Akron City Hospital | 1st Floor | 2021-02-01 | Low
No | 059713 | Electrosurgical Units, Monopolar/Bipolar | Gen11 | 1112052041 | Ethicon Endo-Surgery | Operating Room | Akron | Akron City Campus | Akron City Hospital | 1st Floor | 2021-02-01 | Low
No | 059855 | Electrosurgical Units, Monopolar/Bipolar | Gen11 | 1112050040 | Ethicon Endo-Surgery | H2 - Labor and Delivery Unit (L&D) | Akron | Akron City Campus | H Tower | 2nd Floor | 2021-01-04 | Low
No | 061087 | Electrosurgical Units, Monopolar/Bipolar | Hyfrecator 2000 | 21170380 | Conmed | Colon/Rectal Surgeons | Akron | Akron City Campus | 95 Arch | 1st Floor | 2021-10-26 | Low
No | 026337 | Electrosurgical Units, Monopolar/Bipolar | MC-4A | D7773 | Macan | Center for Dental Health | Akron | Akron City Campus | 75 Arch | 3rd Floor | 2010-11-10 | Low
No | 039132 | Electrosurgical Units, Monopolar/Bipolar | MEGEN1 | 207599001 | Ethicon Endo-Surgery | Operating Room - SB | Barberton | Barberton Campus | Summa Barberton Hospital | 2nd Floor | 2021-02-08 | Low
No | 039133 | Electrosurgical Units, Monopolar/Bipolar | MEGEN1 | 206876001 | Ethicon Endo-Surgery | Operating Room - SB | Barberton | Barberton Campus | Summa Barberton Hospital | 2nd Floor | 2021-02-08 | Low
No | 059710 | Electrosurgical Units, Monopolar/Bipolar | MEGEN1 | 206182001 | Ethicon Endo-Surgery | Operating Room | Akron | Akron City Campus | Akron City Hospital | 1st Floor | 2021-02-01 | Low
No | 059711 | Electrosurgical Units, Monopolar/Bipolar | MEGEN1 | 205706001 | Ethicon Endo-Surgery | Operating Room | Akron | Akron City Campus | Akron City Hospital | 1st Floor | 2021-02-01 | Low
No | 060583 | Electrosurgical Units, Monopolar/Bipolar | MEGEN1 | Unknown | Ethicon Endo-Surgery | Urology - ACH | Akron | Akron City Campus | 95 Arch | 1st Floor | 2021-07-23 | Low
No | 037494 | Electrosurgical Units, Monopolar/Bipolar | Quantum 2 | QR0Q000D41 | Smith & Nephew | Operating Room - SW | Barberton | Wadsworth Campus | Wadsworth-Rittman Medical Center | 1st Floor | 2021-12-07 | Low
No | 020817 | Electrosurgical Units, Monopolar/Bipolar | RF8000E - FA Coblator II | C4650 | Smith & Nephew | Operating Room | Akron | Akron City Campus | Akron City Hospital | 1st Floor | 2005-04-07 | Low
No | 037312 | Electrosurgical Units, Monopolar/Bipolar | RF8000E - FA Coblator II | C11803 | Smith & Nephew | Operating Room - SW | Barberton | Wadsworth Campus | Wadsworth-Rittman Medical Center | 1st Floor | 2016-11-17 | Low
No | 037578 | Electrosurgical Units, Monopolar/Bipolar | RF8000E - FA Coblator II | CA0Q0008JH | Smith & Nephew | Operating Room - SW | Barberton | Wadsworth Campus | Wadsworth-Rittman Medical Center | 1st Floor | 2018-02-05 | Low
No | 101-18583 | Electrosurgical Units, Monopolar/Bipolar | RF8000E - FA Coblator II | C0827 | Smith & Nephew | Operating Room - SW | Barberton | Wadsworth Campus | Wadsworth-Rittman Medical Center | 1st Floor | 2005-06-01 | Low
No | CE6114 | Electrosurgical Units, Monopolar/Bipolar | RF8000E - FA Coblator II | C10086 | Smith & Nephew | Operating Room - SB | Barberton | Barberton Campus | Summa Barberton Hospital | 2nd Floor | 2010-03-31 | Low
No | 034516 | Electrosurgical Units, Monopolar/Bipolar | UES-40 SURGMASTER - Esu | 1501150 | Olympus America | Operating Room | Akron | Akron City Campus | Akron City Hospital | 1st Floor | 2014-02-25 | Low
No | 038018 | Electrosurgical Units, Monopolar/Bipolar | USG-400 - Ultrasonic Generator | 9508029 | Olympus America | Operating Room - SB | Barberton | Barberton Campus | Summa Barberton Hospital | 2nd Floor | 2016-09-12 | Low
No | 059518 | Electrosurgical Units, Monopolar/Bipolar | USG-400 - Ultrasonic Generator | 9914086 | Olympus America | Operating Room | Akron | Akron City Campus | Akron City Hospital | 1st Floor | 2021-03-29 | Low
No | 061134 | Electrosurgical Units, Monopolar/Bipolar | USG-400 - Ultrasonic Generator | 9508175 | Olympus America | Operating Room | Akron | Akron City Campus | Akron City Hospital | 1st Floor | 2021-03-29 | Low
No | 061135 | Electrosurgical Units, Monopolar/Bipolar | USG-400 - Ultrasonic Generator | 9508169 | Olympus America | Operating Room | Akron | Akron City Campus | Akron City Hospital | 1st Floor | 2022-02-25 | Low
No | 039976 | Electrosurgical Units, Monopolar/Bipolar | VLFT10GEN - ValleyLab FT10 | T2157174DX | Medtronic | Medina ASC | Barberton | Medina Campus | Medina Medical Center | 1st Floor | 2022-11-01 | Low
No | 024820 | Electrosurgical Units, Monopolar/Bipolar | XW200482 - Gynecare Versapoint | 0921106 | Ethicon Endo-Surgery | Operating Room | Akron | Akron City Campus | Akron City Hospital | 1st Floor | 2009-09-17 | Low
No | 030181 | Electrosurgical Units, Monopolar/Bipolar | XW200482 - Gynecare Versapoint | 1220422 | Ethicon Endo-Surgery | Operating Room | Akron | Akron City Campus | Akron City Hospital | 1st Floor | 2012-03-13 | Low
No | 062368 | Electrothermal Cautery Units, Infrared | IRC2100 | 060313 | Redfield | Colon/Rectal Surgeons | Akron | Akron City Campus | 95 Arch | 1st Floor | 2022-10-21 | Low
No | 060284 | Ergometers | 1505 - Cath Ergometer | 0808480 | Medical Positioning | SCI-Cardiac Cath Lab Svcs | Akron | Akron City Campus | Akron City Hospital | 1st Floor | 2021-06-14 | Low
No | 052234 | Ergometers | 960912 - Lode Corival Cycle Ergometer | 20180161 | MGC Diagnostics | SCI - Cardio & Pulm Rehab | Akron | Akron City Campus | 95 Arch | Ground Floor | 2018-12-05 | Low
No | 063016 | Ergometers | FA104581 - Rt300-Slsa Series 2 Ergometer | A000-527-10-22291036 | Restorative Therapies Inc. | Summa Rehab Hospital | Akron | Akron City Campus | Summa Rehab Hospital |  | 2023-06-29 06:35 | Low
No | 021096 | Ergometers | Pro II - Total Body Ergometer | 650-006889 | SciFit | Rehab Services OP - Medina | Barberton | Medina Campus | Medina Medical Center | 3rd Floor | 2005-03-16 | Low
No | 033139 | Ergometers | Pro II - Total Body Ergometer | 660-015549 | SciFit | SCI - Cardio & Pulm Rehab | Akron | Akron City Campus | 95 Arch | Ground Floor | 2014-10-02 | Low
No | 070152 | Ergometers | Pro II - Total Body Ergometer | 660-013447 | SciFit | Wadsworth Comm. Ctn. PT | Barberton | Wadsworth Campus | Wadsworth Community Center | 1st Floor | 2005-03-16 | Low
No | 017092 | Ergometers, Cyclic Arm Exerciser | 2460 - Upper Body Ergometer | 2460K182803 | Cybex International | Rehab Services OP - Green | Barberton | Green Campus | Green Family YMCA | Ground Floor | 2002-04-25 | Low
No | 017093 | Ergometers, Cyclic Arm Exerciser | 2460 - Upper Body Ergometer | 2460MMF0048 | Cybex International | Rehab Services OP - Green | Barberton | Green Campus | Green Family YMCA | Ground Floor | 2002-04-25 | Low
No | 020448 | Ergometers, Cyclic Arm Exerciser | 2460 - Upper Body Ergometer | 2460N430150 | Cybex International | REHAB YMCA | Akron | Akron City Campus | Kohl Family YMCA at University Park |  | 2006-01-04 | Low
No | 070234 | Ergometers, Cyclic Arm Exerciser | 2460 - Upper Body Ergometer | A9659 | Cybex International | Rehab Services OP - SB | Barberton | Barberton Campus | Anna Dean Professional Park | Ground Floor | 2023-10-02 11:39 | Low
No | 033228 | Ergometers, Cyclic Arm Exerciser | PRO 1000 - Upper Body Ergometer | 610-014491 | SciFit | SCI - Cardio & Pulm Rehab | Akron | Akron City Campus | 95 Arch | Ground Floor | 2015-12-17 | Low
No | 033229 | Ergometers, Cyclic Arm Exerciser | PRO 1000 - Upper Body Ergometer | 610-014495 | SciFit | SCI - Cardio & Pulm Rehab | Akron | Akron City Campus | 95 Arch | Ground Floor | 2015-12-17 | Low
No | 033230 | Ergometers, Cyclic Arm Exerciser | PRO 1000 - Upper Body Ergometer | 610-014493 | SciFit | SCI - Cardio & Pulm Rehab | Akron | Akron City Campus | 95 Arch | Ground Floor | 2015-12-17 | Low
No | 033231 | Ergometers, Cyclic Arm Exerciser | PRO 1000 - Upper Body Ergometer | 610-014492 | SciFit | SCI - Cardio & Pulm Rehab | Akron | Akron City Campus | 95 Arch | Ground Floor | 2015-12-17 | Low
No | 033232 | Ergometers, Cyclic Arm Exerciser | PRO 1000 - Upper Body Ergometer | 610-014487 | SciFit | SCI - Cardio & Pulm Rehab | Akron | Akron City Campus | 95 Arch | Ground Floor | 2015-12-17 | Low
No | 056232 | Ergometers, Cyclic Arm Exerciser | PRO 1000 - Upper Body Ergometer | 610-012627 | SciFit | Rehab Services OP - Spine Inst | Akron | Fairlawn Campus | Spine and Neuroscience Center | Ground Floor | 2019-04-04 | Low
No | 058483 | Ergometers, Cyclic Arm Exerciser | PRO 1000 - Upper Body Ergometer | 670-007509 | SciFit | REHAB YMCA | Akron | Akron City Campus | Kohl Family YMCA at University Park |  | 2019-11-07 | Low
No | 070531 | Ergometers, Cyclic Arm Exerciser | PRO 1000 - Upper Body Ergometer | P1XERGW24160019 | SciFit | SCI - Cardiac Rehab - SB | Barberton | Barberton Campus | Summa Barberton Hospital | Ground Floor | 2024-05-01 | Low
No | 059169 | Evaporators | VMFSPEVAP-32 - Spevap | 00661 | United Chemical Technologies (Utc) Inc | LAB Special Proced Tox | Akron | Akron City Campus | ACH Admin Building | 2nd Floor | 2020-08-06 | Low
No | 036604 | EXERCISE EQUIPMENT | 950-440 - BALANCE SYSTEM SD | 17051700 | Biodex Medical Systems Inc | REHAB YMCA | Akron | Akron City Campus | Kohl Family YMCA at University Park |  | 2017-06-01 | Low
No | 023916 | EXERCISE EQUIPMENT | FJE-607R - APOLLO 733 | 733 | Dynex Technologies Inc | Center for Corp Health - Green | Barberton | Green Campus | Green Medical Center | Ground Floor | 2008-01-17 | Low
No | 012545 | EXERCISE EQUIPMENT | PRO FITTER - BALANCE EQUIPMENT | 4569 | Fitter | REHAB YMCA | Akron | Akron City Campus | Kohl Family YMCA at University Park |  | 2002-10-04 | Low
No | 051986 | EXERCISE EQUIPMENT | SIM II 5 - SIMULATOR II | S91WR15A | BTE | Rehab Services OP - Green | Barberton | Green Campus | Green Family YMCA | Ground Floor | 2017-05-29 | Low
No | 023996 | EXERCISE EQUIPMENT | TRAZER 760S - VIRTUAL REALITY EXERCISE | B09-26760s9514CN073 | Cybex International | Rehab Services OP - Hudson | Akron | Hudson Campus | Summa Health Wellness Center | Ground Floor | 2008-03-04 | Low
No | 031135 | Exercisers, Aerobic, Climbing | RST7000 - Stepone Recumbent Stepper | 150-008699 | SciFit | Summa Rehab Hospital | Akron | Akron City Campus | Summa Rehab Hospital |  | 2012-01-09 | Low
No | 031136 | Exercisers, Aerobic, Climbing | RST7000 - Stepone Recumbent Stepper | 150-008700 | SciFit | Summa Rehab Hospital | Akron | Akron City Campus | Summa Rehab Hospital |  | 2012-01-09 | Low
No | 033138 | Exercisers, Aerobic, Climbing, Stair/Stepper | ISO7000R - Stepone Recumbent Stepper | 151-001243 | SciFit | SCI - Cardio & Pulm Rehab | Akron | Akron City Campus | 95 Arch | Ground Floor | 2014-10-02 | Low
No | 033233 | Exercisers, Aerobic, Climbing, Stair/Stepper | ISO7000R - Stepone Recumbent Stepper | 151-002910 | SciFit | SCI - Cardio & Pulm Rehab | Akron | Akron City Campus | 95 Arch | Ground Floor | 2015-12-17 | Low
No | 033234 | Exercisers, Aerobic, Climbing, Stair/Stepper | ISO7000R - Stepone Recumbent Stepper | 151-002906 | SciFit | SCI - Cardio & Pulm Rehab | Akron | Akron City Campus | 95 Arch | Ground Floor | 2015-12-17 | Low
No | 033235 | Exercisers, Aerobic, Climbing, Stair/Stepper | ISO7000R - Stepone Recumbent Stepper | 151-002907 | SciFit | SCI - Cardio & Pulm Rehab | Akron | Akron City Campus | 95 Arch | Ground Floor | 2015-12-17 | Low
No | 033236 | Exercisers, Aerobic, Climbing, Stair/Stepper | ISO7000R - Stepone Recumbent Stepper | 151-002908 | SciFit | SCI - Cardio & Pulm Rehab | Akron | Akron City Campus | 95 Arch | Ground Floor | 2015-12-17 | Low
No | 056230 | Exercisers, Aerobic, Climbing, Stair/Stepper | ISO7000R - Stepone Recumbent Stepper | 151-000023 | SciFit | Rehab Services OP - Spine Inst | Akron | Fairlawn Campus | Spine and Neuroscience Center | Ground Floor | 2019-04-04 | Low
No | 033212 | Exercisers, Aerobic, Elliptical Motion | E875 - E875 Elliptical | 0328429 | Sportsart America | SCI - Cardio & Pulm Rehab | Akron | Akron City Campus | 95 Arch | Ground Floor | 2015-12-16 | Low
No | 033213 | Exercisers, Aerobic, Elliptical Motion | E875 - E875 Elliptical | 0328440 | Sportsart America | SCI - Cardio & Pulm Rehab | Akron | Akron City Campus | 95 Arch | Ground Floor | 2015-12-16 | Low
No | 033237 | Exercisers, Aerobic, Elliptical Motion | Rex 7000 - Rex Total Body Recumbent Elliptical | 990-008363 | SciFit | SCI - Cardio & Pulm Rehab | Akron | Akron City Campus | 95 Arch | Ground Floor | 2015-12-17 | Low
No | 033238 | Exercisers, Aerobic, Elliptical Motion | Rex 7000 - Rex Total Body Recumbent Elliptical | 990-008362 | SciFit | SCI - Cardio & Pulm Rehab | Akron | Akron City Campus | 95 Arch | Ground Floor | 2015-12-17 | Low
No | 033239 | Exercisers, Aerobic, Elliptical Motion | Rex 7000 - Rex Total Body Recumbent Elliptical | 990-008361 | SciFit | SCI - Cardio & Pulm Rehab | Akron | Akron City Campus | 95 Arch | Ground Floor | 2015-12-17 | Low
No | 058484 | Exercisers, Aerobic, Stationary Bicycle | 52R - C521R Exercise Bike | 0113300 | Sportsart America | REHAB YMCA | Akron | Akron City Campus | Kohl Family YMCA at University Park |  | 2019-11-07 | Low
No | 033218 | Exercisers, Aerobic, Stationary Bicycle | 625C - Upright Bike | K1021-625C007N | Cybex International | SCI - Cardio & Pulm Rehab | Akron | Akron City Campus | 95 Arch | Ground Floor | 2015-12-16 | Low
No | 033219 | Exercisers, Aerobic, Stationary Bicycle | 625C - Upright Bike | K1023-625C007N | Cybex International | SCI - Cardio & Pulm Rehab | Akron | Akron City Campus | 95 Arch | Ground Floor | 2015-12-16 | Low
No | 033220 | Exercisers, Aerobic, Stationary Bicycle | 625C - Upright Bike | K1001-625C006N | Cybex International | SCI - Cardio & Pulm Rehab | Akron | Akron City Campus | 95 Arch | Ground Floor | 2015-12-16 | Low
No | 056561 | Exercisers, Aerobic, Stationary Bicycle | 818E Ergomedic | 056561 | Monark | Rehab Services OP - Hudson | Akron | Hudson Campus | Summa Health Wellness Center | Ground Floor | 2019-10-30 | Low
No | 039530 | Exercisers, Aerobic, Stationary Bicycle | AD4 - Schwinn Airdyne | EP200288 | Schwinn | SCI - Cardiac Rehab - SB | Barberton | Barberton Campus | Summa Barberton Hospital | Ground Floor | 2021-07-28 | Low
No | 039532 | Exercisers, Aerobic, Stationary Bicycle | AD4 - Schwinn Airdyne | EY401995 | Schwinn | SCI - Cardiac Rehab - SB | Barberton | Barberton Campus | Summa Barberton Hospital | Ground Floor | 2021-07-28 | Low
No | 033221 | Exercisers, Aerobic, Stationary Bicycle | AD6 - Schwinn Airdyne | 100250PR015291498 | Schwinn | SCI - Cardio & Pulm Rehab | Akron | Akron City Campus | 95 Arch | Ground Floor | 2015-12-17 | Low
No | 033061 | Exercisers, Aerobic, Stationary Bicycle | C52U - C52U Stationary Bike | 0078898 | Sportsart America | Rehab Services OP - Medina | Barberton | Medina Campus | Medina Medical Center | 3rd Floor | 2013-04-29 | Low
No | 063448 | Exercisers, Aerobic, Stationary Bicycle | Echo Bike | V20-177357 | Rogue Fitness | Tallmadge Rec Center | Akron | Tallmadge Campus | Tallmadge Recreation Center | Ground Floor | 2023-09-14 10:19 | Low
No | 070230 | Exercisers, Aerobic, Stationary Bicycle | Fitron | A7546 | Cybex International | Rehab Services OP - SB | Barberton | Barberton Campus | Anna Dean Professional Park | Ground Floor | 2023-10-06 13:58 | Low
No | 052094 | Exercisers, Aerobic, Stationary Bicycle | MF B200 | 113459 | Magnum Fitness | Rehab Services OP - Green | Barberton | Green Campus | Green Family YMCA | Ground Floor | 2018-01-25 | Low
No | 070229 | Exercisers, Aerobic, Stationary Bicycle | OSC-XX Bike | OSC 104885 | Life Fitness | Rehab Services OP - SB | Barberton | Barberton Campus | Anna Dean Professional Park | Ground Floor | 2023-10-06 14:00 | Low
No | 039731 | Exercisers, Aerobic, Stationary Bicycle | UC400 - True Fitness C400 | 17-UC4000229G | True Fitness Technology | SCI - Cardiac Rehab - SB | Barberton | Barberton Campus | Summa Barberton Hospital | Ground Floor | 2022-07-25 | Low
No | 065190 | Exercisers, Aerobic, Stationary Bicycle | U-ES - Endurance Upright Cycle | CTM749F240635268 | Matrix Fitness | Rehab Services OP - NEOMED | Akron | Rootstown Campus | Summa Health Therapy at Rootstown | Ground Floor | 2025-03-20 08:32 | Low
No | 024975 | Exercisers, Aerobic, Stationary Bicycle, Recumbent | 0077005 - Airforce Excercise Bike | 077036060400112 | Lamat Health, Fit, & Sprt | Rehab Services OP - Green | Barberton | Green Campus | Green Family YMCA | Ground Floor | 2007-12-12 | Low
No | 033214 | Exercisers, Aerobic, Stationary Bicycle, Recumbent | 625R - Recumbent Bike | K1204-625R009N | Cybex International | SCI - Cardio & Pulm Rehab | Akron | Akron City Campus | 95 Arch | Ground Floor | 2015-12-16 | Low
No | 033215 | Exercisers, Aerobic, Stationary Bicycle, Recumbent | 625R - Recumbent Bike | K1112-625R010N | Cybex International | SCI - Cardio & Pulm Rehab | Akron | Akron City Campus | 95 Arch | Ground Floor | 2015-12-16 | Low
No | 033216 | Exercisers, Aerobic, Stationary Bicycle, Recumbent | 625R - Recumbent Bike | K1113-625R008N | Cybex International | SCI - Cardio & Pulm Rehab | Akron | Akron City Campus | 95 Arch | Ground Floor | 2015-12-16 | Low
No | 033217 | Exercisers, Aerobic, Stationary Bicycle, Recumbent | 625R - Recumbent Bike | J0821-625R012N | Cybex International | SCI - Cardio & Pulm Rehab | Akron | Akron City Campus | 95 Arch | Ground Floor | 2015-12-16 | Low
No | 056231 | Exercisers, Aerobic, Stationary Bicycle, Recumbent | 770R - R Series Upright Bicycle | H0515-770R022N | Cybex International | Rehab Services OP - Spine Inst | Akron | Fairlawn Campus | Spine and Neuroscience Center | Ground Floor | 2019-04-04 | Low
No | 056233 | Exercisers, Aerobic, Stationary Bicycle, Recumbent | 770R - R Series Upright Bicycle | H0515-770C008N | Cybex International | Rehab Services OP - Spine Inst | Akron | Fairlawn Campus | Spine and Neuroscience Center | Ground Floor | 2019-04-04 | Low
No | 057567 | Exercisers, Aerobic, Stationary Bicycle, Recumbent | Cascade CMXRT - Cascade Cmxrt Recumbent Exercise Bike | 3770010171200103 | Cascade Health & Fitness | Summa Rehab Hospital | Akron | Akron City Campus | Summa Rehab Hospital |  | 2019-06-06 | Low
No | 039531 | Exercisers, Aerobic, Stationary Bicycle, Recumbent | CRRL - R Series Recumbent Bicycle | HCR200317 | Cybex International | SCI - Cardiac Rehab - SB | Barberton | Barberton Campus | Summa Barberton Hospital | Ground Floor | 2021-07-28 | Low
No | 062625 | Exercisers, Aerobic, Stationary Bicycle, Recumbent | R-PS-TOUCH | RB317D200600046 | Matrix Fitness | Rehab Services OP - NEOMED | Akron | Rootstown Campus | Summa Health Therapy at Rootstown | 1st Floor | 2023-04-06 18:02 | Low
No | 070228 | Exercisers, Aerobic, Stationary Bicycle, Recumbent | T4R Cross Trainer | 539083 | Nustep | Rehab Services OP - SB | Barberton | Barberton Campus | Anna Dean Professional Park | Ground Floor | 2021-07-28 | Low
No | 063449 | Exercisers, Aerobic, Stationary Bicycle, Recumbent | T5XR Cross Trainer | MW170KB1540B02 | Nustep | Tallmadge Rec Center | Akron | Tallmadge Campus | Tallmadge Recreation Center | Ground Floor | 2023-09-15 09:03 | Low
No | 024489 | Exercisers, Aerobic, Stationary Bicycle, Recumbent | TRS4000 - Reclined Bike | 435519 | Nustep | Rehab Services OP - NEOMED | Akron | Rootstown Campus | Summa Health Therapy at Rootstown | Ground Floor | 2008-09-25 | Low
No | 026400 | Exercisers, Aerobic, Stationary Bicycle, Recumbent | TRS4000 - Reclined Bike | 458860 | Nustep | Rehab Services OP - Green | Barberton | Green Campus | Green Family YMCA | Ground Floor | 2010-11-19 | Low
No | 033060 | Exercisers, Aerobic, Stationary Bicycle, Recumbent | TRS4000 - Reclined Bike | 458331 | Nustep | Rehab Services OP - Medina | Barberton | Medina Campus | Medina Medical Center | 3rd Floor | 2013-04-29 | Low
No | 039526 | Exercisers, Aerobic, Stationary Bicycle, Recumbent | TRS4000 - Reclined Bike | 429031 | Nustep | SCI - Cardiac Rehab - SB | Barberton | Barberton Campus | Summa Barberton Hospital | Ground Floor | 2021-07-28 | Low
No | 039527 | Exercisers, Aerobic, Stationary Bicycle, Recumbent | TRS4000 - Reclined Bike | 429030 | Nustep | SCI - Cardiac Rehab - SB | Barberton | Barberton Campus | Summa Barberton Hospital | Ground Floor | 2021-07-28 | Low
No | 039533 | Exercisers, Aerobic, Stationary Bicycle, Recumbent | TRS4000 - Reclined Bike | T4R511711 | Nustep | SCI - Cardiac Rehab - SB | Barberton | Barberton Campus | Summa Barberton Hospital | Ground Floor | 2021-07-28 | Low
No | 070151 | Exercisers, Aerobic, Stationary Bicycle, Recumbent | TRS4000 - Reclined Bike | T4469693 | Nustep | Wadsworth Comm. Ctn. PT | Barberton | Wadsworth Campus | Wadsworth Community Center | Ground Floor | 2023-08-02 | Low
No | 070226 | Exercisers, Aerobic, Stationary Bicycle, Recumbent | TRS4000 - Reclined Bike | 423949 | Nustep | Rehab Services OP - SB | Barberton | Barberton Campus | Anna Dean Professional Park | Ground Floor | 2021-07-28 | Low
No | 070227 | Exercisers, Aerobic, Stationary Bicycle, Recumbent | TRS4000 - Reclined Bike | 411601 | Nustep | Rehab Services OP - SB | Barberton | Barberton Campus | Anna Dean Professional Park | Ground Floor | 2021-07-28 | Low
No | 031108 | Exercisers, Aerobic, Treadmill | 2000T - Gaitkeeper Treadmill | 10-5M0104H | Mobility Research | Summa Rehab Hospital | Akron | Akron City Campus | Summa Rehab Hospital |  | 2012-01-06 | Low
No | 032495 | Exercisers, Aerobic, Treadmill | 2024315-001 - T2100ST | GEDC-0093 | GE Healthcare | SCI - Noninvasive Cardio Service | Akron | Akron City Campus | Akron City Hospital | Ground Floor | 2017-03-21 | Low
No | 033205 | Exercisers, Aerobic, Treadmill | 2024315-001 - T2100ST | SN815464290SA | GE Healthcare | SCI - Cardio & Pulm Rehab | Akron | Akron City Campus | 95 Arch | Ground Floor | 2015-11-18 | Low
No | 033472 | Exercisers, Aerobic, Treadmill | 2024315-001 - T2100ST | SN816050124SA | GE Healthcare | SCI - Noninvasive Cardio Service | Akron | Akron City Campus | Akron City Hospital | Ground Floor | 2016-02-10 | Low
No | 033477 | Exercisers, Aerobic, Treadmill | 2024315-001 - T2100ST | SN816050122SA | GE Healthcare | SCI - Noninvasive Cardio Service | Akron | Akron City Campus | Akron City Hospital | Ground Floor | 2016-02-10 | Low
No | 033485 | Exercisers, Aerobic, Treadmill | 2024315-001 - T2100ST | SN816050125SA | GE Healthcare | SCI - Noninvasive Cardio Service | Akron | Akron City Campus | Akron City Hospital | Ground Floor | 2016-02-10 | Low
No | 033489 | Exercisers, Aerobic, Treadmill | 2024315-001 - T2100ST | SN816070172SA | GE Healthcare | SCI - Noninvasive Cardio Service | Akron | Akron City Campus | Akron City Hospital | Ground Floor | 2016-02-10 | Low
No | 034759 | Exercisers, Aerobic, Treadmill | 2024315-001 - T2100ST | SN816170470SA | GE Healthcare | SCI - Noninvasive Cardio Service | Akron | Akron City Campus | Akron City Hospital | Ground Floor | 2016-05-18 | Low
No | 037025 | Exercisers, Aerobic, Treadmill | 2024315-001 - T2100ST | SN816050119SA | GE Healthcare | SCI - Cardiac Stress Testing - SB | Barberton | Barberton Campus | Summa Barberton Hospital | Ground Floor | 2016-02-11 | Low
No | 037030 | Exercisers, Aerobic, Treadmill | 2024315-001 - T2100ST | SN816050121SA | GE Healthcare | SCI - Cardiac Stress Testing - SB | Barberton | Barberton Campus | Summa Barberton Hospital | Ground Floor | 2016-02-11 | Low
No | 058567 | Exercisers, Aerobic, Treadmill | 2097357-002 - T2100-ST2 | GEDC-2305 | GE Healthcare | SCI - Noninvasive Cardio Service | Akron | Akron City Campus | 95 Arch | 3rd Floor | 2019-12-18 | Low
No | 058655 | Exercisers, Aerobic, Treadmill | 2097357-002 - T2100-ST2 | GEDC-3547 | GE Healthcare | SCI - Noninvasive Cardio Service | Akron | Akron City Campus | Akron City Hospital | Ground Floor | 2020-01-07 | Low
No | 059201 | Exercisers, Aerobic, Treadmill | 2097357-002 - T2100-ST2 | GEDC-4097 | GE Healthcare | Nuclear Medicine | Akron | Akron City Campus | Akron City Hospital | Ground Floor | 2020-07-20 | Low
No | 062465 | Exercisers, Aerobic, Treadmill | 2097357-002 - T2100-ST2 | GEDC-7199 | GE Healthcare | SCI-Cardio Rootstown | Akron | Rootstown Campus | Rootstown Medical Center | Ground Floor | 2022-12-06 | Low
No | 024470 | Exercisers, Aerobic, Treadmill | 6300HR - 6300Hr Treadmill | 0107965 | Sportsart America | Wadsworth Comm. Ctn. PT | Barberton | Wadsworth Campus | Wadsworth Community Center | 1st Floor | 2008-09-26 | Low
No | 033222 | Exercisers, Aerobic, Treadmill | 770T | K0928-770TX063N | Cybex International | SCI - Cardio & Pulm Rehab | Akron | Akron City Campus | 95 Arch | Ground Floor | 2015-12-17 | Low
No | 033223 | Exercisers, Aerobic, Treadmill | 770T | K0928-770TX066N | Cybex International | SCI - Cardio & Pulm Rehab | Akron | Akron City Campus | 95 Arch | Ground Floor | 2015-12-17 | Low
No | 033224 | Exercisers, Aerobic, Treadmill | 770T | K0925-770TX060N | Cybex International | SCI - Cardio & Pulm Rehab | Akron | Akron City Campus | 95 Arch | Ground Floor | 2015-12-17 | Low
No | 033225 | Exercisers, Aerobic, Treadmill | 770T | K0928-770TX062N | Cybex International | SCI - Cardio & Pulm Rehab | Akron | Akron City Campus | 95 Arch | Ground Floor | 2015-12-17 | Low
No | 033226 | Exercisers, Aerobic, Treadmill | 770T | K0928-770TX045N | Cybex International | SCI - Cardio & Pulm Rehab | Akron | Akron City Campus | 95 Arch | Ground Floor | 2015-12-17 | Low
No | 033227 | Exercisers, Aerobic, Treadmill | 770T | K0925-770TX056N | Cybex International | SCI - Cardio & Pulm Rehab | Akron | Akron City Campus | 95 Arch | Ground Floor | 2015-12-17 | Low
No | 038883 | Exercisers, Aerobic, Treadmill | 770T | M0109-77TX0044N | Cybex International | SCI - Cardiac Rehab - SB | Barberton | Barberton Campus | Summa Barberton Hospital | Ground Floor | 2020-08-07 | Low
No | 056235 | Exercisers, Aerobic, Treadmill | 770T | H0515-770TX034H | Cybex International | Rehab Services OP - Medina | Barberton | Medina Campus | Medina Medical Center | 3rd Floor | 2019-04-04 | Low
No | 056236 | Exercisers, Aerobic, Treadmill | 770T | H0515-770TX038N | Cybex International | Rehab Services OP - Spine Inst | Akron | Fairlawn Campus | Spine and Neuroscience Center | Ground Floor | 2019-04-04 | Low
No | 033240 | Exercisers, Aerobic, Treadmill | 790T - Treadmill | K0924-790TX081N | Cybex International | SCI - Cardio & Pulm Rehab | Akron | Akron City Campus | 95 Arch | Ground Floor | 2015-12-17 | Low
No | 070235 | Exercisers, Aerobic, Treadmill | 8700 LTD | 7-55365 | Landice | Rehab Services OP - SB | Barberton | Barberton Campus | Anna Dean Professional Park | Ground Floor | 2023-10-06 13:55 | Low
No | 037028 | Exercisers, Aerobic, Treadmill | 9-3573-MUSAP3 - S Series S-Trx 3573 Treadmill | TRXS1406-L01052 | Star Trac | SCI - Noninvasive Vascular - SB | Barberton | Barberton Campus | Summa Barberton Hospital | Ground Floor | 2018-08-14 | Low
No | 038781 | Exercisers, Aerobic, Treadmill | 9-9051-MUNBPO - E-Trx | TREX1112-L01144 | Star Trac | SCI - Cardiac Rehab - SB | Barberton | Barberton Campus | Summa Barberton Hospital | Ground Floor | 2020-09-09 | Low
No | 059030 | Exercisers, Aerobic, Treadmill | INTS-ALLLX-02 - Integrity Series Treadmill | HHT130881 | Life Fitness | Rehab Services OP - Green | Barberton | Green Campus | Green Family YMCA | Ground Floor | 2020-04-23 | Low
No | 013890 | Exercisers, Aerobic, Treadmill | L7 RTM | L7-3-641 | Landice | Pulmonary Function Testing | Akron | Akron City Campus | Akron City Hospital | 5th Floor | 2003-08-07 | Low
No | 043562 | Exercisers, Aerobic, Treadmill | L7 RTM | L7-123618 | Landice | Rehab Services OP - NEOMED | Akron | Rootstown Campus | Summa Health Therapy at Rootstown | Ground Floor | 2021-08-30 | Low
No | 039262 | Exercisers, Aerobic, Treadmill | L9 RTM | L9-3638 | Landice | SCI - Cardiac Rehab - SB | Barberton | Barberton Campus | Summa Barberton Hospital | Ground Floor | 2021-02-25 | Low
No | 009428 | Exercisers, Aerobic, Treadmill | PRO PLUS - Treadmill, Exercise | F7BA32901 | Aerobics Inc. | SCI - Noninvasive Vascular | Akron | Akron City Campus | Akron City Hospital | Ground Floor | 1998-02-01 | Low
No | 059993 | Exercisers, Computer-Aided Training | BIT-2055 - Bioness Integrated Therapy System | 86XWE2330XXE19D5611 | Bioness Inc | Summa Rehab Hospital | Akron | Akron City Campus | Summa Rehab Hospital |  | 2021-01-28 | Low
No | 033136 | Exercisers, Continuous Passive/Active Motion | 771AT - Arc Trainer (Cross Trainer) | J0813771AT140N | Cybex International | SCI - Cardio & Pulm Rehab | Akron | Akron City Campus | 95 Arch | Ground Floor | 2014-09-17 | Low
No | 033242 | Exercisers, Continuous Passive/Active Motion | 771AT - Arc Trainer (Cross Trainer) | K1221-77A7713N | Cybex International | SCI - Cardio & Pulm Rehab | Akron | Akron City Campus | 95 Arch | Ground Floor | 2015-12-30 | Low
No | 056234 | Exercisers, Continuous Passive/Active Motion | 772AT - Arc Trainer | H0606-772AT377N | Cybex International | Rehab Services OP - Spine Inst | Akron | Fairlawn Campus | Spine and Neuroscience Center | Ground Floor | 2019-04-04 | Low
No | 070233 | Exercisers, Low Back | CM99-1 - Roman Chair | CM99-1-0085 | Backstrong International | Rehab Services OP - SB | Barberton | Barberton Campus | Anna Dean Professional Park | Ground Floor | 2023-10-06 13:49 | Low
No | 070364 | Exercisers, Muscle Strength, Lever/Pulley-Cable | 40 | 3970 | Elgin | Rehab Services OP - Green | Barberton | Green Campus | Green Family YMCA | Ground Floor | 2024-01-22 10:10 | Low
No | 070365 | Exercisers, Muscle Strength, Lever/Pulley-Cable | 40 | 008109A | Elgin | Rehab Services OP - Green | Barberton | Green Campus | Green Family YMCA | Ground Floor | 2024-01-22 10:14 | Low
No | 063283 | Exercisers, Muscle Strength, Lever/Pulley-Cable | 11040 Leg Press | H050211040527N | Cybex International | Rehab Services OP - Spine Inst | Akron | Fairlawn Campus | Spine and Neuroscience Center | Ground Floor | 2023-07-13 13:40 | Low
No | 063278 | Exercisers, Muscle Strength, Lever/Pulley-Cable | 12001 Chest Press | H051612001453N | Cybex International | Rehab Services OP - Spine Inst | Akron | Fairlawn Campus | Spine and Neuroscience Center | Ground Floor | 2023-07-13 13:09 | Low
No | 063279 | Exercisers, Muscle Strength, Lever/Pulley-Cable | 12020 Pulldown | H041812020236N | Cybex International | Rehab Services OP - Spine Inst | Akron | Fairlawn Campus | Spine and Neuroscience Center | Ground Floor | 2023-07-13 13:15 | Low
No | 063280 | Exercisers, Muscle Strength, Lever/Pulley-Cable | 12030 Row | H050912030293N | Cybex International | Rehab Services OP - Spine Inst | Akron | Fairlawn Campus | Spine and Neuroscience Center | Ground Floor | 2023-07-13 13:22 | Low
No | 063285 | Exercisers, Muscle Strength, Lever/Pulley-Cable | 12052 Leg Extension | H051612052107N | Cybex International | Rehab Services OP - Spine Inst | Akron | Fairlawn Campus | Spine and Neuroscience Center | Ground Floor | 2023-07-13 13:48 | Low
No | 063284 | Exercisers, Muscle Strength, Lever/Pulley-Cable | 12062 Seated Leg Curl | H042512062091N | Cybex International | Rehab Services OP - Spine Inst | Akron | Fairlawn Campus | Spine and Neuroscience Center | Ground Floor | 2023-07-13 13:43 | Low
No | 063286 | Exercisers, Muscle Strength, Lever/Pulley-Cable | 12070 Arm Curl | H041812070382N | Cybex International | Rehab Services OP - Spine Inst | Akron | Fairlawn Campus | Spine and Neuroscience Center | Ground Floor | 2023-07-13 13:54 | Low
No | 063281 | Exercisers, Muscle Strength, Lever/Pulley-Cable | 12180 Tricep Press | H050912180264N | Cybex International | Rehab Services OP - Spine Inst | Akron | Fairlawn Campus | Spine and Neuroscience Center | Ground Floor | 2023-07-13 13:27 | Low
No | 063077 | Exercisers, Muscle Strength, Lever/Pulley-Cable | 20040 Eagle NX | 21110920040003N | Cybex International | Rehab Services OP - NEOMED | Akron | Rootstown Campus | Summa Health Therapy at Rootstown | Ground Floor | 2023-04-06 18:02 | Low
No | 063450 | Exercisers, Muscle Strength, Lever/Pulley-Cable | 20040 Eagle NX | M042120040173N | Cybex International | Tallmadge Rec Center | Akron | Tallmadge Campus | Tallmadge Recreation Center | Ground Floor | 2023-09-14 10:09 | Low
No | 070231 | Exercisers, Muscle Strength, Lever/Pulley-Cable | 4520 - Modular Row / Rear Delt | 452091S284932 | Cybex International | Rehab Services OP - SB | Barberton | Barberton Campus | Anna Dean Professional Park | Ground Floor | 2023-10-06 13:36 | Low
No | 070240 | Exercisers, Muscle Strength, Lever/Pulley-Cable | 4628 - Modular Seated Leg Curl | 462891S071332 | Cybex International | Rehab Services OP - SB | Barberton | Barberton Campus | Anna Dean Professional Park | Ground Floor | 2023-10-06 13:38 | Low
No | 021085 | Exercisers, Muscle Strength, Lever/Pulley-Cable | 5315-91 - Shoulder Tower | Y12-030431591-3814 | Cybex International | Rehab Services OP - Medina | Barberton | Medina Campus | Medina Medical Center | 3rd Floor | 2005-03-16 | Low
No | 070238 | Exercisers, Muscle Strength, Lever/Pulley-Cable | 5601 - Modular Lateral Pulldown | 560191S367332 | Cybex International | Rehab Services OP - SB | Barberton | Barberton Campus | Anna Dean Professional Park | Ground Floor | 2023-10-06 13:50 | Low
No | 070239 | Exercisers, Muscle Strength, Lever/Pulley-Cable | 5605 - Modular Chest Press | 560591S090032 | Cybex International | Rehab Services OP - SB | Barberton | Barberton Campus | Anna Dean Professional Park | Ground Floor | 2023-10-06 13:51 | Low
No | 070237 | Exercisers, Muscle Strength, Lever/Pulley-Cable | 5640 - Modular Chest Press | 564091S099032 | Cybex International | Rehab Services OP - SB | Barberton | Barberton Campus | Anna Dean Professional Park | Ground Floor | 2023-10-06 13:52 | Low
No | 070232 | Exercisers, Muscle Strength, Lever/Pulley-Cable | 5643 - Modular Leg Press | 564391S058432 | Cybex International | Rehab Services OP - SB | Barberton | Barberton Campus | Anna Dean Professional Park | Ground Floor | 2023-10-06 13:54 | Low
No | 015404 | Exercisers, Muscle Strength, Lever/Pulley-Cable | 8652-91/8661-91 - Pressing Station,4 Person | X07-100865291-0385 | Cybex International | SCI - Cardio & Pulm Rehab | Akron | Akron City Campus | 95 Arch | Ground Floor | 2004-01-28 | Low
No | 063445 | Exercisers, Muscle Strength, Lever/Pulley-Cable | Body Solid Cable Machines | 002074-00-01-106D-0008 | Body Solid | Tallmadge Rec Center | Akron | Tallmadge Campus | Tallmadge Recreation Center | Ground Floor | 2023-09-15 09:04 | Low
No | 063277 | Exercisers, Muscle Strength, Lever/Pulley-Cable | Bravo 8840 | H042508840336N | Cybex International | Rehab Services OP - Spine Inst | Akron | Fairlawn Campus | Spine and Neuroscience Center | Ground Floor | 2023-07-13 13:04 | Low
No | 070236 | Exercisers, Muscle Strength, Lever/Pulley-Cable | Cybex Cable Column | 531691S000732 | Cybex International | Rehab Services OP - SB | Barberton | Barberton Campus | Anna Dean Professional Park | Ground Floor | 2023-10-06 13:56 | Low
No | 043563 | Exercisers, Muscle Strength, Lever/Pulley-Cable | G7 Home Gym | CMDAP0721B056 | Life Fitness | Rehab Services OP - NEOMED | Akron | Rootstown Campus | Summa Health Therapy at Rootstown | Ground Floor | 2021-08-30 | Low
No | 063282 | Exercisers, Muscle Strength, Lever/Pulley-Cable | Multi-Hip HD-2000 | 12-02-A02-000879 | Hoist Fitness | Rehab Services OP - Spine Inst | Akron | Fairlawn Campus | Spine and Neuroscience Center | Ground Floor | 2023-07-13 13:35 | Low
No | 063447 | Exercisers, Muscle Strength, Lever/Pulley-Cable | Quantum Multi-Hip Machine | 60779 | Quantum Fitness | Tallmadge Rec Center | Akron | Tallmadge Campus | Tallmadge Recreation Center | Ground Floor | 2023-09-14 10:26 | Low
No | 056132 | Facility Booms | FS 1003 - Flat Panel Arm | 02462024 | Stryker | Operating Room | Akron | Akron City Campus | Akron City Hospital | 1st Floor | 2019-07-22 | Low
No | 056136 | Facility Booms | FS 1003 - Flat Panel Arm | 02462031 | Stryker | Operating Room | Akron | Akron City Campus | Akron City Hospital | 1st Floor | 2019-07-22 | Low
No | 056154 | Facility Booms | FS 1003 - Flat Panel Arm | 02462032 | Stryker | Operating Room | Akron | Akron City Campus | Akron City Hospital | 1st Floor | 2019-04-23 | Low
No | 056158 | Facility Booms | FS 1003 - Flat Panel Arm | 02462028 | Stryker | Operating Room | Akron | Akron City Campus | Akron City Hospital | 1st Floor | 2019-04-23 | Low
No | 056161 | Facility Booms | FS 1003 - Flat Panel Arm | 02462025 | Stryker | Operating Room | Akron | Akron City Campus | Akron City Hospital | 1st Floor | 2019-04-23 | Low
No | 056162 | Facility Booms | FS 1003 - Flat Panel Arm | 02462026 | Stryker | Operating Room | Akron | Akron City Campus | Akron City Hospital | 1st Floor | 2019-04-23 | Low
No | 056166 | Facility Booms | FS 1003 - Flat Panel Arm | 02416452 | Stryker | Operating Room | Akron | Akron City Campus | Akron City Hospital | 1st Floor | 2019-04-23 | Low
No | 056172 | Facility Booms | FS 1003 - Flat Panel Arm | 02416455 | Stryker | Operating Room | Akron | Akron City Campus | Akron City Hospital | 1st Floor | 2019-04-23 | Low
No | 056178 | Facility Booms | FS 1003 - Flat Panel Arm | 02416453 | Stryker | Operating Room | Akron | Akron City Campus | Akron City Hospital | 1st Floor | 2019-04-23 | Low
No | 056179 | Facility Booms | FS 1003 - Flat Panel Arm | 02416456 | Stryker | Operating Room | Akron | Akron City Campus | Akron City Hospital | 1st Floor | 2019-04-23 | Low
No | 056182 | Facility Booms | FS 1003 - Flat Panel Arm | 02462027 | Stryker | Operating Room | Akron | Akron City Campus | Akron City Hospital | 1st Floor | 2019-04-23 | Low
No | 056190 | Facility Booms | FS 1003 - Flat Panel Arm | 02462029 | Stryker | Operating Room | Akron | Akron City Campus | Akron City Hospital | 1st Floor | 2019-04-23 | Low
No | 056195 | Facility Booms | FS 1003 - Flat Panel Arm | 02462036 | Stryker | Operating Room | Akron | Akron City Campus | Akron City Hospital | 1st Floor | 2019-04-23 | Low
No | 056200 | Facility Booms | FS 1003 - Flat Panel Arm | 02462030 | Stryker | Operating Room | Akron | Akron City Campus | Akron City Hospital | 1st Floor | 2019-04-23 | Low
No | 056208 | Facility Booms | FS 1003 - Flat Panel Arm | 02416450 | Stryker | Operating Room | Akron | Akron City Campus | Akron City Hospital | 1st Floor | 2019-04-23 | Low
No | 056210 | Facility Booms | FS 1003 - Flat Panel Arm | 02416451 | Stryker | Operating Room | Akron | Akron City Campus | Akron City Hospital | 1st Floor | 2019-04-23 | Low
No | 056214 | Facility Booms | FS 1003 - Flat Panel Arm | 02428363 | Stryker | Operating Room | Akron | Akron City Campus | Akron City Hospital | 1st Floor | 2019-04-23 | Low
No | 057025 | Facility Booms | FS 1003 - Flat Panel Arm | 02437765 | Stryker | H2 - Labor and Delivery Unit (L&D) | Akron | Akron City Campus | H Tower | 2nd Floor | 2019-06-17 | Low
No | 057176 | Facility Booms | FS 1003 - Flat Panel Arm | 02437771 | Stryker | H2 - Labor and Delivery Unit (L&D) | Akron | Akron City Campus | H Tower | 2nd Floor | 2019-06-26 | Low
No | 057179 | Facility Booms | FS 1003 - Flat Panel Arm | 02437770 | Stryker | H2 - Labor and Delivery Unit (L&D) | Akron | Akron City Campus | H Tower | 2nd Floor | 2019-06-26 | Low
No | 059163 | Facility Booms | FS 1003 - Flat Panel Arm | 00397 | Stryker | Operating Room | Akron | Akron City Campus | Akron City Hospital | 1st Floor | 2020-07-17 | Low
No | 059164 | Facility Booms | FS 1003 - Flat Panel Arm | 00399 | Stryker | Operating Room | Akron | Akron City Campus | Akron City Hospital | 1st Floor | 2020-07-17 | Low
No | 061562 | Facility Booms, Ceiling-Mounted | SMS-2 - S-Series Standard | 02731663 | Stryker | Angiography | Akron | Akron City Campus | Akron City Hospital | 2nd Floor | 2020-03-02 | Low
No | 061559 | Facility Booms, Ceiling-Mounted | SPS-2 - S-Series Standard | 03196412 | Stryker | Angiography | Akron | Akron City Campus | Akron City Hospital | 2nd Floor | 2022-03-03 | Low
No | 061560 | Facility Booms, Ceiling-Mounted | SPS-2 - S-Series Standard | 03265468 | Stryker | Angiography | Akron | Akron City Campus | Akron City Hospital | 2nd Floor | 2022-03-03 | Low
No | 056129 | Facility Booms, Ceiling-Mounted | TM-612 - Teletom Series, Anesthesia Boom, Non Articulating | 02443254 | Stryker | Operating Room | Akron | Akron City Campus | Akron City Hospital | 1st Floor | 2019-07-22 | Low
No | 056151 | Facility Booms, Ceiling-Mounted | TM-612 - Teletom Series, Anesthesia Boom, Non Articulating | 02443252 | Stryker | Operating Room | Akron | Akron City Campus | Akron City Hospital | 1st Floor | 2019-07-19 | Low
No | 056199 | Facility Booms, Ceiling-Mounted | TM-612 - Teletom Series, Anesthesia Boom, Non Articulating | 02443256 | Stryker | Operating Room | Akron | Akron City Campus | Akron City Hospital | 1st Floor | 2019-04-23 | Low
No | 056207 | Facility Booms, Ceiling-Mounted | TM-612 - Teletom Series, Anesthesia Boom, Non Articulating | 02443251 | Stryker | Operating Room | Akron | Akron City Campus | Akron City Hospital | 1st Floor | 2019-04-23 | Low
No | 057021 | Facility Booms, Ceiling-Mounted | TM-612 - Teletom Series, Anesthesia Boom, Non Articulating | 02409526 | Stryker | H2 - Labor and Delivery Unit (L&D) | Akron | Akron City Campus | H Tower | 2nd Floor | 2019-06-17 | Low
No | 057037 | Facility Booms, Ceiling-Mounted | TM-612 - Teletom Series, Anesthesia Boom, Non Articulating | 02439368 | Stryker | H2 - Labor and Delivery Unit (L&D) | Akron | Akron City Campus | H Tower | 2nd Floor | 2019-06-17 | Low
No | 057180 | Facility Booms, Ceiling-Mounted | TM-612 - Teletom Series, Anesthesia Boom, Non Articulating | 02439372 | Stryker | H2 - Labor and Delivery Unit (L&D) | Akron | Akron City Campus | H Tower | 2nd Floor | 2019-06-26 | Low
No | 056138 | Facility Booms, Ceiling-Mounted | TM622-C - Teletom Series, Equipment Boom, Articulating | 02409523 | Stryker | Operating Room | Akron | Akron City Campus | Akron City Hospital | 1st Floor | 2019-07-22 | Low
No | 056152 | Facility Booms, Ceiling-Mounted | TM622-C - Teletom Series, Equipment Boom, Articulating | 02439371 | Stryker | Operating Room | Akron | Akron City Campus | Akron City Hospital | 1st Floor | 2019-04-23 | Low
No | 056167 | Facility Booms, Ceiling-Mounted | TM622-C - Teletom Series, Equipment Boom, Articulating | 02439370 | Stryker | Operating Room | Akron | Akron City Campus | Akron City Hospital | 1st Floor | 2019-04-23 | Low
No | 056168 | Facility Booms, Ceiling-Mounted | TM622-C - Teletom Series, Equipment Boom, Articulating | 02443253 | Stryker | Operating Room | Akron | Akron City Campus | Akron City Hospital | 1st Floor | 2019-04-23 | Low
No | 056180 | Facility Booms, Ceiling-Mounted | TM622-C - Teletom Series, Equipment Boom, Articulating | 02409585 | Stryker | Operating Room | Akron | Akron City Campus | Akron City Hospital | 1st Floor | 2019-04-23 | Low
No | 056184 | Facility Booms, Ceiling-Mounted | TM622-C - Teletom Series, Equipment Boom, Articulating | 02443250 | Stryker | Operating Room | Akron | Akron City Campus | Akron City Hospital | 1st Floor | 2019-04-23 | Low
No | 056194 | Facility Booms, Ceiling-Mounted | TM622-C - Teletom Series, Equipment Boom, Articulating | 02439369 | Stryker | Operating Room | Akron | Akron City Campus | Akron City Hospital | 1st Floor | 2019-04-23 | Low
No | 057022 | Facility Booms, Ceiling-Mounted | TM622-C - Teletom Series, Equipment Boom, Articulating | 02439373 | Stryker | H2 - Labor and Delivery Unit (L&D) | Akron | Akron City Campus | H Tower | 2nd Floor | 2019-06-17 | Low
No | 057036 | Facility Booms, Ceiling-Mounted | TM622-C - Teletom Series, Equipment Boom, Articulating | 02439368 | Stryker | H2 - Labor and Delivery Unit (L&D) | Akron | Akron City Campus | H Tower | 2nd Floor | 2019-06-17 | Low
No | 057181 | Facility Booms, Ceiling-Mounted | TM622-C - Teletom Series, Equipment Boom, Articulating | 02409527 | Stryker | H2 - Labor and Delivery Unit (L&D) | Akron | Akron City Campus | H Tower | 2nd Floor | 2019-06-26 | Low
No | 057949 | Facility Booms, Ceiling-Mounted | TM622-C - Teletom Series, Equipment Boom, Articulating | 02719147 | Stryker | Operating Room | Akron | Akron City Campus | Akron City Hospital | 1st Floor | 2020-06-25 | Low
No | 058701 | Facility Booms, Ceiling-Mounted | TM622-C - Teletom Series, Equipment Boom, Articulating | 02719153 | Stryker | Operating Room | Akron | Akron City Campus | Akron City Hospital | 1st Floor | 2020-06-25 | Low
No | 058710 | Facility Booms, Ceiling-Mounted | TM622-C - Teletom Series, Equipment Boom, Articulating | 02719148 | Stryker | Operating Room | Akron | Akron City Campus | Akron City Hospital | 1st Floor | 2020-07-08 | Low
No | 058715 | Facility Booms, Ceiling-Mounted | TM622-C - Teletom Series, Equipment Boom, Articulating | 02719154 | Stryker | Operating Room | Akron | Akron City Campus | Akron City Hospital | 1st Floor | 2020-07-08 | Low
No | 017074 | Fibrin Sealant Heating/Stirring Units | Fibrinotherm - Fibrinotherm | 24063 | Baxter Healthcare | Operating Room | Akron | Akron City Campus | Akron City Hospital | 1st Floor | 2002-03-26 | Low
No | 059587 | Flowmeters, Blood, Ultrasonic, Transcranial | Dolphin IQ - Dolphin Iq Pro | IQ66920 | Image Monitoring USA | EEG Neurology Lab | Akron | Akron City Campus | Akron City Hospital | Ground Floor | 2020-11-17 | Low
No | 026753 | Flowmeters, Gas | 4140 - 4140 Mass Flowmeter | 41400903007 | TSI | Health Tech Mgmt | Akron | Akron City Campus | ACH Admin Building | Ground Floor | 2009-01-23 | Low
No | 037821 | Flowmeters, Gas | 4140 - 4140 Mass Flowmeter | 41401037004 | TSI | Health Tech Mgmt - SB | Barberton | Barberton Campus | Summa Barberton Hospital | 5th Floor | 2014-12-19 | Low
No | 054555 | Flowmeters, Gas | 41401 - 41401 Mass Flowmeter | 41401208029 | TSI | Health Tech Mgmt | Akron | Akron City Campus | ACH Admin Building | Ground Floor | 2012-02-01 | Low
No | 038277 | Flowmeters, Gas | 41403 - 4100 Series Mass Flowmeter | 414031951003 | TSI | Health Tech Mgmt - SB | Barberton | Barberton Campus | Summa Barberton Hospital | 5th Floor | 2020-01-08 | Low
No | 059136 | Flowmeters, Gas | 41403 - 4100 Series Mass Flowmeter | 414031930002 | TSI | Health Tech Mgmt | Akron | Akron City Campus | ACH Admin Building | Ground Floor | 2009-01-23 | Low
No | 062126 | Flowmeters, Gas | 41403 - 4100 Series Mass Flowmeter | 414031951002 | TSI | Health Tech Mgmt | Akron | Akron City Campus | H Tower | Basement | 2022-06-22 | Low
No | 024200 | Flowmeters, Liquid, Inspection/Maintenance | TFRW - Trimatic Tester | 074-2459 | Gentherm / Cincinnati Sub-Zero | Health Tech Mgmt | Akron | Akron City Campus | ACH Admin Building | Ground Floor | 2019-09-05 | Low
No | 039733 | Flowmeters, Liquid, Inspection/Maintenance | TFRW - Trimatic Tester | TFR223-3926 | Gentherm / Cincinnati Sub-Zero | Health Tech Mgmt - SB | Barberton | Barberton Campus | Summa Barberton Hospital | 5th Floor | 2022-09-29 | Low
No | 058033 | Flowmeters, Liquid, Inspection/Maintenance | TFRW - Trimatic Tester | TFR193-3490 | Gentherm / Cincinnati Sub-Zero | Health Tech Mgmt | Akron | Akron City Campus | ACH Admin Building | Ground Floor | 2019-09-05 | Low
No | 063332 | Force Gauge, Digital | WH-C100 | NSN063332 | Mougerk | Health Tech Mgmt | Akron | Akron City Campus | ACH Admin Building | Ground Floor | 2023-07-26 14:12 | Low
No | 014602 | Gas Delivery Units, Argon-Enhanced Coagulation | 10134-000 - APC2 | 11248881 | Erbe | Medina ASC | Barberton | Medina Campus | Medina Medical Center | 1st Floor | 2004-12-17 | Low
No | 031828 | Gas Delivery Units, Argon-Enhanced Coagulation | 10134-000 - APC2 | 11386329 | Erbe | Operating Room | Akron | Akron City Campus | Akron City Hospital | 1st Floor | 2014-12-15 | Low
No | 038644 | Gas Delivery Units, Argon-Enhanced Coagulation | 10134-000 - APC2 | 11324354 | Erbe | Endoscopy - SB | Barberton | Barberton Campus | Summa Barberton Hospital | 2nd Floor | 2011-01-07 | Low
No | 038647 | Gas Delivery Units, Argon-Enhanced Coagulation | 10134-000 - APC2 | 11284570 | Erbe | Endoscopy - SB | Barberton | Barberton Campus | Summa Barberton Hospital | 2nd Floor | 2017-05-05 | Low
No | 039329 | Gas Delivery Units, Argon-Enhanced Coagulation | 10135-000 - APC3 | 11500770 | Erbe | Endoscopy - SB | Barberton | Barberton Campus | Summa Barberton Hospital | 2nd Floor | 2021-03-01 | Low
No | 039332 | Gas Delivery Units, Argon-Enhanced Coagulation | 10135-000 - APC3 | 11500180 | Erbe | Endoscopy - SB | Barberton | Barberton Campus | Summa Barberton Hospital | 2nd Floor | 2021-03-24 | Low
No | 058921 | Gas Delivery Units, Argon-Enhanced Coagulation | 10135-000 - APC3 | 11484026 | Erbe | Endoscopy | Akron | Akron City Campus | Akron City Hospital | Ground Floor | 2020-06-09 | Low
No | 060539 | Gas Delivery Units, Argon-Enhanced Coagulation | 10135-000 - APC3 | 11490823 | Erbe | Endoscopy | Akron | Akron City Campus | Akron City Hospital | Ground Floor | 2021-06-01 | Low
No | 063730 | Gas Delivery Units, Argon-Enhanced Coagulation | 10135-000 - APC3 | 11555455 | Erbe | Endoscopy - Outpatient | Akron | Akron City Campus | 95 Arch | Ground Floor | 2024-02-12 16:15 | Low
No | 064244 | Generators, Electromagnetic | 8000-010-004 - Field Generator | 11390 | Stryker | Operating Room | Akron | Akron City Campus | Akron City Hospital | 1st Floor | 2024-09-24 13:14 | Low
No | 037449 | Hand Drills, Surgical | 91053 - Osscora Surgical Set | 80373 | Cochlear | Operating Room - SW | Barberton | Wadsworth Campus | Wadsworth-Rittman Medical Center | 1st Floor | 2013-11-19 | Low
No | 059438 | Hand Drills, Surgical | 91053 - Osscora Surgical Set | 81004 | Cochlear | Operating Room | Akron | Akron City Campus | Akron City Hospital | 1st Floor | 2020-11-24 | Low
No | 071110 | Hand Drills, Surgical | 91053 - Osscora Surgical Set | 81305 | Cochlear | Medina ASC | Barberton | Medina Campus | Medina Medical Center | 1st Floor | 2025-04-10 14:27 | Low
No | 024675 | Hand Drills, Surgical | SI-195 - OsseoSet 200 | 12449 | Noble Biocare | Center for Dental Health | Akron | Akron City Campus | 75 Arch | 3rd Floor | 2006-02-24 | Low
No | 006641 | Hand Drills, Surgical | Skeeter Oto-Tool | 5636 | Xomed | Operating Room | Akron | Akron City Campus | Akron City Hospital | 1st Floor | 2000-07-14 | Low
No | 015485 | Hand Tools | 4000 - DESOLDERING STATION | Unknown | Ungar | Health Tech Mgmt | Akron | Akron City Campus | ACH Admin Building | Ground Floor | 1984-03-01 | Low
No | 006387 | Hand Tools | 450 - Soldering Gun | 033187 | Wen | Rehab Services OP - Green | Barberton | Green Campus | Green Family YMCA | Ground Floor | 1997-11-25 | Low
No | 001960 | Hand Tools | 6037 - Drill | 5568 | Black & Decker | Rehab Services OP - Green | Barberton | Green Campus | Green Family YMCA | Ground Floor | 1997-11-25 | Low
No | 006040 | Hand Tools | 6037 - Drill | 5591 | Black & Decker | Rehab Services OP - Green | Barberton | Green Campus | Green Family YMCA | Ground Floor | 1997-11-25 | Low
No | 101-11753 | Hand Tools | 700 - GRINDER | 221091 | Handler Mfg. Co., Inc. | Wadsworth Comm. Ctn. PT | Barberton | Wadsworth Campus | Wadsworth Community Center | 1st Floor | 2006-11-04 | Low
No | 001660 | Hand Tools | 850 FREEWHEELER - Drill | 1T3 DREMEL | Dremel | Family Medicine Center | Akron | Akron City Campus | 55 Arch | 3rd Floor | 1992-01-01 | Low
No | 001959 | Hand Tools | SU-6200 - Sander,Orbital Pad | 022485 | Ryobi | Rehab Services OP - Green | Barberton | Green Campus | Green Family YMCA | Ground Floor | 1997-11-25 | Low
No | 061139 | Handpieces, Dental | ApexPilot G2 | ALP143-E20B0299TWS | Beyes Dental | Center for Dental Health | Akron | Akron City Campus | 75 Arch | 3rd Floor | 2022-04-21 | Low
No | 063437 | Handpieces, Dental | X35 Micromotor Laboratory Handpeice | A249854 | Buffalo Dental Manufacturing | Center for Dental Health | Akron | Akron City Campus | 75 Arch | 3rd Floor | 2023-10-19 14:56 | Low
No | 033953 | Handpieces, Surgical | 1898001 - Integrated Power Console (IPC) | ENTC85505 | Medtronic | Medina ASC | Barberton | Medina Campus | Medina Medical Center | 1st Floor | 2021-04-14 | Low
No | 037580 | Handpieces, Surgical | 1898001 - Integrated Power Console (IPC) | ENTC79208 | Medtronic | Operating Room - SW | Barberton | Wadsworth Campus | Wadsworth-Rittman Medical Center | 1st Floor | 2015-07-16 | Low
No | 037891 | Handpieces, Surgical | 1898001 - Integrated Power Console (IPC) | ENTC79209 | Medtronic | Operating Room - SB | Barberton | Barberton Campus | Summa Barberton Hospital | 2nd Floor | 2015-07-16 | Low
No | 052787 | Handpieces, Surgical | 1898001 - Integrated Power Console (IPC) | ENTC83202 | Medtronic | Operating Room | Akron | Akron City Campus | Akron City Hospital | 1st Floor | 2019-01-29 | Low
No | 060532 | Handpieces, Surgical | 1898001 - Integrated Power Console (IPC) | ENTC85626 | Medtronic | Operating Room | Akron | Akron City Campus | Akron City Hospital | 1st Floor | 2021-09-17 | Low
No | 039326 | Handpieces, Surgical | 5020 Electric Console | 10200090 | Microaire Surgical Instruments | Operating Room - SB | Barberton | Barberton Campus | Summa Barberton Hospital | 2nd Floor | 2021-03-09 | Low
No | 056407 | Handpieces, Surgical | 5020 Electric Console | 01191033 | Microaire Surgical Instruments | Operating Room | Akron | Akron City Campus | Akron City Hospital | 1st Floor | 2019-05-16 | Low
No | 058799 | Handpieces, Surgical | EC300 - Integrated Power Console Nt | NTC69750 | Medtronic | Operating Room | Akron | Akron City Campus | Akron City Hospital | 1st Floor | 2020-06-11 | Low
No | 060151 | Handpieces, Surgical | EC300 - Integrated Power Console Nt | NTC70488 | Medtronic | Operating Room | Akron | Akron City Campus | Akron City Hospital | 1st Floor | 2021-03-04 | Low
No | CE8340 | Headlights | 49641 | REF#49641 | Hill-Rom / Welch Allyn | Radiation Therapy - SB | Barberton | Barberton Campus | Parkview Pavilion | Ground Floor | 2017-09-13 | Low
No | 052634 | Headlights | MAX8000 | 140825-00009293 | Maxtown Medical | Operating Room | Akron | Akron City Campus | Akron City Hospital | 1st Floor | 2017-12-27 | Low
No | 061251 | Headlights | ML4 - LED | SN1106888896 | Heine USA | Medina ASC | Barberton | Medina Campus | Medina Medical Center | 1st Floor | 2021-11-16 | Low
No | 061252 | Headlights | ML4 - LED | SN1106890226 | Heine USA | Medina ASC | Barberton | Medina Campus | Medina Medical Center | 1st Floor | 2021-11-16 | Low
No | 061253 | Headlights | ML4 - LED | SN1106890225 | Heine USA | Medina ASC | Barberton | Medina Campus | Medina Medical Center | 1st Floor | 2021-11-16 | Low
No | 061254 | Headlights | ML4 - LED | SN1106918527 | Heine USA | Medina ASC | Barberton | Medina Campus | Medina Medical Center | 1st Floor | 2021-11-16 | Low
No | 063305 | Headlights | ML4 - LED | N/A | Heine USA | ENT | Akron | Akron City Campus | 55 Arch | 2nd Floor | 2023-10-05 12:23 | Low
No | 063307 | Headlights | ML4 - LED | N/A | Heine USA | ENT | Akron | Akron City Campus | 55 Arch | 2nd Floor | 2023-10-05 12:29 | Low
No | 063312 | Headlights | ML4 - LED | N/A | Heine USA | ENT | Akron | Akron City Campus | 55 Arch | 2nd Floor | 2023-10-05 12:31 | Low
No | 063318 | Headlights | ML4 - LED | N/A | Heine USA | ENT | Akron | Akron City Campus | 55 Arch | 2nd Floor | 2023-10-05 12:34 | Low
No | 063321 | Headlights | ML4 - LED | N/A | Heine USA | ENT | Akron | Akron City Campus | 55 Arch | 2nd Floor | 2023-10-05 12:35 | Low
No | 063324 | Headlights | ML4 - LED | N/A | Heine USA | ENT | Akron | Akron City Campus | 55 Arch | 2nd Floor | 2023-10-05 12:37 | Low
No | 064200 | Headlights | ML4 - LED | N/A | Heine USA | ENT | Akron | Akron City Campus | 55 Arch | 2nd Floor | 2024-10-14 13:14 | Low
No | 064701 | Headlights | ML4 - LED | N/A | Heine USA | ENT | Akron | Akron City Campus | 55 Arch | 2nd Floor | 2024-10-14 13:14 | Low
No | 064702 | Headlights | ML4 - LED | N/A | Heine USA | ENT | Akron | Akron City Campus | 55 Arch | 2nd Floor | 2024-10-14 13:14 | Low
No | 064703 | Headlights | ML4 - LED | N/A | Heine USA | ENT | Akron | Akron City Campus | 55 Arch | 2nd Floor | 2024-10-14 13:14 | Low
No | 064704 | Headlights | ML4 - LED | N/A | Heine USA | ENT | Akron | Akron City Campus | 55 Arch | 2nd Floor | 2024-10-14 13:14 | Low
No | 064705 | Headlights | ML4 - LED | N/A | Heine USA | ENT | Akron | Akron City Campus | 55 Arch | 2nd Floor | 2024-10-14 13:14 | Low
No | 064706 | Headlights | ML4 - LED | N/A | Heine USA | ENT | Akron | Akron City Campus | 55 Arch | 2nd Floor | 2024-10-14 13:14 | Low
No | 064707 | Headlights | ML4 - LED | N/A | Heine USA | ENT | Akron | Akron City Campus | 55 Arch | 2nd Floor | 2024-10-14 13:14 | Low
No | 007154 | Heat Gun, Therapeutic | 10008 - Master-Mite | 47042 | Master Appliance | REHAB YMCA | Akron | Akron City Campus | Kohl Family YMCA at University Park |  | 1982-05-01 | Low
No | 023982 | Heat Gun, Therapeutic | 10008 - Master-Mite | 023985 | Master Appliance | Rehab Services OP - Green | Barberton | Green Campus | Green Family YMCA | Ground Floor | 2008-01-29 | Low
No | 052091 | Heat Gun, Therapeutic | 10008 - Master-Mite | Unknown | Master Appliance | Summa Rehab Hospital | Akron | Akron City Campus | Summa Rehab Hospital |  | 2018-01-24 | Low
No | 058949 | Heat Gun, Therapeutic | 10008 - Master-Mite | Unknown | Master Appliance | Physical Therapy - SB | Barberton | Barberton Campus | Summa Barberton Hospital | 1st Floor | 2013-04-24 | Low
No | 059410 | Heat Gun, Therapeutic | 10008 - Master-Mite | Unknown | Master Appliance | Park West Therapy | Barberton | White Pond Campus | White Pond Medical Center | 3rd Floor | 2020-11-02 | Low
No | 101-21955 | Heat Gun, Therapeutic | 10008 - Master-Mite | Unknown | Master Appliance | Wadsworth Comm. Ctn. PT | Barberton | Wadsworth Campus | Wadsworth Community Center | 1st Floor | 2013-02-08 | Low
No | 033198 | Heat Gun, Therapeutic | HG-501A - Master Heat Gun | 1288 | Master Appliance | Physical Therapy | Akron | Akron City Campus | Akron City Hospital | Ground Floor | 2015-07-16 | Low
No | 055698 | Heater, Dental | H07040 - Ultrafil® 3D Heater | 180409294 | Coltene/Whaledent | Health Tech Mgmt | Akron | Akron City Campus | ACH Admin Building | Ground Floor | 2019-06-28 | Low
No | 004633 | Heating Blocks | 11-718-6 - Bath, Dry | 70200025 | Fisher Scientific | IMMUNOLOGY/SEROLOGY | Akron | Akron City Campus | Akron City Hospital | 2nd Floor | 1997-05-01 | Low
No | 014124 | Heating Blocks | 12621-088 - Heatblock 2 | 1044980487058 | Vwr Scientific | IMMUNOLOGY/SEROLOGY | Akron | Akron City Campus | Akron City Hospital | 2nd Floor | 2000-09-23 | Low
No | 025797 | Heating Blocks | 12621-088 - Heatblock 2 | 090325019 | Vwr Scientific | IMMUNOLOGY/SEROLOGY | Akron | Akron City Campus | Akron City Hospital | 2nd Floor | 2009-05-11 | Low
No | 031839 | Heating Blocks | 2001 - Isotemp | C1553140518818 | Fisher Scientific | LAB Microbiology | Akron | Akron City Campus | ACH Admin Building | 2nd Floor | 2015-03-02 | Low
No | 059171 | Heating Blocks | 2053 - Multi-Block Benchtop Heat | J9BT70003011 | Thermo Fisher Scientific | LAB Blood Bank | Akron | Akron City Campus | H Tower | Ground Floor | 2020-08-19 | Low
No | 059857 | Heating Blocks | 2053 - Multi-Block Benchtop Heat | K9BT70003088 | Thermo Fisher Scientific | LAB Blood Bank | Akron | Akron City Campus | H Tower | Ground Floor | 2021-01-12 | Low
No | 031988 | Heating Blocks | 2053FS - Dry-Bath Incubator | C1650130844114 | Fisher Scientific | LAB Microbiology | Akron | Akron City Campus | ACH Admin Building | 2nd Floor | 2015-11-23 | Low
No | 020781 | Heating Blocks | 440480 - Probe-Tec,Heat,Prime,Warm | 1957 | Becton Dickinson (BD) | LAB Microbiology | Akron | Akron City Campus | ACH Admin Building | 2nd Floor | 2005-02-04 | Low
No | 020780 | Heating Blocks | 440483 - Probe-Tec Et,Heater,Lysis | 1972 | Becton Dickinson (BD) | LAB Microbiology | Akron | Akron City Campus | ACH Admin Building | 2nd Floor | 2005-02-04 | Low
No | 014073 | Heating Blocks | 60419 - Bath, Dry | 14354 | Bbl | LAB Critical Care | Akron | Akron City Campus | Akron City Hospital | Ground Floor | 1984-10-01 | Low
No | CE0591 | Heating Blocks | 60419 - Bath, Dry | 11741 | Bbl | LAB Critical Care - SB | Barberton | Barberton Campus | Summa Barberton Hospital | 6th Floor | 2009-04-01 | Low
No | CE0592 | Heating Blocks | 60419 - Bath, Dry | 30868 | Bbl | LAB Critical Care - SB | Barberton | Barberton Campus | Summa Barberton Hospital | 6th Floor | 2009-04-01 | Low
No | 027570 | Heating Blocks | 6100-001 Plexur M - Heater, Bone Graft Composite | 110923001 | Medtronic | Operating Room | Akron | Akron City Campus | Akron City Hospital | 1st Floor | 2012-03-15 | Low
No | 038070 | Heating Blocks | 88870001 - Digital Dry Bath / Block Heater | J8BT70001178 | Thermo Fisher Scientific | LAB Blood Bank - SB | Barberton | Barberton Campus | Summa Barberton Hospital | 6th Floor | 2019-11-15 | Low
No | 002049 | Heating Blocks | B6990 - Bath, Dry | 010234 | American Dade | LAB Special Proced Tox | Akron | Akron City Campus | ACH Admin Building | 2nd Floor | 1989-06-13 | Low
No | 070560 | Heating Blocks | BSH1001 | 033-16031-23110080 | Benchmark Scientific | LAB Green | Barberton | Green Campus | Green Medical Center | Ground Floor | 2024-09-18 08:40 | Low
No | CE5659 | Heating Blocks | DB 5925E - Dry Bath | 1261 | Barnstead | LAB Critical Care - SB | Barberton | Barberton Campus | Summa Barberton Hospital | 6th Floor | 2009-04-01 | Low
No | 001984 | Heating Blocks | DB16525 - Bath, Dry | 22903366 | Thermolyne | LAB Blood Bank | Akron | Akron City Campus | H Tower | Ground Floor | 1978-01-01 | Low
No | 001997 | Heating Blocks | DB16525 - Bath, Dry | 229941013312 | Thermolyne | LAB Blood Bank | Akron | Akron City Campus | H Tower | Ground Floor | 1994-11-30 | Low
No | 001998 | Heating Blocks | DB16525 - Bath, Dry | 22903370 | Thermolyne | LAB Blood Bank | Akron | Akron City Campus | H Tower | Ground Floor | 1978-01-01 | Low
No | 002000 | Heating Blocks | DB16525 - Bath, Dry | 229930685823 | Thermolyne | LAB Blood Bank | Akron | Akron City Campus | H Tower | Ground Floor | 1993-11-09 | Low
No | 027246 | Heating Blocks | DB591SE - Bath, Dry | 5900871 | Thermolyne | LAB Outpatient | Akron | Akron City Campus | Akron City Hospital | 5th Floor | 2010-06-09 | Low
No | 014113 | Heating Blocks | DG-225 - Incubator,Dry Bath | 2250773480 | Micro Typing Systems | LAB Medina | Barberton | Medina Campus | Medina Medical Center | 1st Floor | 2002-04-01 | Low
No | 014114 | Heating Blocks | DG-225 - Incubator,Dry Bath | 2250773483 | Micro Typing Systems | LAB Blood Bank | Akron | Akron City Campus | H Tower | Ground Floor | 2002-04-01 | Low
No | 014116 | Heating Blocks | DG-225 - Incubator,Dry Bath | 2250773481 | Micro Typing Systems | LAB Blood Bank | Akron | Akron City Campus | H Tower | Ground Floor | 2002-04-01 | Low
No | CE0342 | Hot Plates | 310 T - | 111 | Fisher Scientific | LAB Critical Care - SB | Barberton | Barberton Campus | Summa Barberton Hospital | 6th Floor | 2009-04-01 | Low
No | 006140 | Hot Plates | H-922A - Hot Plate | 89113AA | Salton Inc. | Physical Therapy | Akron | Akron City Campus | Akron City Hospital | Ground Floor | 1998-05-06 | Low
No | 006403 | Hot Plates | H-930A - Hot Plate | 830601A | Salton Inc. | Physical Therapy | Akron | Akron City Campus | Akron City Hospital | Ground Floor | 1983-10-01 | Low
No | 032373 | Hot Plates | HTR - Obturator Oven | 15060067 | Dentsply | Center for Dental Health | Akron | Akron City Campus | 75 Arch | 3rd Floor | 2015-03-18 | Low
No | 034887 | Hot Plates | HTR-GC - Hot Plate | 16420042 | Gutta Care | Center for Dental Health | Akron | Akron City Campus | 75 Arch | 3rd Floor | 2017-01-03 | Low
No | 034994 | Hot Plates | HTR-GC - Hot Plate | 17140058 | Gutta Care | Center for Dental Health | Akron | Akron City Campus | 75 Arch | 3rd Floor | 2017-06-26 | Low
No | 063599 | Hot Plates / Stirrers | 986380 - 5 Position Slow SPD Stir | 110929001 | Talboys | Translational Research | Akron | Akron City Campus | ACH Medical Annex | 2nd Floor | 2024-01-02 07:32 | Low
No | 033544 | Humidifiers, Artificial Airway, Heated | 36901 - Hsi For An S-9 | 22131269275 | Resmed | Sleep Lab - White Pond | Barberton | White Pond Campus | Summa Health Neuroscience Services | 2nd Floor | 2013-12-11 | Low
No | 033545 | Humidifiers, Artificial Airway, Heated | 36901 - Hsi For An S-9 | 22131304077 | Resmed | Sleep Lab - White Pond | Barberton | White Pond Campus | Summa Health Neuroscience Services | 2nd Floor | 2013-12-11 | Low
No | 033546 | Humidifiers, Artificial Airway, Heated | 36901 - Hsi For An S-9 | 221312692257 | Resmed | Sleep Lab - White Pond | Barberton | White Pond Campus | Summa Health Neuroscience Services | 2nd Floor | 2013-12-11 | Low
No | 033547 | Humidifiers, Artificial Airway, Heated | 36901 - Hsi For An S-9 | 22131269282 | Resmed | Sleep Lab - White Pond | Barberton | White Pond Campus | Summa Health Neuroscience Services | 2nd Floor | 2013-12-11 | Low
No | 033548 | Humidifiers, Artificial Airway, Heated | 36901 - Hsi For An S-9 | 22131269233 | Resmed | Sleep Lab - White Pond | Barberton | White Pond Campus | Summa Health Neuroscience Services | 2nd Floor | 2013-12-11 | Low
No | 033549 | Humidifiers, Artificial Airway, Heated | 36901 - Hsi For An S-9 | 22131304075 | Resmed | Sleep Lab - White Pond | Barberton | White Pond Campus | Summa Health Neuroscience Services | 2nd Floor | 2013-12-11 | Low
No | 033550 | Humidifiers, Artificial Airway, Heated | 36901 - Hsi For An S-9 | 22131304076 | Resmed | Sleep Lab - White Pond | Barberton | White Pond Campus | Summa Health Neuroscience Services | 2nd Floor | 2013-12-11 | Low
No | 060480 | Humidifiers, Artificial Airway, Heated | 36901 - Hsi For An S-9 | 23141671538 | Resmed | Sleep Lab - White Pond | Barberton | White Pond Campus | Summa Health Neuroscience Services | 2nd Floor | 2021-06-15 | Low
No | 060481 | Humidifiers, Artificial Airway, Heated | 36901 - Hsi For An S-9 | 23141924499 | Resmed | Sleep Lab - White Pond | Barberton | White Pond Campus | Summa Health Neuroscience Services | 2nd Floor | 2021-06-15 | Low
No | 024735 | Humidifiers, Artificial Airway, Heated | 6198-SC Insuflow - Laparoscopic Conditioning Device | HW10783-A | Lexion Medical | Operating Room | Akron | Akron City Campus | Akron City Hospital | 1st Floor | 2008-01-24 | Low
No | 028474 | Humidifiers, Artificial Airway, Heated | H5i - Humidifier For S9 | 22131269245 | Resmed | Sleep Lab - Medina | Barberton | Medina Campus | Medina Medical Center | 2nd Floor | 2013-12-13 | Low
No | 028476 | Humidifiers, Artificial Airway, Heated | H5i - Humidifier For S9 | 22131304018 | Resmed | Sleep Lab - Medina | Barberton | Medina Campus | Medina Medical Center | 2nd Floor | 2013-12-13 | Low
No | 039621 | Humidifiers, Artificial Airway, Heated | H5i - Humidifier For S9 | 22191757238 | Resmed | Sleep Lab - SB | Barberton | Barberton Campus | Summa Barberton Hospital | 4th Floor | 2021-12-02 | Low
No | 039622 | Humidifiers, Artificial Airway, Heated | H5i - Humidifier For S9 | 22191757533 | Resmed | Sleep Lab - SB | Barberton | Barberton Campus | Summa Barberton Hospital | 4th Floor | 2021-12-02 | Low
No | 039627 | Humidifiers, Artificial Airway, Heated | H5i - Humidifier For S9 | 22201135902 | Resmed | Sleep Lab - SB | Barberton | Barberton Campus | Summa Barberton Hospital | 4th Floor | 2022-12-15 14:53 | Low
No | 070030 | Humidifiers, Artificial Airway, Heated | H5i - Humidifier For S9 | 22201057538 | Resmed | Sleep Lab - SB | Barberton | Barberton Campus | Summa Barberton Hospital | 4th Floor | 2021-12-16 | Low
No | 023022 | Humidifiers, Artificial Airway, Heated | MR850 Humidifier | 070810013828 | Fisher & Paykel Healthcare | Respiratory Care | Akron | Akron City Campus | Akron City Hospital | 6th Floor | 2007-09-21 | Low
No | 023047 | Humidifiers, Artificial Airway, Heated | MR850 Humidifier | 070816014233 | Fisher & Paykel Healthcare | Respiratory Care | Akron | Akron City Campus | Akron City Hospital | 6th Floor | 2007-09-21 | Low
No | 026565 | Humidifiers, Artificial Airway, Heated | MR850 Humidifier | 080121001154 | Fisher & Paykel Healthcare | Respiratory Care | Akron | Akron City Campus | Akron City Hospital | 6th Floor | 2008-02-21 | Low
No | 026569 | Humidifiers, Artificial Airway, Heated | MR850 Humidifier | 080121001173 | Fisher & Paykel Healthcare | Respiratory Care | Akron | Akron City Campus | Akron City Hospital | 6th Floor | 2008-02-21 | Low
No | 027341 | Humidifiers, Artificial Airway, Heated | MR850 Humidifier | 130626184502 | Fisher & Paykel Healthcare | Respiratory Care | Akron | Akron City Campus | Akron City Hospital | 6th Floor | 2014-04-11 | Low
No | 027343 | Humidifiers, Artificial Airway, Heated | MR850 Humidifier | 130626184500 | Fisher & Paykel Healthcare | Respiratory Care | Akron | Akron City Campus | Akron City Hospital | 6th Floor | 2014-04-11 | Low
No | 027349 | Humidifiers, Artificial Airway, Heated | MR850 Humidifier | 130626184497 | Fisher & Paykel Healthcare | Respiratory Care - SB | Barberton | Barberton Campus | Summa Barberton Hospital | 1st Floor | 2014-04-11 | Low
No | 027359 | Humidifiers, Artificial Airway, Heated | MR850 Humidifier | 130626184509 | Fisher & Paykel Healthcare | Respiratory Care | Akron | Akron City Campus | Akron City Hospital | 6th Floor | 2014-04-15 | Low
No | 027361 | Humidifiers, Artificial Airway, Heated | MR850 Humidifier | 130626184568 | Fisher & Paykel Healthcare | Respiratory Care | Akron | Akron City Campus | Akron City Hospital | 6th Floor | 2014-04-15 | Low
No | 027363 | Humidifiers, Artificial Airway, Heated | MR850 Humidifier | 130626184514 | Fisher & Paykel Healthcare | Respiratory Care | Akron | Akron City Campus | Akron City Hospital | 6th Floor | 2014-04-15 | Low
No | 027371 | Humidifiers, Artificial Airway, Heated | MR850 Humidifier | 131106198236 | Fisher & Paykel Healthcare | Respiratory Care | Akron | Akron City Campus | Akron City Hospital | 6th Floor | 2014-08-06 | Low
No | 027372 | Humidifiers, Artificial Airway, Heated | MR850 Humidifier | 131106198235 | Fisher & Paykel Healthcare | Respiratory Care | Akron | Akron City Campus | Akron City Hospital | 6th Floor | 2014-08-06 | Low
No | 030532 | Humidifiers, Artificial Airway, Heated | MR850 Humidifier | 110906119283 | Fisher & Paykel Healthcare | Respiratory Care | Akron | Akron City Campus | Akron City Hospital | 6th Floor | 2012-02-07 | Low
No | 030643 | Humidifiers, Artificial Airway, Heated | MR850 Humidifier | 120508142974 | Fisher & Paykel Healthcare | Respiratory Care | Akron | Akron City Campus | Akron City Hospital | 6th Floor | 2015-01-17 | Low
No | 030711 | Humidifiers, Artificial Airway, Heated | MR850 Humidifier | 120223133781 | Fisher & Paykel Healthcare | Respiratory Care | Akron | Akron City Campus | Akron City Hospital | 6th Floor | 2012-04-12 | Low
No | 030714 | Humidifiers, Artificial Airway, Heated | MR850 Humidifier | 120227134333 | Fisher & Paykel Healthcare | Respiratory Care | Akron | Akron City Campus | Akron City Hospital | 6th Floor | 2012-04-12 | Low
No | 033556 | Humidifiers, Artificial Airway, Heated | MR850 Humidifier | 130904191095 | Fisher & Paykel Healthcare | Respiratory Care | Akron | Akron City Campus | Akron City Hospital | 6th Floor | 2014-07-17 | Low
No | 033558 | Humidifiers, Artificial Airway, Heated | MR850 Humidifier | 141110225927 | Fisher & Paykel Healthcare | Respiratory Care | Akron | Akron City Campus | Akron City Hospital | 6th Floor | 2015-03-25 | Low
No | 033591 | Humidifiers, Artificial Airway, Heated | MR850 Humidifier | 130626184570 | Fisher & Paykel Healthcare | Respiratory Care | Akron | Akron City Campus | Akron City Hospital | 6th Floor | 2014-03-26 | Low
No | 033592 | Humidifiers, Artificial Airway, Heated | MR850 Humidifier | 130626184562 | Fisher & Paykel Healthcare | Respiratory Care | Akron | Akron City Campus | Akron City Hospital | 6th Floor | 2014-03-26 | Low
No | 033594 | Humidifiers, Artificial Airway, Heated | MR850 Humidifier | 130626184565 | Fisher & Paykel Healthcare | Respiratory Care | Akron | Akron City Campus | Akron City Hospital | 6th Floor | 2014-03-26 | Low
No | 033689 | Humidifiers, Artificial Airway, Heated | MR850 Humidifier | 120508142962 | Fisher & Paykel Healthcare | Respiratory Care - SB | Barberton | Barberton Campus | Summa Barberton Hospital | 1st Floor | 2015-02-26 | Low
No | 033700 | Humidifiers, Artificial Airway, Heated | MR850 Humidifier | 180524356780 | Fisher & Paykel Healthcare | Respiratory Care - SB | Barberton | Barberton Campus | Summa Barberton Hospital | 1st Floor | 2018-10-25 | Low
No | 033701 | Humidifiers, Artificial Airway, Heated | MR850 Humidifier | 1805243566794 | Fisher & Paykel Healthcare | Respiratory Care | Akron | Akron City Campus | Akron City Hospital | 6th Floor | 2018-10-16 | Low
No | 033704 | Humidifiers, Artificial Airway, Heated | MR850 Humidifier | 150605250779 | Fisher & Paykel Healthcare | Respiratory Care | Akron | Akron City Campus | Akron City Hospital | 6th Floor | 2016-03-09 | Low
No | 034336 | Humidifiers, Artificial Airway, Heated | MR850 Humidifier | 140131205167 | Fisher & Paykel Healthcare | Respiratory Care | Akron | Akron City Campus | Akron City Hospital | 6th Floor | 2014-11-04 | Low
No | 034338 | Humidifiers, Artificial Airway, Heated | MR850 Humidifier | 140130205158 | Fisher & Paykel Healthcare | Respiratory Care | Akron | Akron City Campus | Akron City Hospital | 6th Floor | 2014-11-04 | Low
No | 034340 | Humidifiers, Artificial Airway, Heated | MR850 Humidifier | 140923222454 | Fisher & Paykel Healthcare | Respiratory Care | Akron | Akron City Campus | Akron City Hospital | 6th Floor | 2014-12-18 | Low
No | 034412 | Humidifiers, Artificial Airway, Heated | MR850 Humidifier | 180525358839 | Fisher & Paykel Healthcare | Respiratory Care | Akron | Akron City Campus | Akron City Hospital | 6th Floor | 2018-10-26 | Low
No | 034413 | Humidifiers, Artificial Airway, Heated | MR850 Humidifier | 180525356832 | Fisher & Paykel Healthcare | Respiratory Care - SB | Barberton | Barberton Campus | Summa Barberton Hospital | 1st Floor | 2018-10-26 | Low
No | 034414 | Humidifiers, Artificial Airway, Heated | MR850 Humidifier | 180524356786 | Fisher & Paykel Healthcare | Respiratory Care | Akron | Akron City Campus | Akron City Hospital | 6th Floor | 2018-10-26 | Low
No | 034415 | Humidifiers, Artificial Airway, Heated | MR850 Humidifier | 180524356778 | Fisher & Paykel Healthcare | Respiratory Care | Akron | Akron City Campus | Akron City Hospital | 6th Floor | 2018-10-26 | Low
No | 034416 | Humidifiers, Artificial Airway, Heated | MR850 Humidifier | 180525356837 | Fisher & Paykel Healthcare | Respiratory Care | Akron | Akron City Campus | Akron City Hospital | 6th Floor | 2018-10-26 | Low
No | 034417 | Humidifiers, Artificial Airway, Heated | MR850 Humidifier | 180525356840 | Fisher & Paykel Healthcare | Respiratory Care - SB | Barberton | Barberton Campus | Summa Barberton Hospital | 1st Floor | 2018-10-26 | Low
No | 034418 | Humidifiers, Artificial Airway, Heated | MR850 Humidifier | 180525356829 | Fisher & Paykel Healthcare | Respiratory Care | Akron | Akron City Campus | Akron City Hospital | 6th Floor | 2018-10-26 | Low
No | 034419 | Humidifiers, Artificial Airway, Heated | MR850 Humidifier | 180525356831 | Fisher & Paykel Healthcare | Respiratory Care | Akron | Akron City Campus | Akron City Hospital | 6th Floor | 2018-10-26 | Low
No | 034602 | Humidifiers, Artificial Airway, Heated | MR850 Humidifier | 150310238600 | Fisher & Paykel Healthcare | Respiratory Care | Akron | Akron City Campus | Akron City Hospital | 6th Floor | 2016-01-22 | Low
No | 034603 | Humidifiers, Artificial Airway, Heated | MR850 Humidifier | 150310238573 | Fisher & Paykel Healthcare | Respiratory Care | Akron | Akron City Campus | Akron City Hospital | 6th Floor | 2016-01-22 | Low
No | 034604 | Humidifiers, Artificial Airway, Heated | MR850 Humidifier | 150310238571 | Fisher & Paykel Healthcare | Respiratory Care | Akron | Akron City Campus | Akron City Hospital | 6th Floor | 2016-01-22 | Low
No | 034605 | Humidifiers, Artificial Airway, Heated | MR850 Humidifier | 150310238550 | Fisher & Paykel Healthcare | Respiratory Care | Akron | Akron City Campus | Akron City Hospital | 6th Floor | 2016-01-22 | Low
No | 034608 | Humidifiers, Artificial Airway, Heated | MR850 Humidifier | 150310238593 | Fisher & Paykel Healthcare | Respiratory Care | Akron | Akron City Campus | Akron City Hospital | 6th Floor | 2016-01-22 | Low
No | 034609 | Humidifiers, Artificial Airway, Heated | MR850 Humidifier | 150310238743 | Fisher & Paykel Healthcare | Respiratory Care | Akron | Akron City Campus | Akron City Hospital | 6th Floor | 2016-01-22 | Low
No | 034611 | Humidifiers, Artificial Airway, Heated | MR850 Humidifier | 150324240419 | Fisher & Paykel Healthcare | Respiratory Care | Akron | Akron City Campus | Akron City Hospital | 6th Floor | 2016-01-22 | Low
No | 034613 | Humidifiers, Artificial Airway, Heated | MR850 Humidifier | 150324240441 | Fisher & Paykel Healthcare | Respiratory Care | Akron | Akron City Campus | Akron City Hospital | 6th Floor | 2016-01-22 | Low
No | 034614 | Humidifiers, Artificial Airway, Heated | MR850 Humidifier | 150310238568 | Fisher & Paykel Healthcare | Respiratory Care | Akron | Akron City Campus | Akron City Hospital | 6th Floor | 2016-01-22 | Low
No | 034615 | Humidifiers, Artificial Airway, Heated | MR850 Humidifier | 150310238583 | Fisher & Paykel Healthcare | Respiratory Care - SB | Barberton | Barberton Campus | Summa Barberton Hospital | 1st Floor | 2016-01-22 | Low
No | 034616 | Humidifiers, Artificial Airway, Heated | MR850 Humidifier | 150310238561 | Fisher & Paykel Healthcare | Respiratory Care | Akron | Akron City Campus | Akron City Hospital | 6th Floor | 2016-01-22 | Low
No | 034617 | Humidifiers, Artificial Airway, Heated | MR850 Humidifier | 150310238548 | Fisher & Paykel Healthcare | Respiratory Care | Akron | Akron City Campus | Akron City Hospital | 6th Floor | 2016-01-22 | Low
No | 034619 | Humidifiers, Artificial Airway, Heated | MR850 Humidifier | 150324240437 | Fisher & Paykel Healthcare | Respiratory Care | Akron | Akron City Campus | Akron City Hospital | 6th Floor | 2016-01-22 | Low
No | 034620 | Humidifiers, Artificial Airway, Heated | MR850 Humidifier | 150310238586 | Fisher & Paykel Healthcare | Respiratory Care | Akron | Akron City Campus | Akron City Hospital | 6th Floor | 2016-01-22 | Low
No | 034621 | Humidifiers, Artificial Airway, Heated | MR850 Humidifier | 150324240435 | Fisher & Paykel Healthcare | Respiratory Care | Akron | Akron City Campus | Akron City Hospital | 6th Floor | 2016-01-22 | Low
No | 034622 | Humidifiers, Artificial Airway, Heated | MR850 Humidifier | 150324240428 | Fisher & Paykel Healthcare | Respiratory Care | Akron | Akron City Campus | Akron City Hospital | 6th Floor | 2016-01-22 | Low
No | 034623 | Humidifiers, Artificial Airway, Heated | MR850 Humidifier | 150324240425 | Fisher & Paykel Healthcare | Respiratory Care | Akron | Akron City Campus | Akron City Hospital | 6th Floor | 2016-01-22 | Low
No | 034625 | Humidifiers, Artificial Airway, Heated | MR850 Humidifier | 150310238567 | Fisher & Paykel Healthcare | Respiratory Care | Akron | Akron City Campus | Akron City Hospital | 6th Floor | 2016-01-22 | Low
No | 034626 | Humidifiers, Artificial Airway, Heated | MR850 Humidifier | 150310238558 | Fisher & Paykel Healthcare | Respiratory Care | Akron | Akron City Campus | Akron City Hospital | 6th Floor | 2016-01-22 | Low
No | 034628 | Humidifiers, Artificial Airway, Heated | MR850 Humidifier | 150326240683 | Fisher & Paykel Healthcare | Respiratory Care | Akron | Akron City Campus | Akron City Hospital | 6th Floor | 2016-01-22 | Low
No | 034630 | Humidifiers, Artificial Airway, Heated | MR850 Humidifier | 150324240436 | Fisher & Paykel Healthcare | Respiratory Care | Akron | Akron City Campus | Akron City Hospital | 6th Floor | 2016-01-22 | Low
No | 034632 | Humidifiers, Artificial Airway, Heated | MR850 Humidifier | 15032424034 | Fisher & Paykel Healthcare | Respiratory Care | Akron | Akron City Campus | Akron City Hospital | 6th Floor | 2016-01-22 | Low
No | 034633 | Humidifiers, Artificial Airway, Heated | MR850 Humidifier | 150324240423 | Fisher & Paykel Healthcare | Respiratory Care | Akron | Akron City Campus | Akron City Hospital | 6th Floor | 2016-01-22 | Low
No | 034634 | Humidifiers, Artificial Airway, Heated | MR850 Humidifier | 150326240849 | Fisher & Paykel Healthcare | Respiratory Care | Akron | Akron City Campus | Akron City Hospital | 6th Floor | 2016-01-22 | Low
No | 034636 | Humidifiers, Artificial Airway, Heated | MR850 Humidifier | 150326240850 | Fisher & Paykel Healthcare | Respiratory Care | Akron | Akron City Campus | Akron City Hospital | 6th Floor | 2016-01-22 | Low
No | 034637 | Humidifiers, Artificial Airway, Heated | MR850 Humidifier | 150324240442 | Fisher & Paykel Healthcare | Respiratory Care | Akron | Akron City Campus | Akron City Hospital | 6th Floor | 2016-01-22 | Low
No | 034638 | Humidifiers, Artificial Airway, Heated | MR850 Humidifier | 150326240819 | Fisher & Paykel Healthcare | Respiratory Care | Akron | Akron City Campus | Akron City Hospital | 6th Floor | 2016-01-22 | Low
No | 034640 | Humidifiers, Artificial Airway, Heated | MR850 Humidifier | 150326240820 | Fisher & Paykel Healthcare | Respiratory Care - SB | Barberton | Barberton Campus | Summa Barberton Hospital | 1st Floor | 2016-01-22 | Low
No | 034641 | Humidifiers, Artificial Airway, Heated | MR850 Humidifier | 150326240848 | Fisher & Paykel Healthcare | Respiratory Care | Akron | Akron City Campus | Akron City Hospital | 6th Floor | 2016-01-22 | Low
No | 034642 | Humidifiers, Artificial Airway, Heated | MR850 Humidifier | 150324240424 | Fisher & Paykel Healthcare | Respiratory Care | Akron | Akron City Campus | Akron City Hospital | 6th Floor | 2016-01-22 | Low
No | 034643 | Humidifiers, Artificial Airway, Heated | MR850 Humidifier | 150326240670 | Fisher & Paykel Healthcare | Respiratory Care | Akron | Akron City Campus | Akron City Hospital | 6th Floor | 2016-01-22 | Low
No | 034644 | Humidifiers, Artificial Airway, Heated | MR850 Humidifier | 150324240440 | Fisher & Paykel Healthcare | Respiratory Care | Akron | Akron City Campus | Akron City Hospital | 6th Floor | 2016-01-22 | Low
No | 034645 | Humidifiers, Artificial Airway, Heated | MR850 Humidifier | 150324240448 | Fisher & Paykel Healthcare | Respiratory Care | Akron | Akron City Campus | Akron City Hospital | 6th Floor | 2016-01-22 | Low
No | 034646 | Humidifiers, Artificial Airway, Heated | MR850 Humidifier | 150324240422 | Fisher & Paykel Healthcare | Respiratory Care | Akron | Akron City Campus | Akron City Hospital | 6th Floor | 2016-01-22 | Low
No | 034647 | Humidifiers, Artificial Airway, Heated | MR850 Humidifier | 150310238589 | Fisher & Paykel Healthcare | Respiratory Care | Akron | Akron City Campus | Akron City Hospital | 6th Floor | 2016-01-22 | Low
No | 034648 | Humidifiers, Artificial Airway, Heated | MR850 Humidifier | 150326240685 | Fisher & Paykel Healthcare | Respiratory Care | Akron | Akron City Campus | Akron City Hospital | 6th Floor | 2016-01-22 | Low
No | 034649 | Humidifiers, Artificial Airway, Heated | MR850 Humidifier | 150324240439 | Fisher & Paykel Healthcare | Respiratory Care | Akron | Akron City Campus | Akron City Hospital | 6th Floor | 2016-01-22 | Low
No | 034650 | Humidifiers, Artificial Airway, Heated | MR850 Humidifier | 150310238570 | Fisher & Paykel Healthcare | Respiratory Care | Akron | Akron City Campus | Akron City Hospital | 6th Floor | 2016-01-22 | Low
No | 034651 | Humidifiers, Artificial Airway, Heated | MR850 Humidifier | 150324240446 | Fisher & Paykel Healthcare | Respiratory Care | Akron | Akron City Campus | Akron City Hospital | 6th Floor | 2016-01-22 | Low
No | 034652 | Humidifiers, Artificial Airway, Heated | MR850 Humidifier | 150324240416 | Fisher & Paykel Healthcare | Respiratory Care | Akron | Akron City Campus | Akron City Hospital | 6th Floor | 2016-01-22 | Low
No | 034653 | Humidifiers, Artificial Airway, Heated | MR850 Humidifier | 150324240447 | Fisher & Paykel Healthcare | Respiratory Care | Akron | Akron City Campus | Akron City Hospital | 6th Floor | 2016-01-22 | Low
No | 034654 | Humidifiers, Artificial Airway, Heated | MR850 Humidifier | 150310238725 | Fisher & Paykel Healthcare | Respiratory Care | Akron | Akron City Campus | Akron City Hospital | 6th Floor | 2016-01-22 | Low
No | 034656 | Humidifiers, Artificial Airway, Heated | MR850 Humidifier | 150324240454 | Fisher & Paykel Healthcare | Respiratory Care | Akron | Akron City Campus | Akron City Hospital | 6th Floor | 2016-03-02 | Low
No | 034658 | Humidifiers, Artificial Airway, Heated | MR850 Humidifier | 150324240418 | Fisher & Paykel Healthcare | Respiratory Care | Akron | Akron City Campus | Akron City Hospital | 6th Floor | 2016-03-02 | Low
No | 034660 | Humidifiers, Artificial Airway, Heated | MR850 Humidifier | 150326240851 | Fisher & Paykel Healthcare | Respiratory Care | Akron | Akron City Campus | Akron City Hospital | 6th Floor | 2016-01-22 | Low
No | 034661 | Humidifiers, Artificial Airway, Heated | MR850 Humidifier | 150324240438 | Fisher & Paykel Healthcare | Respiratory Care | Akron | Akron City Campus | Akron City Hospital | 6th Floor | 2016-01-22 | Low
No | 034662 | Humidifiers, Artificial Airway, Heated | MR850 Humidifier | 150310238725a | Fisher & Paykel Healthcare | Respiratory Care | Akron | Akron City Campus | Akron City Hospital | 6th Floor | 2016-03-02 | Low
No | 034663 | Humidifiers, Artificial Airway, Heated | MR850 Humidifier | 150310238575 | Fisher & Paykel Healthcare | Respiratory Care | Akron | Akron City Campus | Akron City Hospital | 6th Floor | 2016-01-22 | Low
No | 034664 | Humidifiers, Artificial Airway, Heated | MR850 Humidifier | 150605250747 | Fisher & Paykel Healthcare | Respiratory Care | Akron | Akron City Campus | Akron City Hospital | 6th Floor | 2016-03-02 | Low
No | 034665 | Humidifiers, Artificial Airway, Heated | MR850 Humidifier | 150605250785 | Fisher & Paykel Healthcare | Respiratory Care | Akron | Akron City Campus | Akron City Hospital | 6th Floor | 2016-03-02 | Low
No | 034666 | Humidifiers, Artificial Airway, Heated | MR850 Humidifier | 150605250686 | Fisher & Paykel Healthcare | Respiratory Care | Akron | Akron City Campus | Akron City Hospital | 6th Floor | 2016-03-02 | Low
No | 034667 | Humidifiers, Artificial Airway, Heated | MR850 Humidifier | 150605250669 | Fisher & Paykel Healthcare | Respiratory Care | Akron | Akron City Campus | Akron City Hospital | 6th Floor | 2016-03-02 | Low
No | 034668 | Humidifiers, Artificial Airway, Heated | MR850 Humidifier | 150605250762 | Fisher & Paykel Healthcare | Respiratory Care | Akron | Akron City Campus | Akron City Hospital | 6th Floor | 2016-03-02 | Low
No | 034669 | Humidifiers, Artificial Airway, Heated | MR850 Humidifier | 105605250691 | Fisher & Paykel Healthcare | Respiratory Care | Akron | Akron City Campus | Akron City Hospital | 6th Floor | 2016-03-02 | Low
No | 034670 | Humidifiers, Artificial Airway, Heated | MR850 Humidifier | 150605250685 | Fisher & Paykel Healthcare | Respiratory Care | Akron | Akron City Campus | Akron City Hospital | 6th Floor | 2016-03-02 | Low
No | 034671 | Humidifiers, Artificial Airway, Heated | MR850 Humidifier | 150605250545 | Fisher & Paykel Healthcare | Respiratory Care - SB | Barberton | Barberton Campus | Summa Barberton Hospital | 1st Floor | 2016-03-02 | Low
No | 034673 | Humidifiers, Artificial Airway, Heated | MR850 Humidifier | 150605250659 | Fisher & Paykel Healthcare | Respiratory Care | Akron | Akron City Campus | Akron City Hospital | 6th Floor | 2016-03-02 | Low
No | 034674 | Humidifiers, Artificial Airway, Heated | MR850 Humidifier | 150605250776 | Fisher & Paykel Healthcare | Respiratory Care | Akron | Akron City Campus | Akron City Hospital | 6th Floor | 2016-03-02 | Low
No | 034675 | Humidifiers, Artificial Airway, Heated | MR850 Humidifier | 150605250670 | Fisher & Paykel Healthcare | Respiratory Care | Akron | Akron City Campus | Akron City Hospital | 6th Floor | 2016-03-02 | Low
No | 034676 | Humidifiers, Artificial Airway, Heated | MR850 Humidifier | 150605250689 | Fisher & Paykel Healthcare | Respiratory Care - SB | Barberton | Barberton Campus | Summa Barberton Hospital | 1st Floor | 2016-03-02 | Low
No | 034677 | Humidifiers, Artificial Airway, Heated | MR850 Humidifier | 150605250748 | Fisher & Paykel Healthcare | Respiratory Care | Akron | Akron City Campus | Akron City Hospital | 6th Floor | 2016-03-02 | Low
No | 034678 | Humidifiers, Artificial Airway, Heated | MR850 Humidifier | 150605250745 | Fisher & Paykel Healthcare | Respiratory Care | Akron | Akron City Campus | Akron City Hospital | 6th Floor | 2016-03-02 | Low
No | 034679 | Humidifiers, Artificial Airway, Heated | MR850 Humidifier | 150605250678 | Fisher & Paykel Healthcare | Respiratory Care | Akron | Akron City Campus | Akron City Hospital | 6th Floor | 2016-03-02 | Low
No | 034680 | Humidifiers, Artificial Airway, Heated | MR850 Humidifier | 150605250780 | Fisher & Paykel Healthcare | Respiratory Care | Akron | Akron City Campus | Akron City Hospital | 6th Floor | 2016-03-02 | Low
No | 034681 | Humidifiers, Artificial Airway, Heated | MR850 Humidifier | 150605250743 | Fisher & Paykel Healthcare | Respiratory Care | Akron | Akron City Campus | Akron City Hospital | 6th Floor | 2016-03-02 | Low
No | 034682 | Humidifiers, Artificial Airway, Heated | MR850 Humidifier | 150605250770 | Fisher & Paykel Healthcare | Respiratory Care | Akron | Akron City Campus | Akron City Hospital | 6th Floor | 2016-03-02 | Low
No | 034683 | Humidifiers, Artificial Airway, Heated | MR850 Humidifier | 150605250742 | Fisher & Paykel Healthcare | Respiratory Care - SB | Barberton | Barberton Campus | Summa Barberton Hospital | 1st Floor | 2016-03-02 | Low
No | 034684 | Humidifiers, Artificial Airway, Heated | MR850 Humidifier | 150605250787 | Fisher & Paykel Healthcare | Respiratory Care | Akron | Akron City Campus | Akron City Hospital | 6th Floor | 2016-03-02 | Low
No | 034685 | Humidifiers, Artificial Airway, Heated | MR850 Humidifier | 150605250777 | Fisher & Paykel Healthcare | Respiratory Care - SB | Barberton | Barberton Campus | Summa Barberton Hospital | 1st Floor | 2016-03-02 | Low
No | 034686 | Humidifiers, Artificial Airway, Heated | MR850 Humidifier | 150605250764 | Fisher & Paykel Healthcare | Respiratory Care | Akron | Akron City Campus | Akron City Hospital | 6th Floor | 2016-03-02 | Low
No | 034687 | Humidifiers, Artificial Airway, Heated | MR850 Humidifier | 150605250765 | Fisher & Paykel Healthcare | Respiratory Care | Akron | Akron City Campus | Akron City Hospital | 6th Floor | 2016-03-02 | Low
No | 034688 | Humidifiers, Artificial Airway, Heated | MR850 Humidifier | 150605250741 | Fisher & Paykel Healthcare | Respiratory Care | Akron | Akron City Campus | Akron City Hospital | 6th Floor | 2016-03-02 | Low
No | 034689 | Humidifiers, Artificial Airway, Heated | MR850 Humidifier | 150605250744 | Fisher & Paykel Healthcare | Respiratory Care - SB | Barberton | Barberton Campus | Summa Barberton Hospital | 1st Floor | 2016-03-02 | Low
No | 034690 | Humidifiers, Artificial Airway, Heated | MR850 Humidifier | 150605250657 | Fisher & Paykel Healthcare | Respiratory Care | Akron | Akron City Campus | Akron City Hospital | 6th Floor | 2016-03-02 | Low
No | 034691 | Humidifiers, Artificial Airway, Heated | MR850 Humidifier | 150605250675 | Fisher & Paykel Healthcare | Respiratory Care | Akron | Akron City Campus | Akron City Hospital | 6th Floor | 2016-03-02 | Low
No | 034692 | Humidifiers, Artificial Airway, Heated | MR850 Humidifier | 150605250773 | Fisher & Paykel Healthcare | Respiratory Care | Akron | Akron City Campus | Akron City Hospital | 6th Floor | 2016-03-02 | Low
No | 034693 | Humidifiers, Artificial Airway, Heated | MR850 Humidifier | 150605250766 | Fisher & Paykel Healthcare | Respiratory Care - SB | Barberton | Barberton Campus | Summa Barberton Hospital | 5th Floor | 2016-03-02 | Low
No | 034694 | Humidifiers, Artificial Airway, Heated | MR850 Humidifier | 150605250760 | Fisher & Paykel Healthcare | Respiratory Care | Akron | Akron City Campus | Akron City Hospital | 6th Floor | 2016-03-02 | Low
No | 034695 | Humidifiers, Artificial Airway, Heated | MR850 Humidifier | 15025248594 | Fisher & Paykel Healthcare | Respiratory Care | Akron | Akron City Campus | Akron City Hospital | 6th Floor | 2016-05-18 | Low
No | 034696 | Humidifiers, Artificial Airway, Heated | MR850 Humidifier | 150525248446 | Fisher & Paykel Healthcare | Respiratory Care - SB | Barberton | Barberton Campus | Summa Barberton Hospital | 1st Floor | 2016-05-18 | Low
No | 034697 | Humidifiers, Artificial Airway, Heated | MR850 Humidifier | 150525248395 | Fisher & Paykel Healthcare | Respiratory Care | Akron | Akron City Campus | Akron City Hospital | 6th Floor | 2016-05-18 | Low
No | 034698 | Humidifiers, Artificial Airway, Heated | MR850 Humidifier | 150525248544 | Fisher & Paykel Healthcare | Respiratory Care | Akron | Akron City Campus | Akron City Hospital | 6th Floor | 2016-06-24 | Low
No | 034699 | Humidifiers, Artificial Airway, Heated | MR850 Humidifier | 150525248407 | Fisher & Paykel Healthcare | Respiratory Care | Akron | Akron City Campus | Akron City Hospital | 6th Floor | 2016-06-24 | Low
No | 034700 | Humidifiers, Artificial Airway, Heated | MR850 Humidifier | 150525248403 | Fisher & Paykel Healthcare | Respiratory Care | Akron | Akron City Campus | Akron City Hospital | 6th Floor | 2016-06-24 | Low
No | 034701 | Humidifiers, Artificial Airway, Heated | MR850 Humidifier | 150525248460 | Fisher & Paykel Healthcare | Respiratory Care | Akron | Akron City Campus | Akron City Hospital | 6th Floor | 2016-06-24 | Low
No | 034702 | Humidifiers, Artificial Airway, Heated | MR850 Humidifier | 150525248445 | Fisher & Paykel Healthcare | Respiratory Care | Akron | Akron City Campus | Akron City Hospital | 6th Floor | 2016-06-24 | Low
No | 034703 | Humidifiers, Artificial Airway, Heated | MR850 Humidifier | 150525248450 | Fisher & Paykel Healthcare | Respiratory Care - SB | Barberton | Barberton Campus | Summa Barberton Hospital | 1st Floor | 2016-06-24 | Low
No | 034704 | Humidifiers, Artificial Airway, Heated | MR850 Humidifier | 150525248443 | Fisher & Paykel Healthcare | Respiratory Care | Akron | Akron City Campus | Akron City Hospital | 6th Floor | 2016-06-24 | Low
No | 034705 | Humidifiers, Artificial Airway, Heated | MR850 Humidifier | 150525248413 | Fisher & Paykel Healthcare | Respiratory Care | Akron | Akron City Campus | Akron City Hospital | 6th Floor | 2016-06-24 | Low
No | 034706 | Humidifiers, Artificial Airway, Heated | MR850 Humidifier | 150525248414 | Fisher & Paykel Healthcare | Respiratory Care | Akron | Akron City Campus | Akron City Hospital | 6th Floor | 2016-06-24 | Low
No | 034707 | Humidifiers, Artificial Airway, Heated | MR850 Humidifier | 150525248415 | Fisher & Paykel Healthcare | Respiratory Care | Akron | Akron City Campus | Akron City Hospital | 6th Floor | 2016-06-23 | Low
No | 034708 | Humidifiers, Artificial Airway, Heated | MR850 Humidifier | 150525248465 | Fisher & Paykel Healthcare | Respiratory Care - SB | Barberton | Barberton Campus | Summa Barberton Hospital | 1st Floor | 2016-06-24 | Low
No | 034709 | Humidifiers, Artificial Airway, Heated | MR850 Humidifier | 150525248455 | Fisher & Paykel Healthcare | Anesthesia - SB | Barberton | Barberton Campus | Summa Barberton Hospital | 2nd Floor | 2006-07-31 | Low
No | 034710 | Humidifiers, Artificial Airway, Heated | MR850 Humidifier | 150525248442 | Fisher & Paykel Healthcare | Respiratory Care | Akron | Akron City Campus | Akron City Hospital | 6th Floor | 2016-06-24 | Low
No | 034711 | Humidifiers, Artificial Airway, Heated | MR850 Humidifier | 150525248452 | Fisher & Paykel Healthcare | Respiratory Care | Akron | Akron City Campus | Akron City Hospital | 6th Floor | 2016-06-24 | Low
No | 034712 | Humidifiers, Artificial Airway, Heated | MR850 Humidifier | 150525248406 | Fisher & Paykel Healthcare | Respiratory Care | Akron | Akron City Campus | Akron City Hospital | 6th Floor | 2016-06-24 | Low
No | 034713 | Humidifiers, Artificial Airway, Heated | MR850 Humidifier | 150525248466 | Fisher & Paykel Healthcare | Respiratory Care | Akron | Akron City Campus | Akron City Hospital | 6th Floor | 2016-06-24 | Low
No | 034714 | Humidifiers, Artificial Airway, Heated | MR850 Humidifier | 150525248391 | Fisher & Paykel Healthcare | Respiratory Care | Akron | Akron City Campus | Akron City Hospital | 6th Floor | 2016-06-24 | Low
No | 035501 | Humidifiers, Artificial Airway, Heated | MR850 Humidifier | 091001061682CFN | Fisher & Paykel Healthcare | Respiratory Care | Akron | Akron City Campus | Akron City Hospital | 6th Floor | 2015-10-02 | Low
No | 036460 | Humidifiers, Artificial Airway, Heated | MR850 Humidifier | 150605250752 | Fisher & Paykel Healthcare | Respiratory Care - SB | Barberton | Barberton Campus | Summa Barberton Hospital | 1st Floor | 2016-03-09 | Low
No | 037049 | Humidifiers, Artificial Airway, Heated | MR850 Humidifier | 150605250774 | Fisher & Paykel Healthcare | Respiratory Care | Akron | Akron City Campus | Akron City Hospital | 6th Floor | 2016-03-08 | Low
No | 037226 | Humidifiers, Artificial Airway, Heated | MR850 Humidifier | 150605250676 | Fisher & Paykel Healthcare | Respiratory Care | Akron | Akron City Campus | Akron City Hospital | 6th Floor | 2016-03-07 | Low
No | 037229 | Humidifiers, Artificial Airway, Heated | MR850 Humidifier | 150605250771 | Fisher & Paykel Healthcare | Respiratory Care | Akron | Akron City Campus | Akron City Hospital | 6th Floor | 2016-03-09 | Low
No | 037421 | Humidifiers, Artificial Airway, Heated | MR850 Humidifier | 150605250778 | Fisher & Paykel Healthcare | Respiratory Care - SB | Barberton | Barberton Campus | Summa Barberton Hospital | 1st Floor | 2016-03-09 | Low
No | 037721 | Humidifiers, Artificial Airway, Heated | MR850 Humidifier | 150605250658 | Fisher & Paykel Healthcare | Respiratory Care | Akron | Akron City Campus | Akron City Hospital | 6th Floor | 2016-03-08 | Low
No | 037966 | Humidifiers, Artificial Airway, Heated | MR850 Humidifier | 150605250768 | Fisher & Paykel Healthcare | Respiratory Care | Akron | Akron City Campus | Akron City Hospital | 6th Floor | 2016-03-09 | Low
No | 038102 | Humidifiers, Artificial Airway, Heated | MR850 Humidifier | 150605250788 | Fisher & Paykel Healthcare | Respiratory Care | Akron | Akron City Campus | Akron City Hospital | 6th Floor | 2016-03-09 | Low
No | 038106 | Humidifiers, Artificial Airway, Heated | MR850 Humidifier | 150605250671 | Fisher & Paykel Healthcare | Respiratory Care | Akron | Akron City Campus | Akron City Hospital | 6th Floor | 2016-03-08 | Low
No | 038130 | Humidifiers, Artificial Airway, Heated | MR850 Humidifier | 150605250525 | Fisher & Paykel Healthcare | Respiratory Care - SB | Barberton | Barberton Campus | Summa Barberton Hospital | 1st Floor | 2016-03-09 | Low
No | 038140 | Humidifiers, Artificial Airway, Heated | MR850 Humidifier | 180524356784 | Fisher & Paykel Healthcare | Respiratory Care - SB | Barberton | Barberton Campus | Summa Barberton Hospital | 1st Floor | 2018-10-23 | Low
No | 038141 | Humidifiers, Artificial Airway, Heated | MR850 Humidifier | 150605250528 | Fisher & Paykel Healthcare | Respiratory Care - SB | Barberton | Barberton Campus | Summa Barberton Hospital | 1st Floor | 2016-03-09 | Low
No | 038143 | Humidifiers, Artificial Airway, Heated | MR850 Humidifier | 180524356782 | Fisher & Paykel Healthcare | Respiratory Care | Akron | Akron City Campus | Akron City Hospital | 6th Floor | 2018-10-23 | Low
No | 038144 | Humidifiers, Artificial Airway, Heated | MR850 Humidifier | 180524356796 | Fisher & Paykel Healthcare | Respiratory Care - SB | Barberton | Barberton Campus | Summa Barberton Hospital | 1st Floor | 2018-10-23 | Low
No | 038146 | Humidifiers, Artificial Airway, Heated | MR850 Humidifier | 150605250761 | Fisher & Paykel Healthcare | Respiratory Care - SB | Barberton | Barberton Campus | Summa Barberton Hospital | 1st Floor | 2016-03-09 | Low
No | 038147 | Humidifiers, Artificial Airway, Heated | MR850 Humidifier | 180524356788 | Fisher & Paykel Healthcare | Respiratory Care - SB | Barberton | Barberton Campus | Summa Barberton Hospital | 1st Floor | 2018-10-23 | Low
No | 038201 | Humidifiers, Artificial Airway, Heated | MR850 Humidifier | 180524356791 | Fisher & Paykel Healthcare | Respiratory Care - SB | Barberton | Barberton Campus | Summa Barberton Hospital | 1st Floor | 2018-10-23 | Low
No | 038202 | Humidifiers, Artificial Airway, Heated | MR850 Humidifier | 150605250781 | Fisher & Paykel Healthcare | Respiratory Care - SB | Barberton | Barberton Campus | Summa Barberton Hospital | 1st Floor | 2016-03-09 | Low
No | 038206 | Humidifiers, Artificial Airway, Heated | MR850 Humidifier | 150605250684 | Fisher & Paykel Healthcare | Respiratory Care - SB | Barberton | Barberton Campus | Summa Barberton Hospital | 1st Floor | 2016-03-09 | Low
No | 038207 | Humidifiers, Artificial Airway, Heated | MR850 Humidifier | 150605250690 | Fisher & Paykel Healthcare | Respiratory Care - SB | Barberton | Barberton Campus | Summa Barberton Hospital | 1st Floor | 2016-03-09 | Low
No | 038208 | Humidifiers, Artificial Airway, Heated | MR850 Humidifier | 150605250756 | Fisher & Paykel Healthcare | Respiratory Care - SB | Barberton | Barberton Campus | Summa Barberton Hospital | 1st Floor | 2016-03-09 | Low
No | 038209 | Humidifiers, Artificial Airway, Heated | MR850 Humidifier | 180524356768 | Fisher & Paykel Healthcare | Respiratory Care - SB | Barberton | Barberton Campus | Summa Barberton Hospital | 1st Floor | 2018-10-23 | Low
No | 038210 | Humidifiers, Artificial Airway, Heated | MR850 Humidifier | 150605250683 | Fisher & Paykel Healthcare | Respiratory Care | Akron | Akron City Campus | Akron City Hospital | 6th Floor | 2016-03-09 | Low
No | 038211 | Humidifiers, Artificial Airway, Heated | MR850 Humidifier | 150605250782 | Fisher & Paykel Healthcare | Respiratory Care - SB | Barberton | Barberton Campus | Summa Barberton Hospital | 1st Floor | 2016-03-09 | Low
No | 038212 | Humidifiers, Artificial Airway, Heated | MR850 Humidifier | 150605250679 | Fisher & Paykel Healthcare | Respiratory Care - SB | Barberton | Barberton Campus | Summa Barberton Hospital | 1st Floor | 2016-03-09 | Low
No | 038426 | Humidifiers, Artificial Airway, Heated | MR850 Humidifier | 150605250668 | Fisher & Paykel Healthcare | Respiratory Care - SB | Barberton | Barberton Campus | Summa Barberton Hospital | 1st Floor | 2016-03-09 | Low
No | 038906 | Humidifiers, Artificial Airway, Heated | MR850 Humidifier | 150605250767 | Fisher & Paykel Healthcare | Respiratory Care | Akron | Akron City Campus | Akron City Hospital | 6th Floor | 2016-03-08 | Low
No | 038908 | Humidifiers, Artificial Airway, Heated | MR850 Humidifier | 150605250513 | Fisher & Paykel Healthcare | Respiratory Care | Akron | Akron City Campus | Akron City Hospital | 6th Floor | 2016-03-08 | Low
No | 038909 | Humidifiers, Artificial Airway, Heated | MR850 Humidifier | 150605250783 | Fisher & Paykel Healthcare | Respiratory Care | Akron | Akron City Campus | Akron City Hospital | 6th Floor | 2016-03-09 | Low
No | 038910 | Humidifiers, Artificial Airway, Heated | MR850 Humidifier | 150605250740 | Fisher & Paykel Healthcare | Respiratory Care | Akron | Akron City Campus | Akron City Hospital | 6th Floor | 2016-03-09 | Low
No | 038911 | Humidifiers, Artificial Airway, Heated | MR850 Humidifier | 150605250674 | Fisher & Paykel Healthcare | Respiratory Care | Akron | Akron City Campus | Akron City Hospital | 6th Floor | 2016-03-08 | Low
No | 039977 | Humidifiers, Artificial Airway, Heated | MR850 Humidifier | 060904019986 | Fisher & Paykel Healthcare | Respiratory Care - SB | Barberton | Barberton Campus | Summa Barberton Hospital | 1st Floor | 2008-01-04 | Low
No | 043112 | Humidifiers, Artificial Airway, Heated | MR850 Humidifier | 150605250786 | Fisher & Paykel Healthcare | Respiratory Care | Akron | Akron City Campus | Akron City Hospital | 6th Floor | 2016-03-09 | Low
No | 056572 | Humidifiers, Artificial Airway, Heated | MR850 Humidifier | 150605250775 | Fisher & Paykel Healthcare | Respiratory Care | Akron | Akron City Campus | Akron City Hospital | 6th Floor | 2016-03-09 | Low
No | 056575 | Humidifiers, Artificial Airway, Heated | MR850 Humidifier | 120223133764 | Fisher & Paykel Healthcare | Respiratory Care - SB | Barberton | Barberton Campus | Summa Barberton Hospital | 1st Floor | 2012-04-12 | Low
No | 058855 | Humidifiers, Artificial Airway, Heated | MR850 Humidifier | 090825058238 | Fisher & Paykel Healthcare | Respiratory Care | Akron | Akron City Campus | Akron City Hospital | 6th Floor | 2007-09-21 | Low
No | 059955 | Humidifiers, Artificial Airway, Heated | MR850 Humidifier | 200709449238 | Fisher & Paykel Healthcare | Respiratory Care | Akron | Akron City Campus | Akron City Hospital | 6th Floor | 2020-12-22 | Low
No | 059956 | Humidifiers, Artificial Airway, Heated | MR850 Humidifier | 200712450629 | Fisher & Paykel Healthcare | Health Tech Mgmt - SB | Barberton | Barberton Campus | Summa Barberton Hospital | 5th Floor | 2020-12-22 | Low
No | 059957 | Humidifiers, Artificial Airway, Heated | MR850 Humidifier | 200709449310 | Fisher & Paykel Healthcare | Health Tech Mgmt - SB | Barberton | Barberton Campus | Summa Barberton Hospital | 5th Floor | 2020-12-22 | Low
No | 059958 | Humidifiers, Artificial Airway, Heated | MR850 Humidifier | 200709449233 | Fisher & Paykel Healthcare | Respiratory Care | Akron | Akron City Campus | Akron City Hospital | 6th Floor | 2020-12-22 | Low
No | 060148 | Humidifiers, Artificial Airway, Heated | MR850 Humidifier | 110208102978 | Fisher & Paykel Healthcare | Respiratory Care | Akron | Akron City Campus | Akron City Hospital | 6th Floor | 2014-04-11 | Low
No | 061266 | Humidifiers, Artificial Airway, Heated | MR850 Humidifier | 210416570704 | Fisher & Paykel Healthcare | Respiratory Care | Akron | Akron City Campus | Akron City Hospital | 6th Floor | 2021-12-29 | Low
No | 061267 | Humidifiers, Artificial Airway, Heated | MR850 Humidifier | 210416570674 | Fisher & Paykel Healthcare | Respiratory Care - SB | Barberton | Barberton Campus | Summa Barberton Hospital | 3rd Floor | 2021-12-29 | Low
No | 061280 | Humidifiers, Artificial Airway, Heated | MR850 Humidifier | 150605250672 | Fisher & Paykel Healthcare | Respiratory Care | Akron | Akron City Campus | Akron City Hospital | 6th Floor | 2016-03-09 | Low
No | 061420 | Humidifiers, Artificial Airway, Heated | MR850 Humidifier | 210416570714 | Fisher & Paykel Healthcare | Health Tech Mgmt - SB | Barberton | Barberton Campus | Summa Barberton Hospital | 5th Floor | 2021-12-29 | Low
No | 061421 | Humidifiers, Artificial Airway, Heated | MR850 Humidifier | 210416570739 | Fisher & Paykel Healthcare | Respiratory Care | Akron | Akron City Campus | Akron City Hospital | 6th Floor | 2021-12-29 | Low
No | 061422 | Humidifiers, Artificial Airway, Heated | MR850 Humidifier | 210416570747 | Fisher & Paykel Healthcare | Respiratory Care - SB | Barberton | Barberton Campus | Summa Barberton Hospital | 1st Floor | 2021-12-29 | Low
No | 061423 | Humidifiers, Artificial Airway, Heated | MR850 Humidifier | 210416570722 | Fisher & Paykel Healthcare | Respiratory Care | Akron | Akron City Campus | Akron City Hospital | 6th Floor | 2021-12-29 | Low
No | 061424 | Humidifiers, Artificial Airway, Heated | MR850 Humidifier | 210416570680 | Fisher & Paykel Healthcare | Respiratory Care - SB | Barberton | Barberton Campus | Summa Barberton Hospital | 1st Floor | 2021-12-29 | Low
No | 061425 | Humidifiers, Artificial Airway, Heated | MR850 Humidifier | 210416570686 | Fisher & Paykel Healthcare | Respiratory Care | Akron | Akron City Campus | Akron City Hospital | 6th Floor | 2021-12-29 | Low
No | 061486 | Humidifiers, Artificial Airway, Heated | MR850 Humidifier | 210416570706 | Fisher & Paykel Healthcare | Respiratory Care | Akron | Akron City Campus | Akron City Hospital | 6th Floor | 2021-12-29 | Low
No | 061487 | Humidifiers, Artificial Airway, Heated | MR850 Humidifier | 210416570671 | Fisher & Paykel Healthcare | Respiratory Care | Akron | Akron City Campus | Akron City Hospital | 6th Floor | 2021-12-29 | Low
No | 061488 | Humidifiers, Artificial Airway, Heated | MR850 Humidifier | 210416570687 | Fisher & Paykel Healthcare | Respiratory Care | Akron | Akron City Campus | Akron City Hospital | 6th Floor | 2021-12-29 | Low
No | 061489 | Humidifiers, Artificial Airway, Heated | MR850 Humidifier | 210416570670 | Fisher & Paykel Healthcare | Respiratory Care | Akron | Akron City Campus | Akron City Hospital | 6th Floor | 2021-12-29 | Low
No | 061490 | Humidifiers, Artificial Airway, Heated | MR850 Humidifier | 210416570738 | Fisher & Paykel Healthcare | Respiratory Care - SB | Barberton | Barberton Campus | Summa Barberton Hospital | 1st Floor | 2021-12-29 | Low
No | 061491 | Humidifiers, Artificial Airway, Heated | MR850 Humidifier | 210416570743 | Fisher & Paykel Healthcare | Respiratory Care | Akron | Akron City Campus | Akron City Hospital | 6th Floor | 2021-12-29 | Low
No | 061492 | Humidifiers, Artificial Airway, Heated | MR850 Humidifier | 210416570712 | Fisher & Paykel Healthcare | Respiratory Care | Akron | Akron City Campus | Akron City Hospital | 6th Floor | 2021-12-29 | Low
No | 061493 | Humidifiers, Artificial Airway, Heated | MR850 Humidifier | 210416570719 | Fisher & Paykel Healthcare | Respiratory Care | Akron | Akron City Campus | Akron City Hospital | 6th Floor | 2021-12-29 | Low
No | 061494 | Humidifiers, Artificial Airway, Heated | MR850 Humidifier | 210416570718 | Fisher & Paykel Healthcare | Respiratory Care | Akron | Akron City Campus | Akron City Hospital | 6th Floor | 2021-12-29 | Low
No | 061495 | Humidifiers, Artificial Airway, Heated | MR850 Humidifier | 210416570716 | Fisher & Paykel Healthcare | Respiratory Care | Akron | Akron City Campus | Akron City Hospital | 6th Floor | 2021-12-29 | Low
No | 061496 | Humidifiers, Artificial Airway, Heated | MR850 Humidifier | 210416570684 | Fisher & Paykel Healthcare | Respiratory Care | Akron | Akron City Campus | Akron City Hospital | 6th Floor | 2021-12-29 | Low
No | 061497 | Humidifiers, Artificial Airway, Heated | MR850 Humidifier | 210416570710 | Fisher & Paykel Healthcare | Respiratory Care | Akron | Akron City Campus | Akron City Hospital | 6th Floor | 2021-12-29 | Low
No | 061498 | Humidifiers, Artificial Airway, Heated | MR850 Humidifier | 210416570673 | Fisher & Paykel Healthcare | Respiratory Care | Akron | Akron City Campus | Akron City Hospital | 6th Floor | 2021-12-29 | Low
No | 061499 | Humidifiers, Artificial Airway, Heated | MR850 Humidifier | 210416570685 | Fisher & Paykel Healthcare | Respiratory Care - SB | Barberton | Barberton Campus | Summa Barberton Hospital | 1st Floor | 2021-12-29 | Low
No | 061500 | Humidifiers, Artificial Airway, Heated | MR850 Humidifier | 210416570745 | Fisher & Paykel Healthcare | Respiratory Care | Akron | Akron City Campus | Akron City Hospital | 6th Floor | 2021-12-29 | Low
No | 062622 | Humidifiers, Artificial Airway, Heated | MR850 Humidifier | 150605250769 | Fisher & Paykel Healthcare | Respiratory Care | Akron | Akron City Campus | Akron City Hospital | 6th Floor | 2016-03-09 | Low
No | 036466 | Humidifiers, Artificial Airway, Heated | PT101US - Airvo 2 System | 180227066508 | Fisher & Paykel Healthcare | Respiratory Care | Akron | Akron City Campus | Akron City Hospital | 6th Floor | 2018-09-20 | Low
No | 036467 | Humidifiers, Artificial Airway, Heated | PT101US - Airvo 2 System | 180227066470 | Fisher & Paykel Healthcare | Respiratory Care | Akron | Akron City Campus | Akron City Hospital | 6th Floor | 2018-09-20 | Low
No | 036468 | Humidifiers, Artificial Airway, Heated | PT101US - Airvo 2 System | 180227066534 | Fisher & Paykel Healthcare | Respiratory Care | Akron | Akron City Campus | Akron City Hospital | 6th Floor | 2018-09-20 | Low
No | 060815 | Humidifiers, Artificial Airway, Heated | PT101US - Airvo 2 System | 201125211993 | Fisher & Paykel Healthcare | Respiratory Care | Akron | Akron City Campus | Akron City Hospital | 6th Floor | 2021-08-25 | Low
No | 060819 | Humidifiers, Artificial Airway, Heated | PT101US - Airvo 2 System | 201125212187 | Fisher & Paykel Healthcare | Respiratory Care | Akron | Akron City Campus | Akron City Hospital | 6th Floor | 2021-08-25 | Low
No | 060820 | Humidifiers, Artificial Airway, Heated | PT101US - Airvo 2 System | 201125211992 | Fisher & Paykel Healthcare | Respiratory Care | Akron | Akron City Campus | Akron City Hospital | 6th Floor | 2021-08-25 | Low
No | 061476 | Humidifiers, Artificial Airway, Heated | PT101US - Airvo 2 System | 210112240021 | Fisher & Paykel Healthcare | Respiratory Care | Akron | Akron City Campus | Akron City Hospital | 6th Floor | 2021-12-29 | Low
No | 061477 | Humidifiers, Artificial Airway, Heated | PT101US - Airvo 2 System | 210112239960 | Fisher & Paykel Healthcare | Respiratory Care | Akron | Akron City Campus | Akron City Hospital | 6th Floor | 2021-12-29 | Low
No | 061478 | Humidifiers, Artificial Airway, Heated | PT101US - Airvo 2 System | 210112240071 | Fisher & Paykel Healthcare | Respiratory Care | Akron | Akron City Campus | Akron City Hospital | 6th Floor | 2021-12-29 | Low
No | 061479 | Humidifiers, Artificial Airway, Heated | PT101US - Airvo 2 System | 210112240017 | Fisher & Paykel Healthcare | Respiratory Care - SB | Barberton | Barberton Campus | Summa Barberton Hospital | 1st Floor | 2021-12-29 | Low
No | 061480 | Humidifiers, Artificial Airway, Heated | PT101US - Airvo 2 System | 210112239882 | Fisher & Paykel Healthcare | Respiratory Care | Akron | Akron City Campus | Akron City Hospital | 6th Floor | 2021-12-29 | Low
No | 061481 | Humidifiers, Artificial Airway, Heated | PT101US - Airvo 2 System | 210112239963 | Fisher & Paykel Healthcare | Respiratory Care - SB | Barberton | Barberton Campus | Summa Barberton Hospital | 1st Floor | 2021-12-29 | Low
No | 061482 | Humidifiers, Artificial Airway, Heated | PT101US - Airvo 2 System | 210112240138 | Fisher & Paykel Healthcare | Respiratory Care | Akron | Akron City Campus | Akron City Hospital | 6th Floor | 2021-12-29 | Low
No | 061483 | Humidifiers, Artificial Airway, Heated | PT101US - Airvo 2 System | 21011229873 | Fisher & Paykel Healthcare | Respiratory Care | Akron | Akron City Campus | Akron City Hospital | 6th Floor | 2021-12-29 | Low
No | 061484 | Humidifiers, Artificial Airway, Heated | PT101US - Airvo 2 System | 210112239937 | Fisher & Paykel Healthcare | Respiratory Care | Akron | Akron City Campus | Akron City Hospital | 6th Floor | 2021-12-29 | Low
No | 061485 | Humidifiers, Artificial Airway, Heated | PT101US - Airvo 2 System | 210112239959 | Fisher & Paykel Healthcare | Respiratory Care | Akron | Akron City Campus | Akron City Hospital | 6th Floor | 2021-12-29 | Low
No | 061533 | Humidifiers, Artificial Airway, Heated | PT101US - Airvo 2 System | 210506267647 | Fisher & Paykel Healthcare | Respiratory Care | Akron | Akron City Campus | Akron City Hospital | 6th Floor | 2022-01-19 | Low
No | 180227066467 | Humidifiers, Artificial Airway, Heated | PT101US - Airvo 2 System | 034665 | Fisher & Paykel Healthcare | Respiratory Care | Akron | Akron City Campus | Akron City Hospital | 6th Floor | 2018-08-31 | Low
No | CE8592 | Humidifiers, Artificial Airway, Heated | PT101US - Airvo 2 System | 180227066491 | Fisher & Paykel Healthcare | Respiratory Care - SB | Barberton | Barberton Campus | Summa Barberton Hospital | 1st Floor | 2018-10-12 | Low
No | CE8593 | Humidifiers, Artificial Airway, Heated | PT101US - Airvo 2 System | 180227066525 | Fisher & Paykel Healthcare | Respiratory Care - SB | Barberton | Barberton Campus | Summa Barberton Hospital | 1st Floor | 2018-10-12 | Low
No | CE8594 | Humidifiers, Artificial Airway, Heated | PT101US - Airvo 2 System | 180227066442 | Fisher & Paykel Healthcare | Respiratory Care - SB | Barberton | Barberton Campus | Summa Barberton Hospital | 1st Floor | 2018-10-12 | Low
No | 039884 | Illuminators | VAR2-PoE-w4-1 - Vario 2 Medium Range White-Light Poe Illuminator | V122001270668 | Raytec | EEG Neurology Lab - SB | Barberton | Barberton Campus | Summa Barberton Hospital | 4th Floor | 2022-07-20 | Low
No | 060632 | Illuminators | VAR2-PoE-w4-1 - Vario 2 Medium Range White-Light Poe Illuminator | VPO23441231717 | Raytec | EEG Neurology Lab | Akron | Akron City Campus | Akron City Hospital | Ground Floor | 2021-06-22 | Low
No | 060633 | Illuminators | VAR2-PoE-w4-1 - Vario 2 Medium Range White-Light Poe Illuminator | VPO23441220438 | Raytec | EEG Neurology Lab | Akron | Akron City Campus | Akron City Hospital | Ground Floor | 2021-06-22 | Low
No | 060634 | Illuminators | VAR2-PoE-w4-1 - Vario 2 Medium Range White-Light Poe Illuminator | VPO23441231715 | Raytec | EEG Neurology Lab | Akron | Akron City Campus | Akron City Hospital | Ground Floor | 2021-06-22 | Low
No | 060635 | Illuminators | VAR2-PoE-w4-1 - Vario 2 Medium Range White-Light Poe Illuminator | VPO23441231711 | Raytec | EEG Neurology Lab | Akron | Akron City Campus | Akron City Hospital | Ground Floor | 2021-06-22 | Low
No | 060636 | Illuminators | VAR2-PoE-w4-1 - Vario 2 Medium Range White-Light Poe Illuminator | VPO23441231710 | Raytec | EEG Neurology Lab | Akron | Akron City Campus | Akron City Hospital | Ground Floor | 2021-06-22 | Low
No | 060637 | Illuminators | VAR2-PoE-w4-1 - Vario 2 Medium Range White-Light Poe Illuminator | VPO2344220437 | Raytec | EEG Neurology Lab | Akron | Akron City Campus | Akron City Hospital | Ground Floor | 2021-06-22 | Low
No | 060638 | Illuminators | VAR2-PoE-w4-1 - Vario 2 Medium Range White-Light Poe Illuminator | VPO23441220434 | Raytec | EEG Neurology Lab | Akron | Akron City Campus | Akron City Hospital | Ground Floor | 2021-06-22 | Low
No | 060639 | Illuminators | VAR2-PoE-w4-1 - Vario 2 Medium Range White-Light Poe Illuminator | VPO23441220441 | Raytec | EEG Neurology Lab | Akron | Akron City Campus | Akron City Hospital | Ground Floor | 2021-06-22 | Low
No | 060727 | Illuminators | VAR2-PoE-w4-1 - Vario 2 Medium Range White-Light Poe Illuminator | 008117M000301 | Raytec | EEG Neurology Lab | Akron | Akron City Campus | Akron City Hospital | Ground Floor | 2021-06-22 | Low
No | 060740 | Illuminators | VAR2-PoE-w4-1 - Vario 2 Medium Range White-Light Poe Illuminator | VI22001233995 | Raytec | EEG Neurology Lab | Akron | Akron City Campus | Akron City Hospital | Ground Floor | 2021-06-22 | Low
No | 060748 | Illuminators | VAR2-PoE-w4-1 - Vario 2 Medium Range White-Light Poe Illuminator | VI22001233986 | Raytec | EEG Neurology Lab | Akron | Akron City Campus | Akron City Hospital | Ground Floor | 2021-06-22 | Low
No | 060750 | Illuminators | VAR2-PoE-w4-1 - Vario 2 Medium Range White-Light Poe Illuminator | VI22001233988 | Raytec | EEG Neurology Lab | Akron | Akron City Campus | Akron City Hospital | Ground Floor | 2021-06-22 | Low
No | 060758 | Illuminators | VAR2-PoE-w4-1 - Vario 2 Medium Range White-Light Poe Illuminator | VI22001233992 | Raytec | EEG Neurology Lab | Akron | Akron City Campus | Akron City Hospital | Ground Floor | 2021-06-22 | Low
No | 062044 | Illuminators | VAR2-PoE-w4-1 - Vario 2 Medium Range White-Light Poe Illuminator | VI22001270735 | Raytec | EEG Neurology Lab | Akron | Akron City Campus | Akron City Hospital | Ground Floor | 2022-07-16 | Low
No | 057959 | Image Processors, Video, Endoscopy | 07-7001 - DPU-7000A | 7A10-1161030 | Cogentix Medical | Urology - SBH | Barberton | Barberton Campus | Tuscora Park Pavilion | Ground Floor | 2019-08-15 | Low
No | 057968 | Image Processors, Video, Endoscopy | 07-7001 - DPU-7000A | 7A10-1161015 | Cogentix Medical | Urology - Green | Barberton | Green Campus | Green Physician Office Building | 1st Floor | 2020-08-31 | Low
No | 059606 | Image Processors, Video, Endoscopy | 07-7001 - DPU-7000A | 7A10-1160537 | Cogentix Medical | Urology - ACH | Akron | Akron City Campus | 95 Arch | 1st Floor | 2020-11-14 | Low
No | 059608 | Image Processors, Video, Endoscopy | 07-7001 - DPU-7000A | 7A10-1881377 | Cogentix Medical | Urology - ACH | Akron | Akron City Campus | 95 Arch | 1st Floor | 2020-11-14 | Low
No | 059620 | Image Processors, Video, Endoscopy | 07-7001 - DPU-7000A | 7a10-1181396 | Cogentix Medical | Urology - ACH | Akron | Akron City Campus | 95 Arch | 1st Floor | 2020-11-14 | Low
No | 059640 | Image Processors, Video, Endoscopy | 07-7001 - DPU-7000A | 7a10-1161013 | Cogentix Medical | Urology - ACH | Akron | Akron City Campus | 95 Arch | 1st Floor | 2020-11-14 | Low
No | 059654 | Image Processors, Video, Endoscopy | 07-7001 - DPU-7000A | 7A10-1161044 | Cogentix Medical | Urology - ACH | Akron | Akron City Campus | 95 Arch | 1st Floor | 2020-11-10 | Low
No | 059665 | Image Processors, Video, Endoscopy | 07-7001 - DPU-7000A | 7A10-1161029 | Cogentix Medical | Urology - ACH | Akron | Akron City Campus | 95 Arch | 1st Floor | 2020-11-10 | Low
No | 060589 | Image Processors, Video, Endoscopy | 07-9000 - Primesight Unity 9000 | 9002-2200364 | Laborie International | Urology - Stow | Akron | Stow-Kent Campus | Stow-Kent Medical Center | 2nd Floor | 2021-08-02 | Low
No | 061258 | Image Processors, Video, Endoscopy | 07-9000 - Primesight Unity 9000 | 9002-2210384 | Laborie International | Urology - ACH | Akron | Akron City Campus | 95 Arch | 1st Floor | 2021-08-02 | Low
No | 024802 | Image Processors, Video, Endoscopy | 1088-010-000 - 1088 Hd Camera Control Unit | 04H029874 | Stryker | Virtual Care Simulation Lab | Akron | Akron City Campus | Akron City Hospital | 1st Floor | 2009-04-22 | Low
No | 050457 | Image Processors, Video, Endoscopy | 1188-010-000 - 1188 Hd Camera Control Unit | 163344359105 | Stryker | Operating Room | Akron | Akron City Campus | Akron City Hospital | 1st Floor | 2017-02-21 | Low
No | 035332 | Image Processors, Video, Endoscopy | 1588-010-000 - 1588 AIM Camera Control Unit | 15J040054 | Stryker | Operating Room | Akron | Akron City Campus | Akron City Hospital | 1st Floor | 2015-12-23 | Low
No | 035333 | Image Processors, Video, Endoscopy | 1588-010-000 - 1588 AIM Camera Control Unit | 15K000724 | Stryker | Operating Room | Akron | Akron City Campus | Akron City Hospital | 1st Floor | 2015-12-23 | Low
No | 035334 | Image Processors, Video, Endoscopy | 1588-010-000 - 1588 AIM Camera Control Unit | 15K000584 | Stryker | Operating Room | Akron | Akron City Campus | Akron City Hospital | 1st Floor | 2015-12-23 | Low
No | 035336 | Image Processors, Video, Endoscopy | 1588-010-000 - 1588 AIM Camera Control Unit | 15K000744 | Stryker | Operating Room | Akron | Akron City Campus | Akron City Hospital | 1st Floor | 2015-12-23 | Low
No | 035337 | Image Processors, Video, Endoscopy | 1588-010-000 - 1588 AIM Camera Control Unit | 15K000644 | Stryker | Operating Room | Akron | Akron City Campus | Akron City Hospital | 1st Floor | 2015-12-23 | Low
No | 035338 | Image Processors, Video, Endoscopy | 1588-010-000 - 1588 AIM Camera Control Unit | 15K000674 | Stryker | Operating Room | Akron | Akron City Campus | Akron City Hospital | 1st Floor | 2015-12-23 | Low
No | 035340 | Image Processors, Video, Endoscopy | 1588-010-000 - 1588 AIM Camera Control Unit | 15K000534 | Stryker | Operating Room | Akron | Akron City Campus | Akron City Hospital | 1st Floor | 2015-12-23 | Low
No | 035341 | Image Processors, Video, Endoscopy | 1588-010-000 - 1588 AIM Camera Control Unit | 15K0000654 | Stryker | Operating Room | Akron | Akron City Campus | Akron City Hospital | 1st Floor | 2015-12-23 | Low
No | 035342 | Image Processors, Video, Endoscopy | 1588-010-000 - 1588 AIM Camera Control Unit | 15K000924 | Stryker | Operating Room | Akron | Akron City Campus | Akron City Hospital | 1st Floor | 2015-12-23 | Low
No | 035344 | Image Processors, Video, Endoscopy | 1588-010-000 - 1588 AIM Camera Control Unit | 15K0000524 | Stryker | Operating Room | Akron | Akron City Campus | Akron City Hospital | 1st Floor | 2015-12-23 | Low
No | 037565 | Image Processors, Video, Endoscopy | 1588-010-000 - 1588 AIM Camera Control Unit | 17C511864 | Stryker | Operating Room - SW | Barberton | Wadsworth Campus | Wadsworth-Rittman Medical Center | 1st Floor | 2017-03-24 | Low
No | 037584 | Image Processors, Video, Endoscopy | 1588-010-000 - 1588 AIM Camera Control Unit | 17H535644 | Stryker | Operating Room - SW | Barberton | Wadsworth Campus | Wadsworth-Rittman Medical Center | 1st Floor | 2017-09-21 | Low
No | 037595 | Image Processors, Video, Endoscopy | 1588-010-000 - 1588 AIM Camera Control Unit | 17H523084 | Stryker | Operating Room - SW | Barberton | Wadsworth Campus | Wadsworth-Rittman Medical Center | 1st Floor | 2017-09-01 | Low
No | 037831 | Image Processors, Video, Endoscopy | 1588-010-000 - 1588 AIM Camera Control Unit | 17B527654 | Stryker | Operating Room - SB | Barberton | Barberton Campus | Summa Barberton Hospital | 2nd Floor | 2017-02-28 | Low
No | 037930 | Image Processors, Video, Endoscopy | 1588-010-000 - 1588 AIM Camera Control Unit | 17D551164 | Stryker | Operating Room - SB | Barberton | Barberton Campus | Summa Barberton Hospital | 2nd Floor | 2017-03-24 | Low
No | 037942 | Image Processors, Video, Endoscopy | 1588-010-000 - 1588 AIM Camera Control Unit | 17B527584 | Stryker | Operating Room - SB | Barberton | Barberton Campus | Summa Barberton Hospital | 2nd Floor | 2017-03-01 | Low
No | 037950 | Image Processors, Video, Endoscopy | 1588-010-000 - 1588 AIM Camera Control Unit | 17B527804 | Stryker | Operating Room - SB | Barberton | Barberton Campus | Summa Barberton Hospital | 2nd Floor | 2017-02-28 | Low
No | 038028 | Image Processors, Video, Endoscopy | 1588-010-000 - 1588 AIM Camera Control Unit | 17B529814 | Stryker | Operating Room - SB | Barberton | Barberton Campus | Summa Barberton Hospital | 2nd Floor | 2017-02-28 | Low
No | 039039 | Image Processors, Video, Endoscopy | 1588-010-000 - 1588 AIM Camera Control Unit | 201545074 | Stryker | Operating Room - SB | Barberton | Barberton Campus | Summa Barberton Hospital | 2nd Floor | 2021-02-23 | Low
No | 039070 | Image Processors, Video, Endoscopy | 1588-010-000 - 1588 AIM Camera Control Unit | 201545034 | Stryker | Operating Room - SB | Barberton | Barberton Campus | Summa Barberton Hospital | 2nd Floor | 2021-02-23 | Low
No | 039481 | Image Processors, Video, Endoscopy | 1588-010-000 - 1588 AIM Camera Control Unit | 20I504554 | Stryker | Operating Room - SB | Barberton | Barberton Campus | Summa Barberton Hospital | 2nd Floor | 2020-12-01 | Low
No | 056127 | Image Processors, Video, Endoscopy | 1588-010-000 - 1588 AIM Camera Control Unit | 18L526864 | Stryker | Operating Room | Akron | Akron City Campus | Akron City Hospital | 1st Floor | 2019-04-01 | Low
No | 056149 | Image Processors, Video, Endoscopy | 1588-010-000 - 1588 AIM Camera Control Unit | 18L528684 | Stryker | Operating Room | Akron | Akron City Campus | Akron City Hospital | 1st Floor | 2019-07-19 | Low
No | 056186 | Image Processors, Video, Endoscopy | 1588-010-000 - 1588 AIM Camera Control Unit | 18L527224 | Stryker | Operating Room | Akron | Akron City Campus | Akron City Hospital | 1st Floor | 2019-04-12 | Low
No | 056197 | Image Processors, Video, Endoscopy | 1588-010-000 - 1588 AIM Camera Control Unit | 18L528604 | Stryker | Operating Room | Akron | Akron City Campus | Akron City Hospital | 1st Floor | 2019-04-12 | Low
No | 056205 | Image Processors, Video, Endoscopy | 1588-010-000 - 1588 AIM Camera Control Unit | 18L528654 | Stryker | Operating Room | Akron | Akron City Campus | Akron City Hospital | 1st Floor | 2019-04-12 | Low
No | 063830 | Image Processors, Video, Endoscopy | 1588-010-000 - 1588 AIM Camera Control Unit | 18E557874 | Stryker | Medina ASC | Barberton | Medina Campus | Medina Medical Center | 1st Floor | 2024-01-30 12:12 | Low
No | 065004 | Image Processors, Video, Endoscopy | 1588-010-000 - 1588 AIM Camera Control Unit | 16L534904 | Stryker | Operating Room | Akron | Akron City Campus | Akron City Hospital | 1st Floor | 2025-01-31 12:55 | Low
No | 065007 | Image Processors, Video, Endoscopy | 1588-010-000 - 1588 AIM Camera Control Unit | 18F515504 | Stryker | Operating Room | Akron | Akron City Campus | Akron City Hospital | 1st Floor | 2025-02-17 08:10 | Low
No | 065018 | Image Processors, Video, Endoscopy | 1588-010-000 - 1588 AIM Camera Control Unit | 17B520484 | Stryker | Operating Room | Akron | Akron City Campus | Akron City Hospital | 1st Floor | 2025-02-17 08:10 | Low
No | 065020 | Image Processors, Video, Endoscopy | 1588-010-000 - 1588 AIM Camera Control Unit | 17k577094 | Stryker | Operating Room | Akron | Akron City Campus | Akron City Hospital | 1st Floor | 2025-02-17 08:10 | Low
No | 065023 | Image Processors, Video, Endoscopy | 1588-010-000 - 1588 AIM Camera Control Unit | 17E544404 | Stryker | Operating Room | Akron | Akron City Campus | Akron City Hospital | 1st Floor | 2025-02-18 07:44 | Low
No | 065120 | Image Processors, Video, Endoscopy | 1588-010-000 - 1588 AIM Camera Control Unit | 18K513554 | Stryker | Operating Room | Akron | Akron City Campus | Akron City Hospital | 1st Floor | 2025-04-02 14:48 | Low
No | 070209 | Image Processors, Video, Endoscopy | 1588-010-000 - 1588 AIM Camera Control Unit | 18K522924 | Stryker | Medina ASC | Barberton | Medina Campus | Medina Medical Center | 1st Floor | 2024-01-30 12:16 | Low
No | 070936 | Image Processors, Video, Endoscopy | 1588-010-000 - 1588 AIM Camera Control Unit | 18E552884 | Stryker | Medina ASC | Barberton | Medina Campus | Medina Medical Center | 1st Floor | 2025-03-19 10:14 | Low
No | 070720 | Image Processors, Video, Endoscopy | AR-3200-0026 - Synergy Vision Console | DGK240112 | Arthrex | Operating Room - SW | Barberton | Wadsworth Campus | Wadsworth-Rittman Medical Center | 1st Floor | 2025-01-16 14:41 | Low
No | 070722 | Image Processors, Video, Endoscopy | AR-3200-0026 - Synergy Vision Console | DGK240085 | Arthrex | Operating Room - SW | Barberton | Wadsworth Campus | Wadsworth-Rittman Medical Center | 1st Floor | 2025-01-16 14:41 | Low
No | 070721 | Image Processors, Video, Endoscopy | AR-3200-0027 - Synergy Vision Connect Console | DHK240013 | Arthrex | Operating Room - SW | Barberton | Wadsworth Campus | Wadsworth-Rittman Medical Center | 1st Floor | 2025-01-16 14:41 | Low
No | 006452 | Image Processors, Video, Endoscopy | CV-140 - Video, Processor | 7958312 | Olympus America | Virtual Care Simulation Lab | Akron | Akron City Campus | Akron City Hospital | 1st Floor | 1999-07-06 | Low
No | 006715 | Image Processors, Video, Endoscopy | CV-160 - Video, Processor | 7000923 | Olympus America | Virtual Care Simulation Lab | Akron | Akron City Campus | Akron City Hospital | 1st Floor | 2000-09-13 | Low
No | 043945 | Image Processors, Video, Endoscopy | CV-170 | 7111804 | Olympus America | ENT | Akron | Akron City Campus | 55 Arch | 2nd Floor | 2022-02-15 | Low
No | 058768 | Image Processors, Video, Endoscopy | CV-170 | 7985405 | Olympus America | ENT | Akron | Akron City Campus | 55 Arch | 2nd Floor | 2020-03-16 | Low
No | 060064 | Image Processors, Video, Endoscopy | CV-170 | 7010407 | Olympus America | ENT | Akron | Akron City Campus | 55 Arch | 2nd Floor | 2021-03-26 | Low
No | 060065 | Image Processors, Video, Endoscopy | CV-170 | 7098818 | Olympus America | ENT | Akron | Akron City Campus | 55 Arch | 2nd Floor | 2021-03-26 | Low
No | 064185 | Image Processors, Video, Endoscopy | CV-170 | 7418672 | Olympus America | ENT | Akron | Akron City Campus | 55 Arch | 2nd Floor | 2024-09-04 12:54 | Low
No | 028469 | Image Processors, Video, Endoscopy | CV-190 | 7380280 | Olympus America | Endoscopy | Akron | Akron City Campus | Akron City Hospital | Ground Floor | 2013-12-11 | Low
No | 031745 | Image Processors, Video, Endoscopy | CV-190 | 7406516 | Olympus America | Operating Room | Akron | Akron City Campus | Akron City Hospital | 1st Floor | 2014-10-08 | Low
No | 031750 | Image Processors, Video, Endoscopy | CV-190 | 7406519 | Olympus America | Operating Room | Akron | Akron City Campus | Akron City Hospital | 1st Floor | 2014-10-08 | Low
No | 031752 | Image Processors, Video, Endoscopy | CV-190 | 7406435 | Olympus America | Operating Room | Akron | Akron City Campus | Akron City Hospital | 1st Floor | 2014-10-08 | Low
No | 031757 | Image Processors, Video, Endoscopy | CV-190 | 7406251 | Olympus America | Operating Room | Akron | Akron City Campus | Akron City Hospital | 1st Floor | 2014-10-08 | Low
No | 031763 | Image Processors, Video, Endoscopy | CV-190 | 7406327 | Olympus America | Operating Room | Akron | Akron City Campus | Akron City Hospital | 1st Floor | 2014-10-08 | Low
No | 031769 | Image Processors, Video, Endoscopy | CV-190 | 7406280 | Olympus America | Operating Room | Akron | Akron City Campus | Akron City Hospital | 1st Floor | 2014-10-08 | Low
No | 031774 | Image Processors, Video, Endoscopy | CV-190 | 7406290 | Olympus America | Endoscopy | Akron | Akron City Campus | Akron City Hospital | Ground Floor | 2014-10-15 | Low
No | 031786 | Image Processors, Video, Endoscopy | CV-190 | 7406284 | Olympus America | Medina ASC | Barberton | Medina Campus | Medina Medical Center | 1st Floor | 2014-10-20 | Low
No | 031790 | Image Processors, Video, Endoscopy | CV-190 | 7406481 | Olympus America | Endoscopy | Akron | Akron City Campus | Akron City Hospital | Ground Floor | 2014-10-20 | Low
No | 031797 | Image Processors, Video, Endoscopy | CV-190 | 7406288 | Olympus America | Endoscopy - Outpatient | Akron | Akron City Campus | 95 Arch | Ground Floor | 2014-10-20 | Low
No | 031800 | Image Processors, Video, Endoscopy | CV-190 | 7406285 | Olympus America | Endoscopy - Outpatient | Akron | Akron City Campus | 95 Arch | Ground Floor | 2014-10-20 | Low
No | 031805 | Image Processors, Video, Endoscopy | CV-190 | 7406479 | Olympus America | Endoscopy - Outpatient | Akron | Akron City Campus | 95 Arch | Ground Floor | 2014-10-20 | Low
No | 031808 | Image Processors, Video, Endoscopy | CV-190 | 7406433 | Olympus America | Endoscopy - Outpatient | Akron | Akron City Campus | 95 Arch | Ground Floor | 2014-10-21 | Low
No | 036752 | Image Processors, Video, Endoscopy | CV-190 | 7945544 | Olympus America | Endoscopy - SB | Barberton | Barberton Campus | Summa Barberton Hospital | 2nd Floor | 2019-03-26 | Low
No | 036756 | Image Processors, Video, Endoscopy | CV-190 | 7945524 | Olympus America | Endoscopy - SB | Barberton | Barberton Campus | Summa Barberton Hospital | 2nd Floor | 2019-03-26 | Low
No | 036760 | Image Processors, Video, Endoscopy | CV-190 | 7945507 | Olympus America | Endoscopy - SB | Barberton | Barberton Campus | Summa Barberton Hospital | 2nd Floor | 2019-03-26 | Low
No | 039716 | Image Processors, Video, Endoscopy | CV-190 | 7272345 | Olympus America | Endoscopy - SB | Barberton | Barberton Campus | Summa Barberton Hospital | 2nd Floor | 2022-05-26 | Low
No | 056144 | Image Processors, Video, Endoscopy | CV-190 | 7945876 | Olympus America | Operating Room | Akron | Akron City Campus | Akron City Hospital | 1st Floor | 2019-04-12 | Low
No | 060526 | Image Processors, Video, Endoscopy | CV-190 | 7050929 | Olympus America | Endoscopy | Akron | Akron City Campus | Akron City Hospital | Ground Floor | 2021-05-14 | Low
No | 060529 | Image Processors, Video, Endoscopy | CV-190 | 7050686 | Olympus America | Colon/Rectal Surgeons | Akron | Akron City Campus | 95 Arch | 1st Floor | 2021-05-14 | Low
No | 043284 | Image Processors, Video, Endoscopy | Gynecare 2410D | 10765 | Ethicon Endo-Surgery | Medina OB/GYN | Barberton | Medina Campus | Medina Medical Center | 2nd Floor | 2023-03-06 14:56 | Low
No | 065124 | Image Processors, Video, Endoscopy | IMG000020-1 - CVAC Image Processor | 001011 | Calyxo | Operating Room | Akron | Akron City Campus | Akron City Hospital | 1st Floor | 2025-04-28 10:09 | Low
No | 063197 | Image Processors, Video, Endoscopy | M00542950 - SpyGlass Discover | 230702602 | Boston Scientific | Operating Room | Akron | Akron City Campus | Akron City Hospital | 1st Floor | 2023-12-07 09:17 | Low
No | 039394 | Image Processors, Video, Endoscopy | M00546650 - Spyglass DS Direct Visualization System | 2107802386 | Boston Scientific | Endoscopy - SB | Barberton | Barberton Campus | Summa Barberton Hospital | 2nd Floor | 2021-05-20 | Low
No | 060533 | Image Processors, Video, Endoscopy | M00546650 - Spyglass DS Direct Visualization System | 2107802363 | Boston Scientific | Endoscopy | Akron | Akron City Campus | Akron City Hospital | Ground Floor | 2021-05-21 | Low
No | CE8141 | Image Processors, Video, Endoscopy | M0067911000 - Lithovue System Workstation | LV01272 | Boston Scientific | Operating Room - SB | Barberton | Barberton Campus | Summa Barberton Hospital | 2nd Floor | 2017-09-27 | Low
No | CE8143 | Image Processors, Video, Endoscopy | M0067911000 - Lithovue System Workstation | LV01288 | Boston Scientific | Operating Room - SB | Barberton | Barberton Campus | Summa Barberton Hospital | 2nd Floor | 2017-09-27 | Low
No | 031938 | Image Processors, Video, Endoscopy | OTV-S190 | 7589724 | Olympus America | Operating Room | Akron | Akron City Campus | Akron City Hospital | 1st Floor | 2015-09-28 | Low
No | 060594 | Image Processors, Video, Endoscopy | TP101-HN - Tele Pack+ | SO03293 | Karl Storz Endoscopy-America | Urogynecology | Akron | Akron City Campus | 95 Arch | 2nd Floor | 2021-08-06 | Low
No | 062236 | Image Processors, Video, Endoscopy | TP101-HN - Tele Pack+ | RO03041 | Karl Storz Endoscopy-America | Urology - Stow | Akron | Stow-Kent Campus | Stow-Kent Medical Center | 2nd Floor | 2023-06-21 12:01 | Low
No | 101-08655 | Incinerators, Pathology | 89735 - | Unknown | Scientific Industries | LAB General - SW | Barberton | Wadsworth Campus | Wadsworth-Rittman Medical Center | 1st Floor | 2005-06-01 | Low
No | 031853 | Incinerators, Pathology | B1000 - Bacti-Loop Infrared Sterilizer | HM-11-13098 | Fisher Scientific | LAB Microbiology | Akron | Akron City Campus | ACH Admin Building | 2nd Floor | 2015-03-25 | Low
No | 063744 | Incinerators, Pathology | B1000-E BactiZapper Safe Infrared Micro Sterilizer | 023-16031-23020096 | Benchmark Scientific | LAB Histology/Morgue | Akron | Akron City Campus | ACH Admin Building | 2nd Floor | 2024-06-18 12:18 | Low
No | 063745 | Incinerators, Pathology | B1000-E BactiZapper Safe Infrared Micro Sterilizer | 023-16031-23020088 | Benchmark Scientific | LAB Histology/Morgue | Akron | Akron City Campus | ACH Admin Building | 2nd Floor | 2024-06-18 12:19 | Low
No | 002070 | Incinerators, Pathology | B9750-1 - Bacteria Incinerator | 002453 | American Scientific, Llc | LAB Histology/Morgue | Akron | Akron City Campus | ACH Admin Building | 2nd Floor | 1978-01-01 | Low
No | 101-16661 | Incinerators, Pathology | BACTICINERATOR III - | K0113663 | Oxford Medical Systems | LAB General - SW | Barberton | Wadsworth Campus | Wadsworth-Rittman Medical Center | 1st Floor | 2005-06-01 | Low
No | 027793 | Incinerators, Pathology | BACTI-CINERATOR IV - Needle Sterilizer | Unknown | Mccormick Scientific | LAB Medina | Barberton | Medina Campus | Medina Medical Center | 1st Floor | 2011-12-05 | Low
No | 029736 | Incinerators, Pathology | BACTI-CINERATOR IV - Needle Sterilizer | 03160063-2 | Mccormick Scientific | LAB Microbiology | Akron | Akron City Campus | ACH Admin Building | 2nd Floor | 2016-03-25 | Low
No | 050071 | Incinerators, Pathology | BACTI-CINERATOR IV - Needle Sterilizer | 10160007-2 | Mccormick Scientific | LAB Microbiology | Akron | Akron City Campus | ACH Admin Building | 2nd Floor | 2016-10-27 | Low
No | 031824 | Incinerators, Pathology | Bacti-loop sterilize - | HM-11-12169 | Fisher Scientific | LAB Microbiology | Akron | Akron City Campus | ACH Admin Building | 2nd Floor | 2015-01-13 | Low
No | 028206 | Incinerators, Pathology | NOVA MICROCINERATOR - Incinerator S3011 | 3897 | Argos Technologies | LAB Microbiology | Akron | Akron City Campus | ACH Admin Building | 2nd Floor | 2010-12-13 | Low
No | 028207 | Incinerators, Pathology | NOVA MICROCINERATOR - Incinerator S3011 | 3898 | Argos Technologies | LAB Microbiology | Akron | Akron City Campus | ACH Admin Building | 2nd Floor | 2010-12-13 | Low
No | 031478 | Incinerators, Pathology | NOVA MICROCINERATOR - Incinerator S3011 | 4686 | Argos Technologies | LAB Green | Barberton | Green Campus | Green Medical Center | Ground Floor | 2012-08-08 | Low
No | 031871 | Incinerators, Pathology | Sterimax - | 15G10100 | Wld-Tec Gmbh | LAB Microbiology | Akron | Akron City Campus | ACH Admin Building | 2nd Floor | 2015-06-08 | Low
No | 027990 | Incubators, Infant | C68-2 - Incubator Controller | YF 21734 | Hill-Rom | Virtual Care Simulation Lab | Akron | Akron City Campus | Akron City Hospital | 1st Floor | 1994-02-04 | Medium
No | 027991 | Incubators, Infant | VHS68-1 - Incubator Chamber | LF03126 | Hill-Rom | Virtual Care Simulation Lab | Akron | Akron City Campus | Akron City Hospital | 1st Floor | 1994-02-04 | Medium
No | 056277 | Incubators, Infant, Mobile | 2082844-002 - Giraffe Carestation | TAAX62246 | GE Healthcare | H4 - Mother/Baby Unit | Akron | Akron City Campus | H Tower | 4th Floor | 2019-05-06 | Medium
No | 056278 | Incubators, Infant, Mobile | 2082844-002 - Giraffe Carestation | TAAX70054 | GE Healthcare | H4 - Mother/Baby Unit | Akron | Akron City Campus | H Tower | 4th Floor | 2019-05-06 | Medium
No | 101-08668 | Incubators, Lab | 1250 | 100-6287 | Precision Scientific | LAB General - SW | Barberton | Wadsworth Campus | Wadsworth-Rittman Medical Center | 1st Floor | 2005-06-01 | Low
No | 006616 | Incubators, Lab | 100 - INCUBATOR | BROWN | Labline Instruments | Angiography | Akron | Akron City Campus | Akron City Hospital | 2nd Floor | 1978-01-01 | Low
No | 101-10317 | Incubators, Lab | 106AA | 786372 | 3M Health Care | Central Processing/Supply - SW | Barberton | Wadsworth Campus | Wadsworth-Rittman Medical Center | 1st Floor | 2005-06-01 | Low
No | 101-20060 | Incubators, Lab | 11-690-650F - | 1577060892709 | Barnstead | LAB General - SW | Barberton | Wadsworth Campus | Wadsworth-Rittman Medical Center | 1st Floor | 2007-12-18 | Low
No | CE0394 | Incubators, Lab | 131500 - | 0724413 | Boekel | Lab Care-Histology - SB | Barberton | Barberton Campus | Summa Barberton Hospital | 6th Floor | 2009-04-01 | Low
No | 059200 | Incubators, Lab | 133000 - Incubator, Lab | 2022 34312 | Boekel | LAB Specimen Procurement | Akron | Akron City Campus | Akron City Hospital | 5th Floor | 2020-12-15 | Low
No | 101-14727 | Incubators, Lab | 150515 - | L40239439 | Surgicot | Central Processing/Supply - SW | Barberton | Wadsworth Campus | Wadsworth-Rittman Medical Center | 1st Floor | 2005-06-01 | Low
No | 059893 | Incubators, Lab | 151030520 - Heratherm 100L | 42704773 | Thermo Fisher Scientific | LAB Special Proced Tox | Akron | Akron City Campus | ACH Admin Building | 2nd Floor | 2021-03-01 | Low
No | 063199 | Incubators, Lab | 2 - Incubator | IMC40495735 | Thermo Fisher Scientific | LAB Specimen Procurement | Akron | Akron City Campus | ACH Admin Building | 2nd Floor | 2023-12-18 14:12 | Low
No | 004595 | Incubators, Lab | 260700 - Incubator, Lab | 10207-42 | Boekel | IMMUNOLOGY/SEROLOGY | Akron | Akron City Campus | Akron City Hospital | 2nd Floor | 1990-01-01 | Low
No | 012133 | Incubators, Lab | 302 - Incubator, Lab | 01278 | Labline Instruments | Wound Care Center | Akron | Akron City Campus | Wound Care Building | Ground Floor | 1998-02-01 | Low
No | 025796 | Incubators, Lab | 30-202 - Biotherm Biooven Iii | 9804134 | St. John'S Association | IMMUNOLOGY/SEROLOGY | Akron | Akron City Campus | Akron City Hospital | 2nd Floor | 2009-05-11 | Low
No | 017725 | Incubators, Lab | 3916 - Incubator | 22001880 | Forma Scientific | LAB Microbiology | Akron | Akron City Campus | ACH Admin Building | 2nd Floor | 2003-08-15 | Low
No | 021557 | Incubators, Lab | 3973 - Standard Temp 30M | 304772 | Thermo Fisher Scientific | LAB Microbiology | Akron | Akron City Campus | ACH Admin Building | 2nd Floor | 2006-03-08 | Low
No | 033143 | Incubators, Lab | 50126461 - Imc18-Heratherm, Compact Microbiological Incubator | IMC40475285 | Thermo Fisher Scientific | Emergency Department (ED) - Green | Barberton | Green Campus | Green Medical Center | Ground Floor | 2014-12-11 | Low
No | 033878 | Incubators, Lab | 50126461 - Imc18-Heratherm, Compact Microbiological Incubator | IMC40488149 | Thermo Fisher Scientific | LAB Medina | Barberton | Medina Campus | Medina Medical Center | 1st Floor | 2020-12-03 | Low
No | CE4192 | Incubators, Lab | 516 D | 70300097 | Fisher Scientific | LAB Cytology - SB | Barberton | Barberton Campus | Summa Barberton Hospital | 4th Floor | 2009-04-01 | Low
No | CE4441 | Incubators, Lab | 8 A 50 - | IN651392 | Abbott Laboratories | LAB Critical Care - SB | Barberton | Barberton Campus | Summa Barberton Hospital | 6th Floor | 2009-04-01 | Low
No | 101-12677 | Incubators, Lab | B7039-3 - | 0893-1005 | Baxter Healthcare | LAB General - SW | Barberton | Wadsworth Campus | Wadsworth-Rittman Medical Center | 1st Floor | 2005-06-01 | Low
No | 01002223 | Incubators, Lab | DK-62 - Appliance, Oven, Constant | 150017 | American Scientific, Llc | LAB Microbiology | Akron | Akron City Campus | ACH Admin Building | 2nd Floor | 1978-01-01 | Low
No | 034807 | Incubators, Lab | IGS100 - Heratherm Labratory Incubator | 41958485 | Thermo Fisher Scientific | LAB Green | Barberton | Green Campus | Green Medical Center | Ground Floor | 2016-08-31 | Low
No | 101-05304 | Incubators, Lab | INCUBATOR - Test Tube Incubator | Unknown | Sp5 | Operating Room - SW | Barberton | Wadsworth Campus | Wadsworth-Rittman Medical Center | 1st Floor | 2005-06-01 | Low
No | 101-20113 | Incubators, Lab | INCUBATOR - Test Tube Incubator | 60786 | Sp5 | LAB General - SW | Barberton | Wadsworth Campus | Wadsworth-Rittman Medical Center | 1st Floor | 2006-12-02 | Low
No | 101-20114 | Incubators, Lab | INCUBATOR - Test Tube Incubator | 60787 | Sp5 | LAB General - SW | Barberton | Wadsworth Campus | Wadsworth-Rittman Medical Center | 1st Floor | 2006-12-02 | Low
No | 101-20262 | Incubators, Lab | MTS9680 - | 225-139-6435 | Ortho Clinical Diagnostics | LAB General - SW | Barberton | Wadsworth Campus | Wadsworth-Rittman Medical Center | 1st Floor | 2007-12-18 | Low
No | 101-18950 | Incubators, Lab | NDB-056 - | 94158 | Scientific Industries | Operating Room - SW | Barberton | Wadsworth Campus | Wadsworth-Rittman Medical Center | 1st Floor | 2005-06-01 | Low
No | 020959 | Incubators, Lab, CO2 | 3950 - Forma 3950 | 112741-3101 | Forma Scientific | LAB Microbiology | Akron | Akron City Campus | ACH Admin Building | 2nd Floor | 2012-12-31 | Low
No | 022228 | Incubators, Lab, CO2 | 3950 - Forma 3950 | 303449-1099 | Forma Scientific | LAB Microbiology | Akron | Akron City Campus | ACH Admin Building | 2nd Floor | 2005-02-01 | Low
No | 022229 | Incubators, Lab, CO2 | 3950 - Forma 3950 | 303448-1097 | Forma Scientific | LAB Microbiology | Akron | Akron City Campus | ACH Admin Building | 2nd Floor | 2005-02-01 | Low
No | 053489 | Incubators, Lab, CO2 | 3950 - Forma 3950 | 303535-1112 | Forma Scientific | LAB Microbiology | Akron | Akron City Campus | ACH Admin Building | 2nd Floor | 2005-02-01 | Low
No | 064024 | Incubators, Lab, CO2 | MCO-18AIC(UV) | 8050138 | Sanyo | Translational Research | Akron | Akron City Campus | Akron City Hospital | 2nd Floor | 2024-05-20 10:16 | Low
No | 064025 | Incubators, Lab, CO2 | MCO-18AIC(UV) | 8050135 | Sanyo | Translational Research | Akron | Akron City Campus | Akron City Hospital | 2nd Floor | 2024-05-20 10:16 | Low
No | 038351 | Incubators, Lab, Shaker/Rotator, Platelet | 500353-1 - PC900I I-SeriesPlatlet Incubator | 2051148 | Helmer Scientific | LAB Blood Bank - SB | Barberton | Barberton Campus | Summa Barberton Hospital | 6th Floor | 2018-06-06 | Low
No | 023392 | Incubators, Lab, Shaker/Rotator, Platelet | 500441-1 - PF48I I-Series Agitator | 980980 | Helmer Scientific | LAB Blood Bank | Akron | Akron City Campus | H Tower | Ground Floor | 2016-09-27 | Low
No | 038352 | Incubators, Lab, Shaker/Rotator, Platelet | 500441-1 - PF48I I-Series Agitator | 2051226 | Helmer Scientific | LAB Blood Bank - SB | Barberton | Barberton Campus | Summa Barberton Hospital | 6th Floor | 2018-06-06 | Low
No | 063598 | Incubators, Lab, Shaker/Rotator, Platelet | 5355 - Thermomixer R | 61111584012 | Eppendorf North America | Translational Research | Akron | Akron City Campus | ACH Medical Annex | 2nd Floor | 2024-01-02 07:32 | Low
No | 064019 | Incubators, Lab, Shaker/Rotator, Platelet | H1001-M Incu-Shaker Mini | 1601N2051BC160 | Benchmark Scientific | Translational Research | Akron | Akron City Campus | ACH Medical Annex | 2nd Floor | 2024-04-22 09:54 | Low
No | 004888 | Incubators, Lab, Shaker/Rotator, Platelet | LPR-1A - Rotator,Platelet | 001635 | Melco Engineering Co. | LAB Blood Bank | Akron | Akron City Campus | H Tower | Ground Floor | 1996-11-29 | Low
No | 016033 | Incubators, Lab, Shaker/Rotator, Platelet | LPR-1A - Rotator,Platelet | 001747 | Melco Engineering Co. | LAB Blood Bank | Akron | Akron City Campus | H Tower | Ground Floor | 1996-11-29 | Low
No | 060573 | Incubators, Lab, Shaker/Rotator, Platelet | L-RT30C - L-Rt30C | RTDN-21020018 | Unico | LAB Microbiology | Akron | Akron City Campus | ACH Admin Building | 2nd Floor | 2021-09-30 | Low
No | 063596 | Incubators, Lab, Shaker/Rotator, Platelet | SP88857200 - IsoTemp | C3720012081641261 | Fisher Scientific | Translational Research | Akron | Akron City Campus | ACH Medical Annex | 2nd Floor | 2024-01-02 07:31 | Low
No | 063597 | Incubators, Lab, Shaker/Rotator, Platelet | SP88857200 - IsoTemp | C3720019091648388 | Fisher Scientific | Translational Research | Akron | Akron City Campus | ACH Medical Annex | 2nd Floor | 2024-01-02 07:32 | Low
Yes | 065101 | Information Systems, PACS, Endoscopy | 0240-050-888 - SDC HD Digital Capture Device | SV83223C1072 | Stryker | Operating Room | Akron | Akron City Campus | Akron City Hospital | 1st Floor | 2025-02-28 08:02 | Low
Yes | 027510 | Information Systems, PACS, Endoscopy | 0240-050-988 - SDC HD Ultra Digital Capture Device | 11F051984 | Stryker | Virtual Care Simulation Lab | Akron | Akron City Campus | Akron City Hospital | 1st Floor | 2011-09-19 | Low
Yes | 031982 | Information Systems, PACS, Endoscopy | 0240-060-100 - SDC 3 | 15J009834 | Stryker | Operating Room | Akron | Akron City Campus | Akron City Hospital | 1st Floor | 2015-11-23 | Low
Yes | 031983 | Information Systems, PACS, Endoscopy | 0240-060-100 - SDC 3 | 15J009804 | Stryker | Operating Room | Akron | Akron City Campus | Akron City Hospital | 1st Floor | 2015-11-23 | Low
Yes | 031984 | Information Systems, PACS, Endoscopy | 0240-060-100 - SDC 3 | 15J012674 | Stryker | Operating Room | Akron | Akron City Campus | Akron City Hospital | 1st Floor | 2015-11-23 | Low
Yes | 031985 | Information Systems, PACS, Endoscopy | 0240-060-100 - SDC 3 | 15J012724 | Stryker | Operating Room | Akron | Akron City Campus | Akron City Hospital | 1st Floor | 2015-11-23 | Low
Yes | 031986 | Information Systems, PACS, Endoscopy | 0240-060-100 - SDC 3 | 15J012834 | Stryker | Operating Room | Akron | Akron City Campus | Akron City Hospital | 1st Floor | 2015-11-23 | Low
Yes | 031987 | Information Systems, PACS, Endoscopy | 0240-060-100 - SDC 3 | 15J012854 | Stryker | Operating Room | Akron | Akron City Campus | Akron City Hospital | 1st Floor | 2015-11-23 | Low
Yes | 032173 | Information Systems, PACS, Endoscopy | 0240-060-100 - SDC 3 | 14E020514 | Stryker | Operating Room | Akron | Akron City Campus | Akron City Hospital | 1st Floor | 2014-07-01 | Low
Yes | 037488 | Information Systems, PACS, Endoscopy | 0240-060-100 - SDC 3 | 13J031724 | Stryker | Operating Room - SW | Barberton | Wadsworth Campus | Wadsworth-Rittman Medical Center | 1st Floor | 2021-12-06 | Low
Yes | 037505 | Information Systems, PACS, Endoscopy | 0240-060-100 - SDC 3 | 13J043964 | Stryker | Operating Room - SW | Barberton | Wadsworth Campus | Wadsworth-Rittman Medical Center | 1st Floor | 2024-07-02 | Low
Yes | 037594 | Information Systems, PACS, Endoscopy | 0240-060-100 - SDC 3 | 17G552884 | Stryker | Operating Room - SW | Barberton | Wadsworth Campus | Wadsworth-Rittman Medical Center | 1st Floor | 2017-09-07 | Low
Yes | 037830 | Information Systems, PACS, Endoscopy | 0240-060-100 - SDC 3 | 17B523274 | Stryker | Operating Room - SB | Barberton | Barberton Campus | Summa Barberton Hospital | 2nd Floor | 2017-02-28 | Low
Yes | 037928 | Information Systems, PACS, Endoscopy | 0240-060-100 - SDC 3 | 17D531344 | Stryker | Operating Room - SB | Barberton | Barberton Campus | Summa Barberton Hospital | 2nd Floor | 2017-02-28 | Low
Yes | 037939 | Information Systems, PACS, Endoscopy | 0240-060-100 - SDC 3 | 17B527254 | Stryker | Operating Room - SB | Barberton | Barberton Campus | Summa Barberton Hospital | 2nd Floor | 2017-03-01 | Low
Yes | 037947 | Information Systems, PACS, Endoscopy | 0240-060-100 - SDC 3 | 17B527314 | Stryker | Operating Room - SB | Barberton | Barberton Campus | Summa Barberton Hospital | 2nd Floor | 2017-02-28 | Low
Yes | 038050 | Information Systems, PACS, Endoscopy | 0240-060-100 - SDC 3 | 17B527274 | Stryker | Operating Room - SB | Barberton | Barberton Campus | Summa Barberton Hospital | 2nd Floor | 2017-02-28 | Low
Yes | 039477 | Information Systems, PACS, Endoscopy | 0240-060-100 - SDC 3 | 14J040944 | Stryker | Operating Room - SB | Barberton | Barberton Campus | Summa Barberton Hospital | 2nd Floor | 2020-11-01 | Low
Yes | 039479 | Information Systems, PACS, Endoscopy | 0240-060-100 - SDC 3 | 16I539684 | Stryker | Operating Room - SB | Barberton | Barberton Campus | Summa Barberton Hospital | 2nd Floor | 2020-11-01 | Low
Yes | 039768 | Information Systems, PACS, Endoscopy | 0240-060-100 - SDC 3 | 17F566064 | Stryker | Operating Room - SW | Barberton | Wadsworth Campus | Wadsworth-Rittman Medical Center | 1st Floor | 2024-07-02 | Low
Yes | 053481 | Information Systems, PACS, Endoscopy | 0240-060-100 - SDC 3 | 17E500424 | Stryker | Operating Room | Akron | Akron City Campus | Akron City Hospital | 1st Floor | 2017-05-26 | Low
Yes | 056576 | Information Systems, PACS, Endoscopy | 0240-060-100 - SDC 3 | Unknown | Stryker | Operating Room | Akron | Akron City Campus | Akron City Hospital | 1st Floor | 2019-04-23 | Low
Yes | 056579 | Information Systems, PACS, Endoscopy | 0240-060-100 - SDC 3 | Unknown | Stryker | Operating Room | Akron | Akron City Campus | Akron City Hospital | 1st Floor | 2019-04-23 | Low
Yes | 056588 | Information Systems, PACS, Endoscopy | 0240-060-100 - SDC 3 | 18K509884 | Stryker | Operating Room | Akron | Akron City Campus | Akron City Hospital | 1st Floor | 2019-04-23 | Low
Yes | 056591 | Information Systems, PACS, Endoscopy | 0240-060-100 - SDC 3 | Unknown | Stryker | Operating Room | Akron | Akron City Campus | Akron City Hospital | 1st Floor | 2019-04-23 | Low
Yes | 057906 | Information Systems, PACS, Endoscopy | 0240-060-100 - SDC 3 | 12L044584 | Stryker | Operating Room | Akron | Akron City Campus | Akron City Hospital | 1st Floor | 2019-08-22 | Low
Yes | 057907 | Information Systems, PACS, Endoscopy | 0240-060-100 - SDC 3 | 12K028064 | Stryker | Operating Room | Akron | Akron City Campus | Akron City Hospital | 1st Floor | 2019-08-22 | Low
Yes | 063748 | Information Systems, PACS, Endoscopy | 0240-060-100 - SDC 3 | 13L042384 | Stryker | Operating Room | Akron | Akron City Campus | Akron City Hospital | 1st Floor | 2024-07-11 12:17 | Low
Yes | 065019 | Information Systems, PACS, Endoscopy | 0240-060-100 - SDC 3 | 131029104 | Stryker | Operating Room | Akron | Akron City Campus | Akron City Hospital | 1st Floor | 2025-02-17 08:10 | Low
Yes | 065024 | Information Systems, PACS, Endoscopy | 0240-060-100 - SDC 3 | 13B002784 | Stryker | Operating Room | Akron | Akron City Campus | Akron City Hospital | 1st Floor | 2025-02-18 07:46 | Low
No | 064573 | Infusion Pumps, Analgesic, Patient-Controlled | 6000 CMS - Ambulatory Infusion | 301578 | Curlin Medical | SAH - Home Infusion | Akron | Corporate Campus | Corporate Center |  | 2025-02-17 08:10 | Medium
No | 064574 | Infusion Pumps, Analgesic, Patient-Controlled | 6000 CMS - Ambulatory Infusion | 297555 | Curlin Medical | SAH - Home Infusion | Akron | Corporate Campus | Corporate Center |  | 2024-08-15 13:43 | Medium
No | 065126 | Infusion Pumps, Analgesic, Patient-Controlled | 6000 CMS - Ambulatory Infusion | 221500 | Curlin Medical | SAH - Home Infusion | Akron | Corporate Campus | Corporate Center |  | 2013-01-07 | Medium
No | 065127 | Infusion Pumps, Analgesic, Patient-Controlled | 6000 CMS - Ambulatory Infusion | 221502 | Curlin Medical | SAH - Home Infusion | Akron | Corporate Campus | Corporate Center |  | 2012-12-28 | Medium
No | 065191 | Infusion Pumps, Analgesic, Patient-Controlled | 6000 CMS - Ambulatory Infusion | 221845 | Curlin Medical | SAH - Home Infusion | Akron | Corporate Campus | Corporate Center |  | 2013-01-25 | Medium
No | 065192 | Infusion Pumps, Analgesic, Patient-Controlled | 6000 CMS - Ambulatory Infusion | 221501 | Curlin Medical | SAH - Home Infusion | Akron | Corporate Campus | Corporate Center |  | 2013-01-28 | Medium
No | 035280 | Infusion Pumps, Analgesic, Patient-Controlled | 8120 Alaris PCA Module | 14076585 | Alaris Medical Systems | Staff Development | Akron | Corporate Campus | Corporate Center |  | 2014-07-01 | Medium
No | 040419 | Infusion Pumps, Analgesic, Patient-Controlled | 8120 Alaris PCA Module | 14077208 | Alaris Medical Systems | DMT Equipment Distribution - SB | Barberton | Barberton Campus | Summa Barberton Hospital | 5th Floor | 2014-07-01 | Medium
No | 040420 | Infusion Pumps, Analgesic, Patient-Controlled | 8120 Alaris PCA Module | 14078518 | Alaris Medical Systems | DMT Equipment Distribution - SB | Barberton | Barberton Campus | Summa Barberton Hospital | 5th Floor | 2014-07-01 | Medium
No | 040423 | Infusion Pumps, Analgesic, Patient-Controlled | 8120 Alaris PCA Module | 14080249 | Alaris Medical Systems | DMT Equipment Distribution - SB | Barberton | Barberton Campus | Summa Barberton Hospital | 5th Floor | 2014-07-01 | Medium
No | 040425 | Infusion Pumps, Analgesic, Patient-Controlled | 8120 Alaris PCA Module | 14079030 | Alaris Medical Systems | DMT Equipment Distribution - SB | Barberton | Barberton Campus | Summa Barberton Hospital | 5th Floor | 2014-07-01 | Medium
No | 040426 | Infusion Pumps, Analgesic, Patient-Controlled | 8120 Alaris PCA Module | 14078009 | Alaris Medical Systems | DMT Equipment Distribution - SB | Barberton | Barberton Campus | Summa Barberton Hospital | 5th Floor | 2014-07-01 | Medium
No | 040427 | Infusion Pumps, Analgesic, Patient-Controlled | 8120 Alaris PCA Module | 14078192 | Alaris Medical Systems | DMT Equipment Distribution - SB | Barberton | Barberton Campus | Summa Barberton Hospital | 5th Floor | 2014-07-01 | Medium
No | 040428 | Infusion Pumps, Analgesic, Patient-Controlled | 8120 Alaris PCA Module | 14077400 | Alaris Medical Systems | DMT Equipment Distribution - SB | Barberton | Barberton Campus | Summa Barberton Hospital | 5th Floor | 2014-07-01 | Medium
No | 040429 | Infusion Pumps, Analgesic, Patient-Controlled | 8120 Alaris PCA Module | 14079795 | Alaris Medical Systems | DMT Equipment Distribution - SB | Barberton | Barberton Campus | Summa Barberton Hospital | 5th Floor | 2014-07-01 | Medium
No | 040430 | Infusion Pumps, Analgesic, Patient-Controlled | 8120 Alaris PCA Module | 14078756 | Alaris Medical Systems | DMT Equipment Distribution - SB | Barberton | Barberton Campus | Summa Barberton Hospital | 5th Floor | 2014-07-01 | Medium
No | 040433 | Infusion Pumps, Analgesic, Patient-Controlled | 8120 Alaris PCA Module | 14078654 | Alaris Medical Systems | DMT Equipment Distribution - SB | Barberton | Barberton Campus | Summa Barberton Hospital | 5th Floor | 2014-07-01 | Medium
No | 040436 | Infusion Pumps, Analgesic, Patient-Controlled | 8120 Alaris PCA Module | 14078208 | Alaris Medical Systems | Staff Development | Akron | Corporate Campus | Corporate Center |  | 2014-07-01 | Medium
No | 040440 | Infusion Pumps, Analgesic, Patient-Controlled | 8120 Alaris PCA Module | 14078267 | Alaris Medical Systems | DMT Equipment Distribution | Akron | Akron City Campus | Akron City Hospital | Basement | 2014-07-01 | Medium
No | 040441 | Infusion Pumps, Analgesic, Patient-Controlled | 8120 Alaris PCA Module | 14074454 | Alaris Medical Systems | DMT Equipment Distribution | Akron | Akron City Campus | Akron City Hospital | Basement | 2014-07-01 | Medium
No | 040442 | Infusion Pumps, Analgesic, Patient-Controlled | 8120 Alaris PCA Module | 14078209 | Alaris Medical Systems | DMT Equipment Distribution | Akron | Akron City Campus | Akron City Hospital | Basement | 2014-07-01 | Medium
No | 040444 | Infusion Pumps, Analgesic, Patient-Controlled | 8120 Alaris PCA Module | 14077259 | Alaris Medical Systems | DMT Equipment Distribution | Akron | Akron City Campus | Akron City Hospital | Basement | 2014-07-01 | Medium
No | 040445 | Infusion Pumps, Analgesic, Patient-Controlled | 8120 Alaris PCA Module | 14076174 | Alaris Medical Systems | DMT Equipment Distribution | Akron | Akron City Campus | Akron City Hospital | Basement | 2014-07-01 | Medium
No | 040446 | Infusion Pumps, Analgesic, Patient-Controlled | 8120 Alaris PCA Module | 14077598 | Alaris Medical Systems | DMT Equipment Distribution | Akron | Akron City Campus | Akron City Hospital | Basement | 2014-07-01 | Medium
No | 040447 | Infusion Pumps, Analgesic, Patient-Controlled | 8120 Alaris PCA Module | 14079480 | Alaris Medical Systems | DMT Equipment Distribution | Akron | Akron City Campus | Akron City Hospital | Basement | 2014-07-01 | Medium
No | 040448 | Infusion Pumps, Analgesic, Patient-Controlled | 8120 Alaris PCA Module | 14081037 | Alaris Medical Systems | DMT Equipment Distribution - SB | Barberton | Barberton Campus | Summa Barberton Hospital | 5th Floor | 2014-07-01 | Medium
No | 040449 | Infusion Pumps, Analgesic, Patient-Controlled | 8120 Alaris PCA Module | 14080428 | Alaris Medical Systems | DMT Equipment Distribution | Akron | Akron City Campus | Akron City Hospital | Basement | 2014-07-01 | Medium
No | 040450 | Infusion Pumps, Analgesic, Patient-Controlled | 8120 Alaris PCA Module | 14079211 | Alaris Medical Systems | DMT Equipment Distribution | Akron | Akron City Campus | Akron City Hospital | Basement | 2014-07-01 | Medium
No | 040451 | Infusion Pumps, Analgesic, Patient-Controlled | 8120 Alaris PCA Module | 14080000 | Alaris Medical Systems | DMT Equipment Distribution | Akron | Akron City Campus | Akron City Hospital | Basement | 2014-07-01 | Medium
No | 040452 | Infusion Pumps, Analgesic, Patient-Controlled | 8120 Alaris PCA Module | 14080128 | Alaris Medical Systems | DMT Equipment Distribution | Akron | Akron City Campus | Akron City Hospital | Basement | 2014-07-01 | Medium
No | 040453 | Infusion Pumps, Analgesic, Patient-Controlled | 8120 Alaris PCA Module | 14080059 | Alaris Medical Systems | DMT Equipment Distribution | Akron | Akron City Campus | Akron City Hospital | Basement | 2014-07-01 | Medium
No | 040454 | Infusion Pumps, Analgesic, Patient-Controlled | 8120 Alaris PCA Module | 14080504 | Alaris Medical Systems | DMT Equipment Distribution - SB | Barberton | Barberton Campus | Summa Barberton Hospital | 5th Floor | 2014-07-01 | Medium
No | 040455 | Infusion Pumps, Analgesic, Patient-Controlled | 8120 Alaris PCA Module | 14080608 | Alaris Medical Systems | DMT Equipment Distribution | Akron | Akron City Campus | Akron City Hospital | Basement | 2014-07-01 | Medium
No | 040457 | Infusion Pumps, Analgesic, Patient-Controlled | 8120 Alaris PCA Module | 14078121 | Alaris Medical Systems | DMT Equipment Distribution | Akron | Akron City Campus | Akron City Hospital | Basement | 2014-07-01 | Medium
No | 040458 | Infusion Pumps, Analgesic, Patient-Controlled | 8120 Alaris PCA Module | 14081036 | Alaris Medical Systems | DMT Equipment Distribution | Akron | Akron City Campus | Akron City Hospital | Basement | 2014-07-01 | Medium
No | 040459 | Infusion Pumps, Analgesic, Patient-Controlled | 8120 Alaris PCA Module | 14080486 | Alaris Medical Systems | DMT Equipment Distribution | Akron | Akron City Campus | Akron City Hospital | Basement | 2014-07-01 | Medium
No | 040460 | Infusion Pumps, Analgesic, Patient-Controlled | 8120 Alaris PCA Module | 14080332 | Alaris Medical Systems | Staff Development | Akron | Corporate Campus | Corporate Center |  | 2014-07-01 | Medium
No | 040461 | Infusion Pumps, Analgesic, Patient-Controlled | 8120 Alaris PCA Module | 14078003 | Alaris Medical Systems | DMT Equipment Distribution | Akron | Akron City Campus | Akron City Hospital | Basement | 2014-07-01 | Medium
No | 040464 | Infusion Pumps, Analgesic, Patient-Controlled | 8120 Alaris PCA Module | 14079560 | Alaris Medical Systems | DMT Equipment Distribution | Akron | Akron City Campus | Akron City Hospital | Basement | 2014-07-01 | Medium
No | 040465 | Infusion Pumps, Analgesic, Patient-Controlled | 8120 Alaris PCA Module | 14079208 | Alaris Medical Systems | DMT Equipment Distribution | Akron | Akron City Campus | Akron City Hospital | Basement | 2014-07-01 | Medium
No | 040468 | Infusion Pumps, Analgesic, Patient-Controlled | 8120 Alaris PCA Module | 14078509 | Alaris Medical Systems | DMT Equipment Distribution | Akron | Akron City Campus | Akron City Hospital | Basement | 2014-07-01 | Medium
No | 040469 | Infusion Pumps, Analgesic, Patient-Controlled | 8120 Alaris PCA Module | 14078098 | Alaris Medical Systems | DMT Equipment Distribution | Akron | Akron City Campus | Akron City Hospital | Basement | 2014-07-01 | Medium
No | 040470 | Infusion Pumps, Analgesic, Patient-Controlled | 8120 Alaris PCA Module | 14081003 | Alaris Medical Systems | DMT Equipment Distribution - SB | Barberton | Barberton Campus | Summa Barberton Hospital | 5th Floor | 2014-07-01 | Medium
No | 040471 | Infusion Pumps, Analgesic, Patient-Controlled | 8120 Alaris PCA Module | 14079999 | Alaris Medical Systems | DMT Equipment Distribution | Akron | Akron City Campus | Akron City Hospital | Basement | 2014-07-01 | Medium
No | 040472 | Infusion Pumps, Analgesic, Patient-Controlled | 8120 Alaris PCA Module | 14080502 | Alaris Medical Systems | DMT Equipment Distribution | Akron | Akron City Campus | Akron City Hospital | Basement | 2014-07-01 | Medium
No | 040473 | Infusion Pumps, Analgesic, Patient-Controlled | 8120 Alaris PCA Module | 14080429 | Alaris Medical Systems | DMT Equipment Distribution | Akron | Akron City Campus | Akron City Hospital | Basement | 2014-07-01 | Medium
No | 040474 | Infusion Pumps, Analgesic, Patient-Controlled | 8120 Alaris PCA Module | 14078932 | Alaris Medical Systems | DMT Equipment Distribution | Akron | Akron City Campus | Akron City Hospital | Basement | 2014-07-01 | Medium
No | 040475 | Infusion Pumps, Analgesic, Patient-Controlled | 8120 Alaris PCA Module | 14079141 | Alaris Medical Systems | DMT Equipment Distribution | Akron | Akron City Campus | Akron City Hospital | Basement | 2014-07-01 | Medium
No | 040476 | Infusion Pumps, Analgesic, Patient-Controlled | 8120 Alaris PCA Module | 14081000 | Alaris Medical Systems | DMT Equipment Distribution | Akron | Akron City Campus | Akron City Hospital | Basement | 2014-07-01 | Medium
No | 040477 | Infusion Pumps, Analgesic, Patient-Controlled | 8120 Alaris PCA Module | 14077999 | Alaris Medical Systems | DMT Equipment Distribution | Akron | Akron City Campus | Akron City Hospital | Basement | 2014-07-01 | Medium
No | 040478 | Infusion Pumps, Analgesic, Patient-Controlled | 8120 Alaris PCA Module | 14078993 | Alaris Medical Systems | DMT Equipment Distribution | Akron | Akron City Campus | Akron City Hospital | Basement | 2014-07-01 | Medium
No | 040479 | Infusion Pumps, Analgesic, Patient-Controlled | 8120 Alaris PCA Module | 14079339 | Alaris Medical Systems | DMT Equipment Distribution | Akron | Akron City Campus | Akron City Hospital | Basement | 2014-07-01 | Medium
No | 040480 | Infusion Pumps, Analgesic, Patient-Controlled | 8120 Alaris PCA Module | 14079344 | Alaris Medical Systems | DMT Equipment Distribution | Akron | Akron City Campus | Akron City Hospital | Basement | 2014-07-01 | Medium
No | 040481 | Infusion Pumps, Analgesic, Patient-Controlled | 8120 Alaris PCA Module | 14078001 | Alaris Medical Systems | DMT Equipment Distribution | Akron | Akron City Campus | Akron City Hospital | Basement | 2014-07-01 | Medium
No | 040482 | Infusion Pumps, Analgesic, Patient-Controlled | 8120 Alaris PCA Module | 14080663 | Alaris Medical Systems | DMT Equipment Distribution | Akron | Akron City Campus | Akron City Hospital | Basement | 2014-07-01 | Medium
No | 040483 | Infusion Pumps, Analgesic, Patient-Controlled | 8120 Alaris PCA Module | 14080041 | Alaris Medical Systems | DMT Equipment Distribution | Akron | Akron City Campus | Akron City Hospital | Basement | 2014-07-01 | Medium
No | 040484 | Infusion Pumps, Analgesic, Patient-Controlled | 8120 Alaris PCA Module | 14081026 | Alaris Medical Systems | DMT Equipment Distribution | Akron | Akron City Campus | Akron City Hospital | Basement | 2014-07-01 | Medium
No | 040485 | Infusion Pumps, Analgesic, Patient-Controlled | 8120 Alaris PCA Module | 14078895 | Alaris Medical Systems | DMT Equipment Distribution | Akron | Akron City Campus | Akron City Hospital | Basement | 2014-07-01 | Medium
No | 040486 | Infusion Pumps, Analgesic, Patient-Controlled | 8120 Alaris PCA Module | 14081028 | Alaris Medical Systems | DMT Equipment Distribution | Akron | Akron City Campus | Akron City Hospital | Basement | 2014-07-01 | Medium
No | 040487 | Infusion Pumps, Analgesic, Patient-Controlled | 8120 Alaris PCA Module | 14078656 | Alaris Medical Systems | DMT Equipment Distribution | Akron | Akron City Campus | Akron City Hospital | Basement | 2014-07-01 | Medium
No | 040488 | Infusion Pumps, Analgesic, Patient-Controlled | 8120 Alaris PCA Module | 14077738 | Alaris Medical Systems | DMT Equipment Distribution | Akron | Akron City Campus | Akron City Hospital | Basement | 2014-07-01 | Medium
No | 040489 | Infusion Pumps, Analgesic, Patient-Controlled | 8120 Alaris PCA Module | 14079137 | Alaris Medical Systems | DMT Equipment Distribution | Akron | Akron City Campus | Akron City Hospital | Basement | 2014-07-01 | Medium
No | 040490 | Infusion Pumps, Analgesic, Patient-Controlled | 8120 Alaris PCA Module | 14080256 | Alaris Medical Systems | DMT Equipment Distribution | Akron | Akron City Campus | Akron City Hospital | Basement | 2014-07-01 | Medium
No | 040491 | Infusion Pumps, Analgesic, Patient-Controlled | 8120 Alaris PCA Module | 14080207 | Alaris Medical Systems | DMT Equipment Distribution | Akron | Akron City Campus | Akron City Hospital | Basement | 2014-07-01 | Medium
No | 040492 | Infusion Pumps, Analgesic, Patient-Controlled | 8120 Alaris PCA Module | 14080335 | Alaris Medical Systems | DMT Equipment Distribution - SB | Barberton | Barberton Campus | Summa Barberton Hospital | 5th Floor | 2014-07-01 | Medium
No | 040493 | Infusion Pumps, Analgesic, Patient-Controlled | 8120 Alaris PCA Module | 14079139 | Alaris Medical Systems | DMT Equipment Distribution | Akron | Akron City Campus | Akron City Hospital | Basement | 2014-07-01 | Medium
No | 040494 | Infusion Pumps, Analgesic, Patient-Controlled | 8120 Alaris PCA Module | 14079059 | Alaris Medical Systems | DMT Equipment Distribution | Akron | Akron City Campus | Akron City Hospital | Basement | 2014-07-01 | Medium
No | 040495 | Infusion Pumps, Analgesic, Patient-Controlled | 8120 Alaris PCA Module | 14081002 | Alaris Medical Systems | DMT Equipment Distribution | Akron | Akron City Campus | Akron City Hospital | Basement | 2014-07-01 | Medium
No | 040496 | Infusion Pumps, Analgesic, Patient-Controlled | 8120 Alaris PCA Module | 14079884 | Alaris Medical Systems | DMT Equipment Distribution | Akron | Akron City Campus | Akron City Hospital | Basement | 2014-07-01 | Medium
No | 040497 | Infusion Pumps, Analgesic, Patient-Controlled | 8120 Alaris PCA Module | 14081021 | Alaris Medical Systems | DMT Equipment Distribution - SB | Barberton | Barberton Campus | Summa Barberton Hospital | 5th Floor | 2014-07-01 | Medium
No | 041001 | Infusion Pumps, Analgesic, Patient-Controlled | 8120 Alaris PCA Module | 14077835 | Alaris Medical Systems | DMT Equipment Distribution | Akron | Akron City Campus | Akron City Hospital | Basement | 2014-06-01 | Medium
No | 041033 | Infusion Pumps, Analgesic, Patient-Controlled | 8120 Alaris PCA Module | 14079210 | Alaris Medical Systems | DMT Equipment Distribution | Akron | Akron City Campus | Akron City Hospital | Basement | 2014-06-01 | Medium
No | 041035 | Infusion Pumps, Analgesic, Patient-Controlled | 8120 Alaris PCA Module | 14077412 | Alaris Medical Systems | DMT Equipment Distribution | Akron | Akron City Campus | Akron City Hospital | Basement | 2014-06-01 | Medium
No | 042477 | Infusion Pumps, Analgesic, Patient-Controlled | 8120 Alaris PCA Module | 14077851 | Alaris Medical Systems | DMT Equipment Distribution - SB | Barberton | Barberton Campus | Summa Barberton Hospital | 5th Floor | 2014-07-01 | Medium
No | 042479 | Infusion Pumps, Analgesic, Patient-Controlled | 8120 Alaris PCA Module | 14079842 | Alaris Medical Systems | DMT Equipment Distribution - SB | Barberton | Barberton Campus | Summa Barberton Hospital | 5th Floor | 2014-07-01 | Medium
No | 042480 | Infusion Pumps, Analgesic, Patient-Controlled | 8120 Alaris PCA Module | 14079032 | Alaris Medical Systems | DMT Equipment Distribution - SB | Barberton | Barberton Campus | Summa Barberton Hospital | 5th Floor | 2014-07-01 | Medium
No | 042482 | Infusion Pumps, Analgesic, Patient-Controlled | 8120 Alaris PCA Module | 14079348 | Alaris Medical Systems | DMT Equipment Distribution - SB | Barberton | Barberton Campus | Summa Barberton Hospital | 5th Floor | 2014-07-01 | Medium
No | 042485 | Infusion Pumps, Analgesic, Patient-Controlled | 8120 Alaris PCA Module | 14078499 | Alaris Medical Systems | DMT Equipment Distribution - SB | Barberton | Barberton Campus | Summa Barberton Hospital | 5th Floor | 2014-07-01 | Medium
No | 042489 | Infusion Pumps, Analgesic, Patient-Controlled | 8120 Alaris PCA Module | 14078207 | Alaris Medical Systems | DMT Equipment Distribution - SB | Barberton | Barberton Campus | Summa Barberton Hospital | 5th Floor | 2014-07-01 | Medium
No | 042492 | Infusion Pumps, Analgesic, Patient-Controlled | 8120 Alaris PCA Module | 14078096 | Alaris Medical Systems | DMT Equipment Distribution | Akron | Akron City Campus | Akron City Hospital | Basement | 2014-06-01 | Medium
No | 043375 | Infusion Pumps, Analgesic, Patient-Controlled | 8120 Alaris PCA Module | 14066183 | Alaris Medical Systems | DMT Equipment Distribution - SB | Barberton | Barberton Campus | Summa Barberton Hospital | 5th Floor | 2014-07-01 | Medium
No | 043376 | Infusion Pumps, Analgesic, Patient-Controlled | 8120 Alaris PCA Module | 14065495 | Alaris Medical Systems | DMT Equipment Distribution | Akron | Akron City Campus | Akron City Hospital | Basement | 2014-07-01 | Medium
No | 043377 | Infusion Pumps, Analgesic, Patient-Controlled | 8120 Alaris PCA Module | 14065953 | Alaris Medical Systems | DMT Equipment Distribution - SB | Barberton | Barberton Campus | Summa Barberton Hospital | 5th Floor | 2014-07-01 | Medium
No | 043378 | Infusion Pumps, Analgesic, Patient-Controlled | 8120 Alaris PCA Module | 14065719 | Alaris Medical Systems | DMT Equipment Distribution - SB | Barberton | Barberton Campus | Summa Barberton Hospital | 5th Floor | 2014-07-01 | Medium
No | 054944 | Infusion Pumps, Blood/Solution Warming | 903-00039 - Belmont Rapid Infuser (RI-2) | 2019011431 | Belmont Medical Technologies | T2 - STN Intensive Care Unit (STN-ICU) | Akron | Akron City Campus | Critical Care Tower | 2nd Floor | 2019-01-24 | Medium
No | 055637 | Infusion Pumps, Blood/Solution Warming | 903-00039 - Belmont Rapid Infuser (RI-2) | 2019011429 | Belmont Medical Technologies | T1 - CTV Intensive Care Unit (CTV-ICU) | Akron | Akron City Campus | Critical Care Tower | 1st Floor | 2019-01-24 | Medium
No | 055650 | Infusion Pumps, Blood/Solution Warming | 903-00039 - Belmont Rapid Infuser (RI-2) | 2019011430 | Belmont Medical Technologies | T3 - Medical Intensive Care Unit (MICU) | Akron | Akron City Campus | Critical Care Tower | 3rd Floor | 2019-01-24 | Medium
No | 057311 | Infusion Pumps, Blood/Solution Warming | 903-00039 - Belmont Rapid Infuser (RI-2) | 2018111326 | Belmont Medical Technologies | Operating Room | Akron | Akron City Campus | Akron City Hospital | 1st Floor | 2019-06-13 | Medium
No | 063732 | Infusion Pumps, Blood/Solution Warming | 903-00039 - Belmont Rapid Infuser (RI-2) | 2024019513 | Belmont Medical Technologies | Operating Room | Akron | Akron City Campus | Akron City Hospital | 1st Floor | 2024-03-01 09:52 | Medium
No | 063733 | Infusion Pumps, Blood/Solution Warming | 903-00039 - Belmont Rapid Infuser (RI-2) | 2024019556 | Belmont Medical Technologies | Emergency Department (ED) - ACH | Akron | Akron City Campus | Akron City Hospital | Ground Floor | 2024-03-01 09:52 | Medium
No | 063734 | Infusion Pumps, Blood/Solution Warming | 903-00039 - Belmont Rapid Infuser (RI-2) | 2024019525 | Belmont Medical Technologies | Emergency Department (ED) - ACH | Akron | Akron City Campus | Akron City Hospital | Ground Floor | 2024-03-01 09:52 | Medium
No | 063735 | Infusion Pumps, Blood/Solution Warming | 903-00039 - Belmont Rapid Infuser (RI-2) | 2024019580 | Belmont Medical Technologies | Emergency Department (ED) - ACH | Akron | Akron City Campus | Akron City Hospital | Ground Floor | 2024-03-01 09:52 | Medium
No | 063736 | Infusion Pumps, Blood/Solution Warming | 903-00039 - Belmont Rapid Infuser (RI-2) | 2024019554 | Belmont Medical Technologies | Emergency Department (ED) - ACH | Akron | Akron City Campus | Akron City Hospital | Ground Floor | 2024-03-01 09:52 | Medium
No | 070836 | Infusion Pumps, Blood/Solution Warming | 903-00039 - Belmont Rapid Infuser (RI-2) | 2024120961 | Belmont Medical Technologies | Operating Room - SB | Barberton | Barberton Campus | Summa Barberton Hospital | 2nd Floor | 2025-01-06 09:29 | Medium
No | 029632 | Infusion Pumps, Blood/Solution Warming | FMS2000 - Belmont Rapid Infuser | 2012062997 | Belmont Medical Technologies | Virtual Care Simulation Lab | Akron | Corporate Campus | Corporate Center | 1st Floor | 2012-10-23 | Medium
No | 029633 | Infusion Pumps, Blood/Solution Warming | FMS2000 - Belmont Rapid Infuser | 2012062999 | Belmont Medical Technologies | Virtual Care Simulation Lab | Akron | Corporate Campus | Corporate Center | 1st Floor | 2012-10-23 | Medium
No | 029634 | Infusion Pumps, Blood/Solution Warming | FMS2000 - Belmont Rapid Infuser | 2012063000 | Belmont Medical Technologies | Staff Development | Barberton | Barberton Campus | Summa Barberton Hospital | 5th Floor | 2012-10-23 | Medium
No | 029635 | Infusion Pumps, Blood/Solution Warming | FMS2000 - Belmont Rapid Infuser | 2012063001 | Belmont Medical Technologies | Emergency Department (ED) - SBH | Barberton | Barberton Campus | Summa Barberton Hospital | Ground Floor | 2012-10-23 | Medium
No | 029636 | Infusion Pumps, Blood/Solution Warming | FMS2000 - Belmont Rapid Infuser | 2012062998 | Belmont Medical Technologies | Virtual Care Simulation Lab | Akron | Akron City Campus | Akron City Hospital | 1st Floor | 2012-10-23 | Medium
No | 031265 | Infusion Pumps, Enteral Feeding | 382400 - Kangaroo E-Pump | C1283455 | Covidien | Summa Rehab Hospital | Akron | Akron City Campus | Summa Rehab Hospital |  | 2013-01-28 | Low
No | 031266 | Infusion Pumps, Enteral Feeding | 382400 - Kangaroo E-Pump | C1283477 | Covidien | Summa Rehab Hospital | Akron | Akron City Campus | Summa Rehab Hospital |  | 2013-01-28 | Low
No | 031267 | Infusion Pumps, Enteral Feeding | 382400 - Kangaroo E-Pump | C1283478 | Covidien | Summa Rehab Hospital | Akron | Akron City Campus | Summa Rehab Hospital |  | 2013-01-28 | Low
No | 031268 | Infusion Pumps, Enteral Feeding | 382400 - Kangaroo E-Pump | C1283480 | Covidien | Summa Rehab Hospital | Akron | Akron City Campus | Summa Rehab Hospital |  | 2013-01-28 | Low
No | 031269 | Infusion Pumps, Enteral Feeding | 382400 - Kangaroo E-Pump | C1283485 | Covidien | Summa Rehab Hospital | Akron | Akron City Campus | Summa Rehab Hospital |  | 2013-01-28 | Low
No | 031270 | Infusion Pumps, Enteral Feeding | 382400 - Kangaroo E-Pump | C1283513 | Covidien | Summa Rehab Hospital | Akron | Akron City Campus | Summa Rehab Hospital |  | 2013-01-28 | Low
No | 033001 | Infusion Pumps, Enteral Feeding | 382400 - Kangaroo E-Pump | C1358962 | Covidien | DMT Equipment Distribution | Akron | Akron City Campus | Akron City Hospital | Basement | 2013-03-08 | Low
No | 033002 | Infusion Pumps, Enteral Feeding | 382400 - Kangaroo E-Pump | C1358950 | Covidien | DMT Equipment Distribution | Akron | Akron City Campus | Akron City Hospital | Basement | 2013-03-08 | Low
No | 033006 | Infusion Pumps, Enteral Feeding | 382400 - Kangaroo E-Pump | C1358927 | Covidien | DMT Equipment Distribution | Akron | Akron City Campus | Akron City Hospital | Basement | 2013-03-08 | Low
No | 033007 | Infusion Pumps, Enteral Feeding | 382400 - Kangaroo E-Pump | C1358960 | Covidien | DMT Equipment Distribution | Akron | Akron City Campus | Akron City Hospital | Basement | 2013-03-08 | Low
No | 033009 | Infusion Pumps, Enteral Feeding | 382400 - Kangaroo E-Pump | C13019198 | Covidien | DMT Equipment Distribution | Akron | Akron City Campus | Akron City Hospital | Basement | 2013-03-08 | Low
No | 033010 | Infusion Pumps, Enteral Feeding | 382400 - Kangaroo E-Pump | C13019160 | Covidien | DMT Equipment Distribution | Akron | Akron City Campus | Akron City Hospital | Basement | 2013-03-08 | Low
No | 033011 | Infusion Pumps, Enteral Feeding | 382400 - Kangaroo E-Pump | C13019174 | Covidien | DMT Equipment Distribution | Akron | Akron City Campus | Akron City Hospital | Basement | 2013-03-08 | Low
No | 033012 | Infusion Pumps, Enteral Feeding | 382400 - Kangaroo E-Pump | C13019155 | Covidien | DMT Equipment Distribution | Akron | Akron City Campus | Akron City Hospital | Basement | 2013-03-08 | Low
No | 033013 | Infusion Pumps, Enteral Feeding | 382400 - Kangaroo E-Pump | C13019195 | Covidien | DMT Equipment Distribution | Akron | Akron City Campus | Akron City Hospital | Basement | 2013-03-08 | Low
No | 033014 | Infusion Pumps, Enteral Feeding | 382400 - Kangaroo E-Pump | C13019120 | Covidien | DMT Equipment Distribution | Akron | Akron City Campus | Akron City Hospital | Basement | 2013-03-08 | Low
No | 033016 | Infusion Pumps, Enteral Feeding | 382400 - Kangaroo E-Pump | C13019121 | Covidien | DMT Equipment Distribution | Akron | Akron City Campus | Akron City Hospital | Basement | 2013-03-08 | Low
No | 033018 | Infusion Pumps, Enteral Feeding | 382400 - Kangaroo E-Pump | C13019231 | Covidien | DMT Equipment Distribution | Akron | Akron City Campus | Akron City Hospital | Basement | 2023-02-10 12:30 | Low
No | 033019 | Infusion Pumps, Enteral Feeding | 382400 - Kangaroo E-Pump | C13019192 | Covidien | DMT Equipment Distribution | Akron | Akron City Campus | Akron City Hospital | Basement | 2013-03-08 | Low
No | 033021 | Infusion Pumps, Enteral Feeding | 382400 - Kangaroo E-Pump | C13019236 | Covidien | DMT Equipment Distribution | Akron | Akron City Campus | Akron City Hospital | Basement | 2013-03-08 | Low
No | 033022 | Infusion Pumps, Enteral Feeding | 382400 - Kangaroo E-Pump | C13019223 | Covidien | DMT Equipment Distribution | Akron | Akron City Campus | Akron City Hospital | Basement | 2013-03-08 | Low
No | 033024 | Infusion Pumps, Enteral Feeding | 382400 - Kangaroo E-Pump | C13019171 | Covidien | DMT Equipment Distribution | Akron | Akron City Campus | Akron City Hospital | Basement | 2013-03-08 | Low
No | 033026 | Infusion Pumps, Enteral Feeding | 382400 - Kangaroo E-Pump | C13019124 | Covidien | DMT Equipment Distribution | Akron | Akron City Campus | Akron City Hospital | Basement | 2013-03-08 | Low
No | 033027 | Infusion Pumps, Enteral Feeding | 382400 - Kangaroo E-Pump | C13019191 | Covidien | DMT Equipment Distribution | Akron | Akron City Campus | Akron City Hospital | Basement | 2013-03-08 | Low
No | 033028 | Infusion Pumps, Enteral Feeding | 382400 - Kangaroo E-Pump | C13019127 | Covidien | DMT Equipment Distribution | Akron | Akron City Campus | Akron City Hospital | Basement | 2013-03-08 | Low
No | 033029 | Infusion Pumps, Enteral Feeding | 382400 - Kangaroo E-Pump | C13019122 | Covidien | DMT Equipment Distribution | Akron | Akron City Campus | Akron City Hospital | Basement | 2013-03-08 | Low
No | 033030 | Infusion Pumps, Enteral Feeding | 382400 - Kangaroo E-Pump | C13019176 | Covidien | DMT Equipment Distribution | Akron | Akron City Campus | Akron City Hospital | Basement | 2013-03-08 | Low
No | 033031 | Infusion Pumps, Enteral Feeding | 382400 - Kangaroo E-Pump | C13019076 | Covidien | DMT Equipment Distribution | Akron | Akron City Campus | Akron City Hospital | Basement | 2013-03-08 | Low
No | 033032 | Infusion Pumps, Enteral Feeding | 382400 - Kangaroo E-Pump | C13019180 | Covidien | DMT Equipment Distribution | Akron | Akron City Campus | Akron City Hospital | Basement | 2013-03-08 | Low
No | 033033 | Infusion Pumps, Enteral Feeding | 382400 - Kangaroo E-Pump | C1358562 | Covidien | DMT Equipment Distribution | Akron | Akron City Campus | Akron City Hospital | Basement | 2013-03-08 | Low
No | 033034 | Infusion Pumps, Enteral Feeding | 382400 - Kangaroo E-Pump | C1358933 | Covidien | DMT Equipment Distribution | Akron | Akron City Campus | Akron City Hospital | Basement | 2013-03-08 | Low
No | 033035 | Infusion Pumps, Enteral Feeding | 382400 - Kangaroo E-Pump | C1358952 | Covidien | DMT Equipment Distribution | Akron | Akron City Campus | Akron City Hospital | Basement | 2013-03-08 | Low
No | 033038 | Infusion Pumps, Enteral Feeding | 382400 - Kangaroo E-Pump | C1358942 | Covidien | DMT Equipment Distribution | Akron | Akron City Campus | Akron City Hospital | Basement | 2013-03-08 | Low
No | 033039 | Infusion Pumps, Enteral Feeding | 382400 - Kangaroo E-Pump | C1358563 | Covidien | DMT Equipment Distribution | Akron | Akron City Campus | Akron City Hospital | Basement | 2013-03-08 | Low
No | 033041 | Infusion Pumps, Enteral Feeding | 382400 - Kangaroo E-Pump | C1358919 | Covidien | DMT Equipment Distribution | Akron | Akron City Campus | Akron City Hospital | Basement | 2013-03-08 | Low
No | 033042 | Infusion Pumps, Enteral Feeding | 382400 - Kangaroo E-Pump | C1358929 | Covidien | DMT Equipment Distribution | Akron | Akron City Campus | Akron City Hospital | Basement | 2013-03-08 | Low
No | 033043 | Infusion Pumps, Enteral Feeding | 382400 - Kangaroo E-Pump | C1358955 | Covidien | DMT Equipment Distribution | Akron | Akron City Campus | Akron City Hospital | Basement | 2013-03-08 | Low
No | 033044 | Infusion Pumps, Enteral Feeding | 382400 - Kangaroo E-Pump | C1358564 | Covidien | DMT Equipment Distribution | Akron | Akron City Campus | Akron City Hospital | Basement | 2013-03-08 | Low
No | 033046 | Infusion Pumps, Enteral Feeding | 382400 - Kangaroo E-Pump | C1358580 | Covidien | DMT Equipment Distribution | Akron | Akron City Campus | Akron City Hospital | Basement | 2013-03-08 | Low
No | 033047 | Infusion Pumps, Enteral Feeding | 382400 - Kangaroo E-Pump | C1358571 | Covidien | DMT Equipment Distribution | Akron | Akron City Campus | Akron City Hospital | Basement | 2013-03-08 | Low
No | 033048 | Infusion Pumps, Enteral Feeding | 382400 - Kangaroo E-Pump | C1358567 | Covidien | DMT Equipment Distribution | Akron | Akron City Campus | Akron City Hospital | Basement | 2015-01-07 | Low
No | 033050 | Infusion Pumps, Enteral Feeding | 382400 - Kangaroo E-Pump | C1358574 | Covidien | DMT Equipment Distribution | Akron | Akron City Campus | Akron City Hospital | Basement | 2013-03-08 | Low
No | 033051 | Infusion Pumps, Enteral Feeding | 382400 - Kangaroo E-Pump | C1355939 | Covidien | DMT Equipment Distribution | Akron | Akron City Campus | Akron City Hospital | Basement | 2013-03-08 | Low
No | 033054 | Infusion Pumps, Enteral Feeding | 382400 - Kangaroo E-Pump | C1358938 | Covidien | DMT Equipment Distribution | Akron | Akron City Campus | Akron City Hospital | Basement | 2013-03-08 | Low
No | 033055 | Infusion Pumps, Enteral Feeding | 382400 - Kangaroo E-Pump | C1358963 | Covidien | DMT Equipment Distribution | Akron | Akron City Campus | Akron City Hospital | Basement | 2013-03-08 | Low
No | 033056 | Infusion Pumps, Enteral Feeding | 382400 - Kangaroo E-Pump | C1358936 | Covidien | DMT Equipment Distribution | Akron | Akron City Campus | Akron City Hospital | Basement | 2013-03-08 | Low
No | 033150 | Infusion Pumps, Enteral Feeding | 382400 - Kangaroo E-Pump | C1358570 | Covidien | DMT Equipment Distribution | Akron | Akron City Campus | Akron City Hospital | Basement | 2015-01-21 | Low
No | 033151 | Infusion Pumps, Enteral Feeding | 382400 - Kangaroo E-Pump | C13029478 | Covidien | DMT Equipment Distribution | Akron | Akron City Campus | Akron City Hospital | Basement | 2015-01-21 | Low
No | 033196 | Infusion Pumps, Enteral Feeding | 382400 - Kangaroo E-Pump | C1358565 | Covidien | DMT Equipment Distribution | Akron | Akron City Campus | Akron City Hospital | Basement | 2015-07-01 | Low
No | 033197 | Infusion Pumps, Enteral Feeding | 382400 - Kangaroo E-Pump | C13019187 | Covidien | DMT Equipment Distribution | Akron | Akron City Campus | Akron City Hospital | Basement | 2013-03-08 | Low
No | 033277 | Infusion Pumps, Enteral Feeding | 382400 - Kangaroo E-Pump | C1358575 | Covidien | DMT Equipment Distribution | Akron | Akron City Campus | Akron City Hospital | Basement | 2013-03-08 | Low
No | 036801 | Infusion Pumps, Enteral Feeding | 382400 - Kangaroo E-Pump | C13019057 | Covidien | DMT Equipment Distribution - SB | Barberton | Barberton Campus | Summa Barberton Hospital | 5th Floor | 2013-03-20 | Low
No | 036802 | Infusion Pumps, Enteral Feeding | 382400 - Kangaroo E-Pump | C1358954 | Covidien | DMT Equipment Distribution | Akron | Akron City Campus | Akron City Hospital | Basement | 2013-03-20 | Low
No | 036817 | Infusion Pumps, Enteral Feeding | 382400 - Kangaroo E-Pump | C13019202 | Covidien | DMT Equipment Distribution | Akron | Akron City Campus | Akron City Hospital | Basement | 2013-03-20 | Low
No | 036818 | Infusion Pumps, Enteral Feeding | 382400 - Kangaroo E-Pump | C13019099 | Covidien | DMT Equipment Distribution - SB | Barberton | Barberton Campus | Summa Barberton Hospital | 5th Floor | 2013-03-20 | Low
No | 036819 | Infusion Pumps, Enteral Feeding | 382400 - Kangaroo E-Pump | C1358959 | Covidien | DMT Equipment Distribution | Akron | Akron City Campus | Akron City Hospital | Basement | 2013-03-20 | Low
No | 036820 | Infusion Pumps, Enteral Feeding | 382400 - Kangaroo E-Pump | C1358555 | Covidien | DMT Equipment Distribution - SB | Barberton | Barberton Campus | Summa Barberton Hospital | 5th Floor | 2013-03-20 | Low
No | 036821 | Infusion Pumps, Enteral Feeding | 382400 - Kangaroo E-Pump | C1358958 | Covidien | DMT Equipment Distribution - SB | Barberton | Barberton Campus | Summa Barberton Hospital | 5th Floor | 2013-03-20 | Low
No | 036823 | Infusion Pumps, Enteral Feeding | 382400 - Kangaroo E-Pump | C13019097 | Covidien | DMT Equipment Distribution - SB | Barberton | Barberton Campus | Summa Barberton Hospital | 5th Floor | 2013-03-20 | Low
No | 036824 | Infusion Pumps, Enteral Feeding | 382400 - Kangaroo E-Pump | C1358957 | Covidien | DMT Equipment Distribution - SB | Barberton | Barberton Campus | Summa Barberton Hospital | 5th Floor | 2013-03-20 | Low
No | 036825 | Infusion Pumps, Enteral Feeding | 382400 - Kangaroo E-Pump | C1358948 | Covidien | DMT Equipment Distribution - SB | Barberton | Barberton Campus | Summa Barberton Hospital | 5th Floor | 2013-03-20 | Low
No | 036828 | Infusion Pumps, Enteral Feeding | 382400 - Kangaroo E-Pump | C1358568 | Covidien | DMT Equipment Distribution - SB | Barberton | Barberton Campus | Summa Barberton Hospital | 5th Floor | 2013-03-20 | Low
No | 036829 | Infusion Pumps, Enteral Feeding | 382400 - Kangaroo E-Pump | C13019232 | Covidien | DMT Equipment Distribution - SB | Barberton | Barberton Campus | Summa Barberton Hospital | 5th Floor | 2013-03-20 | Low
No | 036830 | Infusion Pumps, Enteral Feeding | 382400 - Kangaroo E-Pump | C1908580 | Covidien | DMT Equipment Distribution - SB | Barberton | Barberton Campus | Summa Barberton Hospital | 5th Floor | 2013-04-17 | Low
No | 036831 | Infusion Pumps, Enteral Feeding | 382400 - Kangaroo E-Pump | C13039365 | Covidien | DMT Equipment Distribution - SB | Barberton | Barberton Campus | Summa Barberton Hospital | 5th Floor | 2016-03-01 | Low
No | 036832 | Infusion Pumps, Enteral Feeding | 382400 - Kangaroo E-Pump | C13019175 | Covidien | DMT Equipment Distribution - SB | Barberton | Barberton Campus | Summa Barberton Hospital | 5th Floor | 2013-03-20 | Low
No | 036833 | Infusion Pumps, Enteral Feeding | 382400 - Kangaroo E-Pump | C13019186 | Covidien | DMT Equipment Distribution - SB | Barberton | Barberton Campus | Summa Barberton Hospital | 5th Floor | 2013-03-20 | Low
No | 036834 | Infusion Pumps, Enteral Feeding | 382400 - Kangaroo E-Pump | C1358956 | Covidien | DMT Equipment Distribution - SB | Barberton | Barberton Campus | Summa Barberton Hospital | 5th Floor | 2013-03-20 | Low
No | 039629 | Infusion Pumps, Enteral Feeding | 382400 - Kangaroo E-Pump | C1358577 | Covidien | DMT Equipment Distribution - SB | Barberton | Barberton Campus | Summa Barberton Hospital | 5th Floor | 2013-03-20 | Low
No | 039638 | Infusion Pumps, Enteral Feeding | 382400 - Kangaroo E-Pump | C13019188 | Covidien | DMT Equipment Distribution - SB | Barberton | Barberton Campus | Summa Barberton Hospital | 5th Floor | 2013-03-20 | Low
No | 039639 | Infusion Pumps, Enteral Feeding | 382400 - Kangaroo E-Pump | C13019238 | Covidien | DMT Equipment Distribution - SB | Barberton | Barberton Campus | Summa Barberton Hospital | 5th Floor | 2013-03-20 | Low
No | 039676 | Infusion Pumps, Enteral Feeding | 382400 - Kangaroo E-Pump | C13019151 | Covidien | DMT Equipment Distribution - SB | Barberton | Barberton Campus | Summa Barberton Hospital | 5th Floor | 2013-03-20 | Low
No | 039700 | Infusion Pumps, Enteral Feeding | 382400 - Kangaroo E-Pump | C1358930 | Covidien | DMT Equipment Distribution - SB | Barberton | Barberton Campus | Summa Barberton Hospital | 5th Floor | 2013-03-20 | Low
No | 051874 | Infusion Pumps, Enteral Feeding | 382400 - Kangaroo E-Pump | C13050169 | Covidien | DMT Equipment Distribution | Akron | Akron City Campus | Akron City Hospital | Basement | 2017-02-17 | Low
No | 052079 | Infusion Pumps, Enteral Feeding | 382400 - Kangaroo E-Pump | C733150 | Covidien | DMT Equipment Distribution | Akron | Akron City Campus | Akron City Hospital | Basement | 2017-11-30 | Low
No | 052108 | Infusion Pumps, Enteral Feeding | 382400 - Kangaroo E-Pump | C15134454 | Covidien | DMT Equipment Distribution | Akron | Akron City Campus | Akron City Hospital | Basement | 2018-02-21 | Low
No | 052121 | Infusion Pumps, Enteral Feeding | 382400 - Kangaroo E-Pump | C1358964 | Covidien | DMT Equipment Distribution | Akron | Akron City Campus | Akron City Hospital | Basement | 2018-05-02 | Low
No | 052170 | Infusion Pumps, Enteral Feeding | 382400 - Kangaroo E-Pump | C1373106 | Covidien | DMT Equipment Distribution | Akron | Akron City Campus | Akron City Hospital | Basement | 2018-07-30 | Low
No | 052197 | Infusion Pumps, Enteral Feeding | 382400 - Kangaroo E-Pump | C14098520 | Covidien | DMT Equipment Distribution | Akron | Akron City Campus | Akron City Hospital | Basement | 2018-11-01 | Low
No | 052227 | Infusion Pumps, Enteral Feeding | 382400 - Kangaroo E-Pump | C13019177 | Covidien | DMT Equipment Distribution | Akron | Akron City Campus | Akron City Hospital | Basement | 2013-03-08 | Low
No | 059994 | Infusion Pumps, Enteral Feeding | 382400 - Kangaroo E-Pump | C1269561 | Covidien | Summa Rehab Hospital | Akron | Akron City Campus | Summa Rehab Hospital |  | 2021-02-05 | Low
No | 059995 | Infusion Pumps, Enteral Feeding | 382400 - Kangaroo E-Pump | C1716012 | Covidien | Summa Rehab Hospital | Akron | Akron City Campus | Summa Rehab Hospital |  | 2021-02-05 | Low
No | 059996 | Infusion Pumps, Enteral Feeding | 382400 - Kangaroo E-Pump | C1766889 | Covidien | Summa Rehab Hospital | Akron | Akron City Campus | Summa Rehab Hospital |  | 2021-02-05 | Low
No | 060860 | Infusion Pumps, Enteral Feeding | 382400 - Kangaroo E-Pump | C103016102 | Covidien | Summa Rehab Hospital | Akron | Akron City Campus | Summa Rehab Hospital |  | 2021-09-13 | Low
No | 060861 | Infusion Pumps, Enteral Feeding | 382400 - Kangaroo E-Pump | C12002192 | Covidien | Summa Rehab Hospital | Akron | Akron City Campus | Summa Rehab Hospital |  | 2021-09-13 | Low
No | 060862 | Infusion Pumps, Enteral Feeding | 382400 - Kangaroo E-Pump | C13016147 | Covidien | Summa Rehab Hospital | Akron | Akron City Campus | Summa Rehab Hospital |  | 2021-09-13 | Low
No | 060863 | Infusion Pumps, Enteral Feeding | 382400 - Kangaroo E-Pump | C13016154 | Covidien | Summa Rehab Hospital | Akron | Akron City Campus | Summa Rehab Hospital |  | 2021-09-13 | Low
No | 060985 | Infusion Pumps, Enteral Feeding | 382400 - Kangaroo E-Pump | C21352621 | Covidien | DMT Equipment Distribution | Akron | Akron City Campus | Akron City Hospital | Basement | 2022-01-12 | Low
No | 060986 | Infusion Pumps, Enteral Feeding | 382400 - Kangaroo E-Pump | C21352740 | Covidien | DMT Equipment Distribution | Akron | Akron City Campus | Akron City Hospital | Basement | 2022-01-12 | Low
No | 060987 | Infusion Pumps, Enteral Feeding | 382400 - Kangaroo E-Pump | C21352744 | Covidien | DMT Equipment Distribution | Akron | Akron City Campus | Akron City Hospital | Basement | 2022-01-12 | Low
No | 060988 | Infusion Pumps, Enteral Feeding | 382400 - Kangaroo E-Pump | C21352761 | Covidien | DMT Equipment Distribution | Akron | Akron City Campus | Akron City Hospital | Basement | 2022-01-12 | Low
No | 060989 | Infusion Pumps, Enteral Feeding | 382400 - Kangaroo E-Pump | C21352763 | Covidien | DMT Equipment Distribution | Akron | Akron City Campus | Akron City Hospital | Basement | 2022-01-12 | Low
No | 060990 | Infusion Pumps, Enteral Feeding | 382400 - Kangaroo E-Pump | C21352766 | Covidien | DMT Equipment Distribution | Akron | Akron City Campus | Akron City Hospital | Basement | 2022-01-12 | Low
No | 060991 | Infusion Pumps, Enteral Feeding | 382400 - Kangaroo E-Pump | C21353068 | Covidien | DMT Equipment Distribution | Akron | Akron City Campus | Akron City Hospital | Basement | 2022-01-12 | Low
No | 062546 | Infusion Pumps, Enteral Feeding | 382400 - Kangaroo E-Pump | C1358576 | Covidien | DMT Equipment Distribution | Akron | Akron City Campus | Akron City Hospital | Basement | 2023-02-27 07:40 | Low
No | 041036 | Infusion Pumps, Exhaled Carbon Dioxide Modules | 8300 Alaris ETCO2 Module | 14090712 | Alaris Medical Systems | DMT Equipment Distribution | Akron | Akron City Campus | Akron City Hospital | Basement | 2014-07-01 | Low
No | 041037 | Infusion Pumps, Exhaled Carbon Dioxide Modules | 8300 Alaris ETCO2 Module | 14090713 | Alaris Medical Systems | DMT Equipment Distribution | Akron | Akron City Campus | Akron City Hospital | Basement | 2014-07-01 | Low
No | 041038 | Infusion Pumps, Exhaled Carbon Dioxide Modules | 8300 Alaris ETCO2 Module | 14090772 | Alaris Medical Systems | DMT Equipment Distribution | Akron | Akron City Campus | Akron City Hospital | Basement | 2014-07-01 | Low
No | 041040 | Infusion Pumps, Exhaled Carbon Dioxide Modules | 8300 Alaris ETCO2 Module | 14090426 | Alaris Medical Systems | DMT Equipment Distribution - SB | Barberton | Barberton Campus | Summa Barberton Hospital | 5th Floor | 2014-07-01 | Low
No | 041041 | Infusion Pumps, Exhaled Carbon Dioxide Modules | 8300 Alaris ETCO2 Module | 14090536 | Alaris Medical Systems | DMT Equipment Distribution | Akron | Akron City Campus | Akron City Hospital | Basement | 2014-07-01 | Low
No | 041042 | Infusion Pumps, Exhaled Carbon Dioxide Modules | 8300 Alaris ETCO2 Module | 14090773 | Alaris Medical Systems | DMT Equipment Distribution | Akron | Akron City Campus | Akron City Hospital | Basement | 2014-07-01 | Low
No | 041043 | Infusion Pumps, Exhaled Carbon Dioxide Modules | 8300 Alaris ETCO2 Module | 14089575 | Alaris Medical Systems | DMT Equipment Distribution | Akron | Akron City Campus | Akron City Hospital | Basement | 2014-07-01 | Low
No | 041044 | Infusion Pumps, Exhaled Carbon Dioxide Modules | 8300 Alaris ETCO2 Module | 14090774 | Alaris Medical Systems | DMT Equipment Distribution | Akron | Akron City Campus | Akron City Hospital | Basement | 2014-07-01 | Low
No | 041045 | Infusion Pumps, Exhaled Carbon Dioxide Modules | 8300 Alaris ETCO2 Module | 14090272 | Alaris Medical Systems | DMT Equipment Distribution | Akron | Akron City Campus | Akron City Hospital | Basement | 2014-07-01 | Low
No | 041046 | Infusion Pumps, Exhaled Carbon Dioxide Modules | 8300 Alaris ETCO2 Module | 14090274 | Alaris Medical Systems | DMT Equipment Distribution | Akron | Akron City Campus | Akron City Hospital | Basement | 2014-07-01 | Low
No | 041047 | Infusion Pumps, Exhaled Carbon Dioxide Modules | 8300 Alaris ETCO2 Module | 14089045 | Alaris Medical Systems | DMT Equipment Distribution - SB | Barberton | Barberton Campus | Summa Barberton Hospital | 5th Floor | 2014-07-01 | Low
No | 041048 | Infusion Pumps, Exhaled Carbon Dioxide Modules | 8300 Alaris ETCO2 Module | 14087701 | Alaris Medical Systems | DMT Equipment Distribution - SB | Barberton | Barberton Campus | Summa Barberton Hospital | 5th Floor | 2014-07-01 | Low
No | 041049 | Infusion Pumps, Exhaled Carbon Dioxide Modules | 8300 Alaris ETCO2 Module | 14089708 | Alaris Medical Systems | DMT Equipment Distribution | Akron | Akron City Campus | Akron City Hospital | Basement | 2014-07-01 | Low
No | 041050 | Infusion Pumps, Exhaled Carbon Dioxide Modules | 8300 Alaris ETCO2 Module | 14090199 | Alaris Medical Systems | DMT Equipment Distribution | Akron | Akron City Campus | Akron City Hospital | Basement | 2014-07-01 | Low
No | 041051 | Infusion Pumps, Exhaled Carbon Dioxide Modules | 8300 Alaris ETCO2 Module | 14088036 | Alaris Medical Systems | Emergency Department (ED) - Green | Barberton | Green Campus | Green Medical Center | Ground Floor | 2014-07-01 | Low
No | 041052 | Infusion Pumps, Exhaled Carbon Dioxide Modules | 8300 Alaris ETCO2 Module | 14090269 | Alaris Medical Systems | DMT Equipment Distribution - SB | Barberton | Barberton Campus | Summa Barberton Hospital | 5th Floor | 2014-07-01 | Low
No | 041054 | Infusion Pumps, Exhaled Carbon Dioxide Modules | 8300 Alaris ETCO2 Module | 14090424 | Alaris Medical Systems | DMT Equipment Distribution | Akron | Akron City Campus | Akron City Hospital | Basement | 2014-07-01 | Low
No | 041055 | Infusion Pumps, Exhaled Carbon Dioxide Modules | 8300 Alaris ETCO2 Module | 14090423 | Alaris Medical Systems | DMT Equipment Distribution | Akron | Akron City Campus | Akron City Hospital | Basement | 2014-07-01 | Low
No | 041056 | Infusion Pumps, Exhaled Carbon Dioxide Modules | 8300 Alaris ETCO2 Module | 14090538 | Alaris Medical Systems | Operating Room - SW | Barberton | Wadsworth Campus | Wadsworth-Rittman Medical Center | 1st Floor | 2014-07-01 | Low
No | 041057 | Infusion Pumps, Exhaled Carbon Dioxide Modules | 8300 Alaris ETCO2 Module | 14090539 | Alaris Medical Systems | DMT Equipment Distribution | Akron | Akron City Campus | Akron City Hospital | Basement | 2014-07-01 | Low
No | 041058 | Infusion Pumps, Exhaled Carbon Dioxide Modules | 8300 Alaris ETCO2 Module | 14088131 | Alaris Medical Systems | DMT Equipment Distribution - SB | Barberton | Barberton Campus | Summa Barberton Hospital | 5th Floor | 2014-07-01 | Low
No | 041059 | Infusion Pumps, Exhaled Carbon Dioxide Modules | 8300 Alaris ETCO2 Module | 14087324 | Alaris Medical Systems | DMT Equipment Distribution - SB | Barberton | Barberton Campus | Summa Barberton Hospital | 5th Floor | 2014-07-01 | Low
No | 041060 | Infusion Pumps, Exhaled Carbon Dioxide Modules | 8300 Alaris ETCO2 Module | 14088130 | Alaris Medical Systems | Operating Room - SW | Barberton | Wadsworth Campus | Wadsworth-Rittman Medical Center | 1st Floor | 2014-07-01 | Low
No | 041061 | Infusion Pumps, Exhaled Carbon Dioxide Modules | 8300 Alaris ETCO2 Module | 14090200 | Alaris Medical Systems | DMT Equipment Distribution | Akron | Akron City Campus | Akron City Hospital | Basement | 2014-07-01 | Low
No | 041062 | Infusion Pumps, Exhaled Carbon Dioxide Modules | 8300 Alaris ETCO2 Module | 14084744 | Alaris Medical Systems | DMT Equipment Distribution | Akron | Akron City Campus | Akron City Hospital | Basement | 2014-07-01 | Low
No | 041063 | Infusion Pumps, Exhaled Carbon Dioxide Modules | 8300 Alaris ETCO2 Module | 14089723 | Alaris Medical Systems | Staff Development | Akron | Corporate Campus | Corporate Center |  | 2014-07-01 | Low
No | 041064 | Infusion Pumps, Exhaled Carbon Dioxide Modules | 8300 Alaris ETCO2 Module | 14089706 | Alaris Medical Systems | DMT Equipment Distribution - SB | Barberton | Barberton Campus | Summa Barberton Hospital | 5th Floor | 2014-07-01 | Low
No | 041065 | Infusion Pumps, Exhaled Carbon Dioxide Modules | 8300 Alaris ETCO2 Module | 14089513 | Alaris Medical Systems | DMT Equipment Distribution | Akron | Akron City Campus | Akron City Hospital |  | 2014-07-01 | Low
No | 041066 | Infusion Pumps, Exhaled Carbon Dioxide Modules | 8300 Alaris ETCO2 Module | 14087699 | Alaris Medical Systems | Emergency Department (ED) - Green | Barberton | Green Campus | Green Medical Center | Ground Floor | 2014-07-01 | Low
No | 041067 | Infusion Pumps, Exhaled Carbon Dioxide Modules | 8300 Alaris ETCO2 Module | 14089253 | Alaris Medical Systems | DMT Equipment Distribution - SB | Barberton | Barberton Campus | Summa Barberton Hospital | 5th Floor | 2014-07-01 | Low
No | 041068 | Infusion Pumps, Exhaled Carbon Dioxide Modules | 8300 Alaris ETCO2 Module | 14089252 | Alaris Medical Systems | DMT Equipment Distribution | Akron | Akron City Campus | Akron City Hospital | Basement | 2014-07-01 | Low
No | 041069 | Infusion Pumps, Exhaled Carbon Dioxide Modules | 8300 Alaris ETCO2 Module | 14087702 | Alaris Medical Systems | DMT Equipment Distribution - SB | Barberton | Barberton Campus | Summa Barberton Hospital | 5th Floor | 2014-07-01 | Low
No | 041070 | Infusion Pumps, Exhaled Carbon Dioxide Modules | 8300 Alaris ETCO2 Module | 14088791 | Alaris Medical Systems | DMT Equipment Distribution - SB | Barberton | Barberton Campus | Summa Barberton Hospital | 5th Floor | 2014-07-01 | Low
No | 041071 | Infusion Pumps, Exhaled Carbon Dioxide Modules | 8300 Alaris ETCO2 Module | 14088995 | Alaris Medical Systems | DMT Equipment Distribution - SB | Barberton | Barberton Campus | Summa Barberton Hospital | 5th Floor | 2014-07-01 | Low
No | 041072 | Infusion Pumps, Exhaled Carbon Dioxide Modules | 8300 Alaris ETCO2 Module | 14089725 | Alaris Medical Systems | Staff Development | Akron | Corporate Campus | Corporate Center |  | 2014-07-01 | Low
No | 041074 | Infusion Pumps, Exhaled Carbon Dioxide Modules | 8300 Alaris ETCO2 Module | 14089622 | Alaris Medical Systems | Staff Development | Akron | Corporate Campus | Corporate Center |  | 2014-07-01 | Low
No | 041075 | Infusion Pumps, Exhaled Carbon Dioxide Modules | 8300 Alaris ETCO2 Module | 14088853 | Alaris Medical Systems | DMT Equipment Distribution | Akron | Akron City Campus | Akron City Hospital | Basement | 2014-06-01 | Low
No | 041076 | Infusion Pumps, Exhaled Carbon Dioxide Modules | 8300 Alaris ETCO2 Module | 14087154 | Alaris Medical Systems | DMT Equipment Distribution - SB | Barberton | Barberton Campus | Summa Barberton Hospital | 5th Floor | 2014-07-01 | Low
No | 041077 | Infusion Pumps, Exhaled Carbon Dioxide Modules | 8300 Alaris ETCO2 Module | 14089251 | Alaris Medical Systems | DMT Equipment Distribution | Akron | Akron City Campus | Akron City Hospital | Basement | 2014-07-01 | Low
No | 041078 | Infusion Pumps, Exhaled Carbon Dioxide Modules | 8300 Alaris ETCO2 Module | 14089674 | Alaris Medical Systems | DMT Equipment Distribution - SB | Barberton | Barberton Campus | Summa Barberton Hospital | 5th Floor | 2014-07-01 | Low
No | 041079 | Infusion Pumps, Exhaled Carbon Dioxide Modules | 8300 Alaris ETCO2 Module | 14089406 | Alaris Medical Systems | DMT Equipment Distribution - SB | Barberton | Barberton Campus | Summa Barberton Hospital | 5th Floor | 2014-07-01 | Low
No | 041080 | Infusion Pumps, Exhaled Carbon Dioxide Modules | 8300 Alaris ETCO2 Module | 14089405 | Alaris Medical Systems | DMT Equipment Distribution - SB | Barberton | Barberton Campus | Summa Barberton Hospital | 5th Floor | 2014-07-01 | Low
No | 041081 | Infusion Pumps, Exhaled Carbon Dioxide Modules | 8300 Alaris ETCO2 Module | 14087929 | Alaris Medical Systems | DMT Equipment Distribution | Akron | Akron City Campus | Akron City Hospital | Basement | 2014-06-01 | Low
No | 041082 | Infusion Pumps, Exhaled Carbon Dioxide Modules | 8300 Alaris ETCO2 Module | 14088994 | Alaris Medical Systems | DMT Equipment Distribution - SB | Barberton | Barberton Campus | Summa Barberton Hospital | 5th Floor | 2014-07-01 | Low
No | 041084 | Infusion Pumps, Exhaled Carbon Dioxide Modules | 8300 Alaris ETCO2 Module | 14087770 | Alaris Medical Systems | DMT Equipment Distribution | Akron | Akron City Campus | Akron City Hospital | Basement | 2014-07-01 | Low
No | 041085 | Infusion Pumps, Exhaled Carbon Dioxide Modules | 8300 Alaris ETCO2 Module | 14089153 | Alaris Medical Systems | Staff Development | Akron | Corporate Campus | Corporate Center |  | 2014-07-01 | Low
No | 042915 | Infusion Pumps, Exhaled Carbon Dioxide Modules | 8300 Alaris ETCO2 Module | 14090537 | Alaris Medical Systems | DMT Equipment Distribution | Akron | Akron City Campus | Akron City Hospital | Basement | 2014-07-01 | Low
No | 042916 | Infusion Pumps, Exhaled Carbon Dioxide Modules | 8300 Alaris ETCO2 Module | 14090422 | Alaris Medical Systems | DMT Equipment Distribution | Akron | Akron City Campus | Akron City Hospital | Basement | 2014-07-01 | Low
No | 042917 | Infusion Pumps, Exhaled Carbon Dioxide Modules | 8300 Alaris ETCO2 Module | 14090271 | Alaris Medical Systems | DMT Equipment Distribution | Akron | Akron City Campus | Akron City Hospital | Basement | 2014-07-01 | Low
No | 042918 | Infusion Pumps, Exhaled Carbon Dioxide Modules | 8300 Alaris ETCO2 Module | 14090196 | Alaris Medical Systems | DMT Equipment Distribution | Akron | Akron City Campus | Akron City Hospital | Basement | 2014-07-01 | Low
No | 042919 | Infusion Pumps, Exhaled Carbon Dioxide Modules | 8300 Alaris ETCO2 Module | 14089673 | Alaris Medical Systems | DMT Equipment Distribution | Akron | Akron City Campus | Akron City Hospital | Basement | 2014-07-01 | Low
No | 042920 | Infusion Pumps, Exhaled Carbon Dioxide Modules | 8300 Alaris ETCO2 Module | 14089576 | Alaris Medical Systems | DMT Equipment Distribution | Akron | Akron City Campus | Akron City Hospital | Basement | 2014-07-01 | Low
No | 042952 | Infusion Pumps, Exhaled Carbon Dioxide Modules | 8300 Alaris ETCO2 Module | 14087700 | Alaris Medical Systems | DMT Equipment Distribution - SB | Barberton | Barberton Campus | Summa Barberton Hospital | 5th Floor | 2014-07-01 | Low
No | 042953 | Infusion Pumps, Exhaled Carbon Dioxide Modules | 8300 Alaris ETCO2 Module | 14089150 | Alaris Medical Systems | DMT Equipment Distribution - SB | Barberton | Barberton Campus | Summa Barberton Hospital | 5th Floor | 2014-07-01 | Low
No | 042954 | Infusion Pumps, Exhaled Carbon Dioxide Modules | 8300 Alaris ETCO2 Module | 14082943 | Alaris Medical Systems | DMT Equipment Distribution | Akron | Akron City Campus | Akron City Hospital | Basement | 2014-06-01 | Low
No | 042955 | Infusion Pumps, Exhaled Carbon Dioxide Modules | 8300 Alaris ETCO2 Module | 14088037 | Alaris Medical Systems | DMT Equipment Distribution - SB | Barberton | Barberton Campus | Summa Barberton Hospital | 5th Floor | 2014-07-01 | Low
No | 042956 | Infusion Pumps, Exhaled Carbon Dioxide Modules | 8300 Alaris ETCO2 Module | 14089042 | Alaris Medical Systems | DMT Equipment Distribution | Akron | Akron City Campus | Akron City Hospital | Basement | 2014-07-01 | Low
No | 042957 | Infusion Pumps, Exhaled Carbon Dioxide Modules | 8300 Alaris ETCO2 Module | 14090197 | Alaris Medical Systems | DMT Equipment Distribution | Akron | Akron City Campus | Akron City Hospital | Basement | 2014-07-01 | Low
No | 042972 | Infusion Pumps, Exhaled Carbon Dioxide Modules | 8300 Alaris ETCO2 Module | 14089512 | Alaris Medical Systems | DMT Equipment Distribution | Akron | Akron City Campus | Akron City Hospital | Basement | 2014-07-01 | Low
No | 042973 | Infusion Pumps, Exhaled Carbon Dioxide Modules | 8300 Alaris ETCO2 Module | 14089314 | Alaris Medical Systems | DMT Equipment Distribution | Akron | Akron City Campus | Akron City Hospital | Basement | 2014-07-01 | Low
No | 042974 | Infusion Pumps, Exhaled Carbon Dioxide Modules | 8300 Alaris ETCO2 Module | 14089315 | Alaris Medical Systems | DMT Equipment Distribution | Akron | Akron City Campus | Akron City Hospital |  | 2014-07-01 | Low
No | 042975 | Infusion Pumps, Exhaled Carbon Dioxide Modules | 8300 Alaris ETCO2 Module | 14089039 | Alaris Medical Systems | DMT Equipment Distribution - SB | Barberton | Barberton Campus | Summa Barberton Hospital | 5th Floor | 2014-07-01 | Low
No | 042976 | Infusion Pumps, Exhaled Carbon Dioxide Modules | 8300 Alaris ETCO2 Module | 14089495 | Alaris Medical Systems | DMT Equipment Distribution - SB | Barberton | Barberton Campus | Summa Barberton Hospital | 5th Floor | 2014-07-01 | Low
No | 042977 | Infusion Pumps, Exhaled Carbon Dioxide Modules | 8300 Alaris ETCO2 Module | 14089724 | Alaris Medical Systems | DMT Equipment Distribution - SB | Barberton | Barberton Campus | Summa Barberton Hospital | 5th Floor | 2014-07-01 | Low
No | 042978 | Infusion Pumps, Exhaled Carbon Dioxide Modules | 8300 Alaris ETCO2 Module | 14089497 | Alaris Medical Systems | DMT Equipment Distribution - SB | Barberton | Barberton Campus | Summa Barberton Hospital | Ground Floor | 2014-07-01 | Low
No | 042979 | Infusion Pumps, Exhaled Carbon Dioxide Modules | 8300 Alaris ETCO2 Module | 14089496 | Alaris Medical Systems | DMT Equipment Distribution - SB | Barberton | Barberton Campus | Summa Barberton Hospital | 5th Floor | 2014-07-01 | Low
No | 042980 | Infusion Pumps, Exhaled Carbon Dioxide Modules | 8300 Alaris ETCO2 Module | 14089672 | Alaris Medical Systems | DMT Equipment Distribution - SB | Barberton | Barberton Campus | Summa Barberton Hospital | 5th Floor | 2014-07-01 | Low
No | 042981 | Infusion Pumps, Exhaled Carbon Dioxide Modules | 8300 Alaris ETCO2 Module | 14090198 | Alaris Medical Systems | DMT Equipment Distribution | Akron | Akron City Campus | Akron City Hospital | Basement | 2014-07-01 | Low
No | 042982 | Infusion Pumps, Exhaled Carbon Dioxide Modules | 8300 Alaris ETCO2 Module | 14089316 | Alaris Medical Systems | DMT Equipment Distribution - SB | Barberton | Barberton Campus | Summa Barberton Hospital | 5th Floor | 2014-07-01 | Low
No | 042983 | Infusion Pumps, Exhaled Carbon Dioxide Modules | 8300 Alaris ETCO2 Module | 14088038 | Alaris Medical Systems | DMT Equipment Distribution - SB | Barberton | Barberton Campus | Summa Barberton Hospital | 5th Floor | 2014-07-01 | Low
No | 042984 | Infusion Pumps, Exhaled Carbon Dioxide Modules | 8300 Alaris ETCO2 Module | 14090201 | Alaris Medical Systems | DMT Equipment Distribution | Akron | Akron City Campus | Akron City Hospital | Basement | 2014-07-01 | Low
No | 042985 | Infusion Pumps, Exhaled Carbon Dioxide Modules | 8300 Alaris ETCO2 Module | 14089511 | Alaris Medical Systems | DMT Equipment Distribution - SB | Barberton | Barberton Campus | Summa Barberton Hospital | 5th Floor | 2014-07-01 | Low
No | 042986 | Infusion Pumps, Exhaled Carbon Dioxide Modules | 8300 Alaris ETCO2 Module | 14089707 | Alaris Medical Systems | DMT Equipment Distribution - SB | Barberton | Barberton Campus | Summa Barberton Hospital | 5th Floor | 2014-07-01 | Low
No | 042988 | Infusion Pumps, Exhaled Carbon Dioxide Modules | 8300 Alaris ETCO2 Module | 14088851 | Alaris Medical Systems | DMT Equipment Distribution - SB | Barberton | Barberton Campus | Summa Barberton Hospital | 5th Floor | 2014-07-01 | Low
No | 042995 | Infusion Pumps, Exhaled Carbon Dioxide Modules | 8300 Alaris ETCO2 Module | 14088132 | Alaris Medical Systems | DMT Equipment Distribution - SB | Barberton | Barberton Campus | Summa Barberton Hospital | 5th Floor | 2014-07-01 | Low
No | 042996 | Infusion Pumps, Exhaled Carbon Dioxide Modules | 8300 Alaris ETCO2 Module | 14088789 | Alaris Medical Systems | DMT Equipment Distribution | Akron | Akron City Campus | Akron City Hospital | Basement | 2014-06-01 | Low
No | 043384 | Infusion Pumps, Exhaled Carbon Dioxide Modules | 8300 Alaris ETCO2 Module | 14093528 | Alaris Medical Systems | DMT Equipment Distribution | Akron | Akron City Campus | Akron City Hospital | Basement | 2014-07-01 | Low
No | 031064 | Infusion Pumps, Multitherapy | 20792-04-89 - Plum A+ Infusion System | 17694026 | ICU Medical / Hospira | Summa Rehab Hospital | Akron | Akron City Campus | Summa Rehab Hospital |  | 2012-01-04 | Medium
No | 031065 | Infusion Pumps, Multitherapy | 20792-04-89 - Plum A+ Infusion System | 17699259 | ICU Medical / Hospira | Summa Rehab Hospital | Akron | Akron City Campus | Summa Rehab Hospital |  | 2012-01-04 | Medium
No | 031066 | Infusion Pumps, Multitherapy | 20792-04-89 - Plum A+ Infusion System | 17692088 | ICU Medical / Hospira | Summa Rehab Hospital | Akron | Akron City Campus | Summa Rehab Hospital |  | 2012-01-04 | Medium
No | 031067 | Infusion Pumps, Multitherapy | 20792-04-89 - Plum A+ Infusion System | 17693021 | ICU Medical / Hospira | Summa Rehab Hospital | Akron | Akron City Campus | Summa Rehab Hospital |  | 2012-01-04 | Medium
No | 031068 | Infusion Pumps, Multitherapy | 20792-04-89 - Plum A+ Infusion System | 17691867 | ICU Medical / Hospira | Summa Rehab Hospital | Akron | Akron City Campus | Summa Rehab Hospital |  | 2012-01-04 | Medium
No | 031069 | Infusion Pumps, Multitherapy | 20792-04-89 - Plum A+ Infusion System | 17692460 | ICU Medical / Hospira | Summa Rehab Hospital | Akron | Akron City Campus | Summa Rehab Hospital |  | 2012-01-04 | Medium
No | 031070 | Infusion Pumps, Multitherapy | 20792-04-89 - Plum A+ Infusion System | 17699393 | ICU Medical / Hospira | Summa Rehab Hospital | Akron | Akron City Campus | Summa Rehab Hospital |  | 2012-01-04 | Medium
No | 031071 | Infusion Pumps, Multitherapy | 20792-04-89 - Plum A+ Infusion System | 17693039 | ICU Medical / Hospira | Summa Rehab Hospital | Akron | Akron City Campus | Summa Rehab Hospital |  | 2012-01-04 | Medium
No | 031072 | Infusion Pumps, Multitherapy | 20792-04-89 - Plum A+ Infusion System | 17699271 | ICU Medical / Hospira | Summa Rehab Hospital | Akron | Akron City Campus | Summa Rehab Hospital |  | 2012-01-04 | Medium
No | 031073 | Infusion Pumps, Multitherapy | 20792-04-89 - Plum A+ Infusion System | 17692921 | ICU Medical / Hospira | Summa Rehab Hospital | Akron | Akron City Campus | Summa Rehab Hospital |  | 2012-01-04 | Medium
No | 031074 | Infusion Pumps, Multitherapy | 20792-04-89 - Plum A+ Infusion System | 17700779 | ICU Medical / Hospira | Summa Rehab Hospital | Akron | Akron City Campus | Summa Rehab Hospital |  | 2012-01-04 | Medium
No | 031075 | Infusion Pumps, Multitherapy | 20792-04-89 - Plum A+ Infusion System | 17692991 | ICU Medical / Hospira | Summa Rehab Hospital | Akron | Akron City Campus | Summa Rehab Hospital |  | 2012-01-04 | Medium
No | 031076 | Infusion Pumps, Multitherapy | 20792-04-89 - Plum A+ Infusion System | 17699379 | ICU Medical / Hospira | Summa Rehab Hospital | Akron | Akron City Campus | Summa Rehab Hospital |  | 2012-01-04 | Medium
No | 031077 | Infusion Pumps, Multitherapy | 20792-04-89 - Plum A+ Infusion System | 17692955 | ICU Medical / Hospira | Summa Rehab Hospital | Akron | Akron City Campus | Summa Rehab Hospital |  | 2012-01-04 | Medium
No | 031078 | Infusion Pumps, Multitherapy | 20792-04-89 - Plum A+ Infusion System | 17691447 | ICU Medical / Hospira | Summa Rehab Hospital | Akron | Akron City Campus | Summa Rehab Hospital |  | 2012-01-04 | Medium
No | 060865 | Infusion Pumps, Multitherapy | 20792-04-89 - Plum A+ Infusion System | 17444915 | ICU Medical / Hospira | Summa Rehab Hospital | Akron | Akron City Campus | Summa Rehab Hospital |  | 2021-09-16 | Medium
No | 060866 | Infusion Pumps, Multitherapy | 20792-04-89 - Plum A+ Infusion System | 17464629 | ICU Medical / Hospira | Summa Rehab Hospital | Akron | Akron City Campus | Summa Rehab Hospital |  | 2021-09-16 | Medium
No | 060869 | Infusion Pumps, Multitherapy | 20792-04-89 - Plum A+ Infusion System | 17444836 | ICU Medical / Hospira | Summa Rehab Hospital | Akron | Akron City Campus | Summa Rehab Hospital |  | 2021-09-16 | Medium
No | 060870 | Infusion Pumps, Multitherapy | 20792-04-89 - Plum A+ Infusion System | 17464547 | ICU Medical / Hospira | Summa Rehab Hospital | Akron | Akron City Campus | Summa Rehab Hospital |  | 2021-09-16 | Medium
No | 060871 | Infusion Pumps, Multitherapy | 20792-04-89 - Plum A+ Infusion System | 17444906 | ICU Medical / Hospira | Summa Rehab Hospital | Akron | Akron City Campus | Summa Rehab Hospital |  | 2021-09-16 | Medium
No | 060872 | Infusion Pumps, Multitherapy | 20792-04-89 - Plum A+ Infusion System | 17444861 | ICU Medical / Hospira | Summa Rehab Hospital | Akron | Akron City Campus | Summa Rehab Hospital |  | 2021-09-16 | Medium
No | 060873 | Infusion Pumps, Multitherapy | 20792-04-89 - Plum A+ Infusion System | 17464641 | ICU Medical / Hospira | Summa Rehab Hospital | Akron | Akron City Campus | Summa Rehab Hospital |  | 2021-09-16 | Medium
No | 060874 | Infusion Pumps, Multitherapy | 20792-04-89 - Plum A+ Infusion System | 13888420 | ICU Medical / Hospira | Summa Rehab Hospital | Akron | Akron City Campus | Summa Rehab Hospital |  | 2021-09-16 | Medium
No | 034355 | Infusion Pumps, Multitherapy | 8015 Alaris IV Pump Controller (PC) | 14082496 | Alaris Medical Systems | DMT Equipment Distribution | Akron | Akron City Campus | Akron City Hospital | Basement | 2014-06-30 | Medium
No | 034356 | Infusion Pumps, Multitherapy | 8015 Alaris IV Pump Controller (PC) | 14047013 | Alaris Medical Systems | DMT Equipment Distribution | Akron | Akron City Campus | Akron City Hospital | Basement | 2014-06-30 | Medium
No | 040000 | Infusion Pumps, Multitherapy | 8015 Alaris IV Pump Controller (PC) | 14079890 | Alaris Medical Systems | DMT Equipment Distribution | Akron | Akron City Campus | Akron City Hospital | Basement | 2014-07-01 | Medium
No | 040001 | Infusion Pumps, Multitherapy | 8015 Alaris IV Pump Controller (PC) | 14080439 | Alaris Medical Systems | DMT Equipment Distribution | Akron | Akron City Campus | Akron City Hospital | Basement | 2014-07-01 | Medium
No | 040002 | Infusion Pumps, Multitherapy | 8015 Alaris IV Pump Controller (PC) | 14079888 | Alaris Medical Systems | DMT Equipment Distribution | Akron | Akron City Campus | Akron City Hospital | Basement | 2014-07-01 | Medium
No | 040003 | Infusion Pumps, Multitherapy | 8015 Alaris IV Pump Controller (PC) | 14080661 | Alaris Medical Systems | DMT Equipment Distribution - SB | Barberton | Barberton Campus | Summa Barberton Hospital | 5th Floor | 2014-07-01 | Medium
No | 040008 | Infusion Pumps, Multitherapy | 8015 Alaris IV Pump Controller (PC) | 14080543 | Alaris Medical Systems | DMT Equipment Distribution - SB | Barberton | Barberton Campus | Summa Barberton Hospital | 5th Floor | 2014-07-01 | Medium
No | 040041 | Infusion Pumps, Multitherapy | 8015 Alaris IV Pump Controller (PC) | 14080997 | Alaris Medical Systems | DMT Equipment Distribution | Akron | Akron City Campus | Akron City Hospital | Basement | 2014-07-01 | Medium
No | 040042 | Infusion Pumps, Multitherapy | 8015 Alaris IV Pump Controller (PC) | 14080634 | Alaris Medical Systems | DMT Equipment Distribution - SB | Barberton | Barberton Campus | Summa Barberton Hospital | 5th Floor | 2014-07-01 | Medium
No | 040062 | Infusion Pumps, Multitherapy | 8015 Alaris IV Pump Controller (PC) | 14080850 | Alaris Medical Systems | DMT Equipment Distribution - SB | Barberton | Barberton Campus | Summa Barberton Hospital | 5th Floor | 2014-07-01 | Medium
No | 040063 | Infusion Pumps, Multitherapy | 8015 Alaris IV Pump Controller (PC) | 14080795 | Alaris Medical Systems | DMT Equipment Distribution | Akron | Akron City Campus | Akron City Hospital | Basement | 2014-07-01 | Medium
No | 040066 | Infusion Pumps, Multitherapy | 8015 Alaris IV Pump Controller (PC) | 14080969 | Alaris Medical Systems | DMT Equipment Distribution | Akron | Akron City Campus | Akron City Hospital | Basement | 2014-07-01 | Medium
No | 040067 | Infusion Pumps, Multitherapy | 8015 Alaris IV Pump Controller (PC) | 14080605 | Alaris Medical Systems | DMT Equipment Distribution | Akron | Akron City Campus | Akron City Hospital | Basement | 2014-07-01 | Medium
No | 040068 | Infusion Pumps, Multitherapy | 8015 Alaris IV Pump Controller (PC) | 14079758 | Alaris Medical Systems | DMT Equipment Distribution | Akron | Akron City Campus | Akron City Hospital | Basement | 2014-07-01 | Medium
No | 040069 | Infusion Pumps, Multitherapy | 8015 Alaris IV Pump Controller (PC) | 14080947 | Alaris Medical Systems | DMT Equipment Distribution | Akron | Akron City Campus | Akron City Hospital | Basement | 2014-07-01 | Medium
No | 040070 | Infusion Pumps, Multitherapy | 8015 Alaris IV Pump Controller (PC) | 14080769 | Alaris Medical Systems | DMT Equipment Distribution | Akron | Akron City Campus | Akron City Hospital | Basement | 2014-07-01 | Medium
No | 040071 | Infusion Pumps, Multitherapy | 8015 Alaris IV Pump Controller (PC) | 14080867 | Alaris Medical Systems | DMT Equipment Distribution | Akron | Akron City Campus | Akron City Hospital | Basement | 2014-07-01 | Medium
No | 040072 | Infusion Pumps, Multitherapy | 8015 Alaris IV Pump Controller (PC) | 14080551 | Alaris Medical Systems | DMT Equipment Distribution | Akron | Akron City Campus | Akron City Hospital | Basement | 2014-07-01 | Medium
No | 040073 | Infusion Pumps, Multitherapy | 8015 Alaris IV Pump Controller (PC) | 14079725 | Alaris Medical Systems | Central Processing/Supply - SW | Barberton | Wadsworth Campus | Wadsworth-Rittman Medical Center | 1st Floor | 2014-07-01 | Medium
No | 040074 | Infusion Pumps, Multitherapy | 8015 Alaris IV Pump Controller (PC) | 14080706 | Alaris Medical Systems | DMT Equipment Distribution - SB | Barberton | Barberton Campus | Summa Barberton Hospital | 5th Floor | 2014-07-01 | Medium
No | 040075 | Infusion Pumps, Multitherapy | 8015 Alaris IV Pump Controller (PC) | 14080718 | Alaris Medical Systems | DMT Equipment Distribution | Akron | Akron City Campus | Akron City Hospital | Basement | 2014-07-01 | Medium
No | 040076 | Infusion Pumps, Multitherapy | 8015 Alaris IV Pump Controller (PC) | 14080988 | Alaris Medical Systems | DMT Equipment Distribution | Akron | Akron City Campus | Akron City Hospital | Basement | 2014-07-01 | Medium
No | 040077 | Infusion Pumps, Multitherapy | 8015 Alaris IV Pump Controller (PC) | 14080950 | Alaris Medical Systems | DMT Equipment Distribution | Akron | Akron City Campus | Akron City Hospital | Basement | 2014-07-01 | Medium
No | 040078 | Infusion Pumps, Multitherapy | 8015 Alaris IV Pump Controller (PC) | 14080151 | Alaris Medical Systems | DMT Equipment Distribution | Akron | Akron City Campus | Akron City Hospital | Basement | 2014-07-01 | Medium
No | 040079 | Infusion Pumps, Multitherapy | 8015 Alaris IV Pump Controller (PC) | 14080550 | Alaris Medical Systems | DMT Equipment Distribution | Akron | Akron City Campus | Akron City Hospital | Basement | 2014-07-01 | Medium
No | 040080 | Infusion Pumps, Multitherapy | 8015 Alaris IV Pump Controller (PC) | 14080913 | Alaris Medical Systems | DMT Equipment Distribution - SB | Barberton | Barberton Campus | Summa Barberton Hospital | 5th Floor | 2014-07-01 | Medium
No | 040081 | Infusion Pumps, Multitherapy | 8015 Alaris IV Pump Controller (PC) | 14080530 | Alaris Medical Systems | DMT Equipment Distribution - SB | Barberton | Barberton Campus | Summa Barberton Hospital | 5th Floor | 2014-07-01 | Medium
No | 040082 | Infusion Pumps, Multitherapy | 8015 Alaris IV Pump Controller (PC) | 14080869 | Alaris Medical Systems | DMT Equipment Distribution | Akron | Akron City Campus | Akron City Hospital | Basement | 2014-07-01 | Medium
No | 040083 | Infusion Pumps, Multitherapy | 8015 Alaris IV Pump Controller (PC) | 14079599 | Alaris Medical Systems | DMT Equipment Distribution - SB | Barberton | Barberton Campus | Summa Barberton Hospital | 5th Floor | 2014-07-01 | Medium
No | 040084 | Infusion Pumps, Multitherapy | 8015 Alaris IV Pump Controller (PC) | 14080989 | Alaris Medical Systems | DMT Equipment Distribution | Akron | Akron City Campus | Akron City Hospital | Basement | 2014-07-01 | Medium
No | 040085 | Infusion Pumps, Multitherapy | 8015 Alaris IV Pump Controller (PC) | 14075319 | Alaris Medical Systems | DMT Equipment Distribution - SB | Barberton | Barberton Campus | Summa Barberton Hospital | 5th Floor | 2014-07-01 | Medium
No | 040086 | Infusion Pumps, Multitherapy | 8015 Alaris IV Pump Controller (PC) | 14080941 | Alaris Medical Systems | DMT Equipment Distribution | Akron | Akron City Campus | Akron City Hospital | Basement | 2014-07-01 | Medium
No | 040087 | Infusion Pumps, Multitherapy | 8015 Alaris IV Pump Controller (PC) | 14080936 | Alaris Medical Systems | DMT Equipment Distribution | Barberton | Barberton Campus | Summa Barberton Hospital | Basement | 2014-07-01 | Medium
No | 040088 | Infusion Pumps, Multitherapy | 8015 Alaris IV Pump Controller (PC) | 14080994 | Alaris Medical Systems | DMT Equipment Distribution - SB | Barberton | Barberton Campus | Summa Barberton Hospital | 5th Floor | 2014-07-01 | Medium
No | 040089 | Infusion Pumps, Multitherapy | 8015 Alaris IV Pump Controller (PC) | 14080703 | Alaris Medical Systems | DMT Equipment Distribution | Akron | Akron City Campus | Akron City Hospital | Basement | 2014-07-01 | Medium
No | 040090 | Infusion Pumps, Multitherapy | 8015 Alaris IV Pump Controller (PC) | 14080561 | Alaris Medical Systems | DMT Equipment Distribution - SB | Barberton | Barberton Campus | Summa Barberton Hospital | 5th Floor | 2014-07-01 | Medium
No | 040091 | Infusion Pumps, Multitherapy | 8015 Alaris IV Pump Controller (PC) | 14079680 | Alaris Medical Systems | DMT Equipment Distribution | Akron | Akron City Campus | Akron City Hospital | Basement | 2014-07-01 | Medium
No | 040092 | Infusion Pumps, Multitherapy | 8015 Alaris IV Pump Controller (PC) | 14080992 | Alaris Medical Systems | DMT Equipment Distribution | Akron | Akron City Campus | Akron City Hospital | Basement | 2014-07-01 | Medium
No | 040093 | Infusion Pumps, Multitherapy | 8015 Alaris IV Pump Controller (PC) | 14080948 | Alaris Medical Systems | DMT Equipment Distribution | Akron | Akron City Campus | Akron City Hospital | Basement | 2014-07-01 | Medium
No | 040094 | Infusion Pumps, Multitherapy | 8015 Alaris IV Pump Controller (PC) | 14080975 | Alaris Medical Systems | DMT Equipment Distribution | Akron | Akron City Campus | Akron City Hospital | Basement | 2014-07-01 | Medium
No | 040095 | Infusion Pumps, Multitherapy | 8015 Alaris IV Pump Controller (PC) | 14080932 | Alaris Medical Systems | DMT Equipment Distribution | Akron | Akron City Campus | Akron City Hospital | Basement | 2014-07-01 | Medium
No | 040096 | Infusion Pumps, Multitherapy | 8015 Alaris IV Pump Controller (PC) | 14080667 | Alaris Medical Systems | DMT Equipment Distribution | Akron | Akron City Campus | Akron City Hospital | Basement | 2014-07-01 | Medium
No | 040097 | Infusion Pumps, Multitherapy | 8015 Alaris IV Pump Controller (PC) | 14080991 | Alaris Medical Systems | DMT Equipment Distribution | Akron | Akron City Campus | Akron City Hospital | Basement | 2014-07-01 | Medium
No | 040098 | Infusion Pumps, Multitherapy | 8015 Alaris IV Pump Controller (PC) | 14080982 | Alaris Medical Systems | DMT Equipment Distribution | Akron | Akron City Campus | Akron City Hospital | Basement | 2014-07-01 | Medium
No | 040099 | Infusion Pumps, Multitherapy | 8015 Alaris IV Pump Controller (PC) | 14080817 | Alaris Medical Systems | DMT Equipment Distribution - SB | Barberton | Barberton Campus | Summa Barberton Hospital | 5th Floor | 2014-07-01 | Medium
No | 040100 | Infusion Pumps, Multitherapy | 8015 Alaris IV Pump Controller (PC) | 14080995 | Alaris Medical Systems | DMT Equipment Distribution | Akron | Akron City Campus | Akron City Hospital | Basement | 2014-07-01 | Medium
No | 040101 | Infusion Pumps, Multitherapy | 8015 Alaris IV Pump Controller (PC) | 14080891 | Alaris Medical Systems | DMT Equipment Distribution - SB | Barberton | Barberton Campus | Summa Barberton Hospital | 5th Floor | 2014-07-01 | Medium
No | 040102 | Infusion Pumps, Multitherapy | 8015 Alaris IV Pump Controller (PC) | 14080513 | Alaris Medical Systems | DMT Equipment Distribution | Akron | Akron City Campus | Akron City Hospital | Basement | 2014-07-01 | Medium
No | 040103 | Infusion Pumps, Multitherapy | 8015 Alaris IV Pump Controller (PC) | 14080888 | Alaris Medical Systems | DMT Equipment Distribution - SB | Barberton | Barberton Campus | Summa Barberton Hospital | 5th Floor | 2014-07-01 | Medium
No | 040104 | Infusion Pumps, Multitherapy | 8015 Alaris IV Pump Controller (PC) | 14080978 | Alaris Medical Systems | DMT Equipment Distribution - SB | Barberton | Barberton Campus | Summa Barberton Hospital | 5th Floor | 2014-07-01 | Medium
No | 040105 | Infusion Pumps, Multitherapy | 8015 Alaris IV Pump Controller (PC) | 14080687 | Alaris Medical Systems | DMT Equipment Distribution - SB | Barberton | Barberton Campus | Summa Barberton Hospital | 5th Floor | 2014-07-01 | Medium
No | 040106 | Infusion Pumps, Multitherapy | 8015 Alaris IV Pump Controller (PC) | 14080438 | Alaris Medical Systems | DMT Equipment Distribution | Akron | Akron City Campus | Akron City Hospital | Basement | 2014-07-01 | Medium
No | 040107 | Infusion Pumps, Multitherapy | 8015 Alaris IV Pump Controller (PC) | 14080812 | Alaris Medical Systems | DMT Equipment Distribution | Akron | Akron City Campus | Akron City Hospital | Basement | 2014-07-01 | Medium
No | 040108 | Infusion Pumps, Multitherapy | 8015 Alaris IV Pump Controller (PC) | 14080945 | Alaris Medical Systems | DMT Equipment Distribution | Akron | Akron City Campus | Akron City Hospital | Basement | 2014-07-01 | Medium
No | 040109 | Infusion Pumps, Multitherapy | 8015 Alaris IV Pump Controller (PC) | 14080787 | Alaris Medical Systems | DMT Equipment Distribution | Akron | Akron City Campus | Akron City Hospital | Basement | 2014-07-01 | Medium
No | 040110 | Infusion Pumps, Multitherapy | 8015 Alaris IV Pump Controller (PC) | 14080445 | Alaris Medical Systems | DMT Equipment Distribution | Akron | Akron City Campus | Akron City Hospital | Basement | 2014-07-01 | Medium
No | 040111 | Infusion Pumps, Multitherapy | 8015 Alaris IV Pump Controller (PC) | 14080784 | Alaris Medical Systems | DMT Equipment Distribution | Akron | Akron City Campus | Akron City Hospital | Basement | 2014-07-01 | Medium
No | 040112 | Infusion Pumps, Multitherapy | 8015 Alaris IV Pump Controller (PC) | 14080770 | Alaris Medical Systems | DMT Equipment Distribution | Akron | Akron City Campus | Akron City Hospital | Basement | 2014-07-01 | Medium
No | 040113 | Infusion Pumps, Multitherapy | 8015 Alaris IV Pump Controller (PC) | 14080036 | Alaris Medical Systems | DMT Equipment Distribution | Akron | Akron City Campus | Akron City Hospital | Basement | 2014-07-01 | Medium
No | 040114 | Infusion Pumps, Multitherapy | 8015 Alaris IV Pump Controller (PC) | 14080209 | Alaris Medical Systems | DMT Equipment Distribution | Akron | Akron City Campus | Akron City Hospital | Basement | 2014-07-01 | Medium
No | 040115 | Infusion Pumps, Multitherapy | 8015 Alaris IV Pump Controller (PC) | 14080854 | Alaris Medical Systems | DMT Equipment Distribution | Akron | Akron City Campus | Akron City Hospital | Basement | 2014-07-01 | Medium
No | 040116 | Infusion Pumps, Multitherapy | 8015 Alaris IV Pump Controller (PC) | 14080353 | Alaris Medical Systems | DMT Equipment Distribution | Akron | Akron City Campus | Akron City Hospital | Basement | 2014-07-01 | Medium
No | 040117 | Infusion Pumps, Multitherapy | 8015 Alaris IV Pump Controller (PC) | 14080934 | Alaris Medical Systems | DMT Equipment Distribution | Akron | Akron City Campus | Akron City Hospital | Basement | 2014-07-01 | Medium
No | 040118 | Infusion Pumps, Multitherapy | 8015 Alaris IV Pump Controller (PC) | 14080677 | Alaris Medical Systems | DMT Equipment Distribution | Akron | Akron City Campus | Akron City Hospital | Basement | 2014-07-01 | Medium
No | 040119 | Infusion Pumps, Multitherapy | 8015 Alaris IV Pump Controller (PC) | 14080736 | Alaris Medical Systems | DMT Equipment Distribution - SB | Barberton | Barberton Campus | Summa Barberton Hospital | 5th Floor | 2014-07-01 | Medium
No | 040120 | Infusion Pumps, Multitherapy | 8015 Alaris IV Pump Controller (PC) | 14079780 | Alaris Medical Systems | DMT Equipment Distribution | Akron | Akron City Campus | Akron City Hospital | Basement | 2014-07-01 | Medium
No | 040121 | Infusion Pumps, Multitherapy | 8015 Alaris IV Pump Controller (PC) | 14080011 | Alaris Medical Systems | DMT Equipment Distribution - SB | Barberton | Barberton Campus | Summa Barberton Hospital | 5th Floor | 2014-07-01 | Medium
No | 040122 | Infusion Pumps, Multitherapy | 8015 Alaris IV Pump Controller (PC) | 14080993 | Alaris Medical Systems | DMT Equipment Distribution | Akron | Akron City Campus | Akron City Hospital | Basement | 2014-07-01 | Medium
No | 040123 | Infusion Pumps, Multitherapy | 8015 Alaris IV Pump Controller (PC) | 14080563 | Alaris Medical Systems | DMT Equipment Distribution | Akron | Akron City Campus | Akron City Hospital | Basement | 2014-07-01 | Medium
No | 040124 | Infusion Pumps, Multitherapy | 8015 Alaris IV Pump Controller (PC) | 14080798 | Alaris Medical Systems | DMT Equipment Distribution | Akron | Akron City Campus | Akron City Hospital | Basement | 2014-07-01 | Medium
No | 040125 | Infusion Pumps, Multitherapy | 8015 Alaris IV Pump Controller (PC) | 14079540 | Alaris Medical Systems | DMT Equipment Distribution | Akron | Akron City Campus | Akron City Hospital | Basement | 2014-07-01 | Medium
No | 040126 | Infusion Pumps, Multitherapy | 8015 Alaris IV Pump Controller (PC) | 14080960 | Alaris Medical Systems | DMT Equipment Distribution | Akron | Akron City Campus | Akron City Hospital | Basement | 2014-07-01 | Medium
No | 040127 | Infusion Pumps, Multitherapy | 8015 Alaris IV Pump Controller (PC) | 14080599 | Alaris Medical Systems | DMT Equipment Distribution | Akron | Akron City Campus | Akron City Hospital | Basement | 2014-07-01 | Medium
No | 040128 | Infusion Pumps, Multitherapy | 8015 Alaris IV Pump Controller (PC) | 14076893 | Alaris Medical Systems | DMT Equipment Distribution | Akron | Akron City Campus | Akron City Hospital | Basement | 2014-07-01 | Medium
No | 040129 | Infusion Pumps, Multitherapy | 8015 Alaris IV Pump Controller (PC) | 14080060 | Alaris Medical Systems | DMT Equipment Distribution | Akron | Akron City Campus | Akron City Hospital | Basement | 2014-07-01 | Medium
No | 040130 | Infusion Pumps, Multitherapy | 8015 Alaris IV Pump Controller (PC) | 14080946 | Alaris Medical Systems | DMT Equipment Distribution | Akron | Akron City Campus | Akron City Hospital | Basement | 2014-07-01 | Medium
No | 040131 | Infusion Pumps, Multitherapy | 8015 Alaris IV Pump Controller (PC) | 14080696 | Alaris Medical Systems | DMT Equipment Distribution | Akron | Akron City Campus | Akron City Hospital | Basement | 2014-07-01 | Medium
No | 040132 | Infusion Pumps, Multitherapy | 8015 Alaris IV Pump Controller (PC) | 14077392 | Alaris Medical Systems | DMT Equipment Distribution - SB | Barberton | Green Campus | Green Medical Center | Ground Floor | 2014-07-01 | Medium
No | 040133 | Infusion Pumps, Multitherapy | 8015 Alaris IV Pump Controller (PC) | 14079500 | Alaris Medical Systems | DMT Equipment Distribution | Akron | Akron City Campus | Akron City Hospital | Basement | 2014-07-01 | Medium
No | 040134 | Infusion Pumps, Multitherapy | 8015 Alaris IV Pump Controller (PC) | 14080027 | Alaris Medical Systems | DMT Equipment Distribution | Akron | Akron City Campus | Akron City Hospital | Basement | 2014-07-01 | Medium
No | 040135 | Infusion Pumps, Multitherapy | 8015 Alaris IV Pump Controller (PC) | 14079993 | Alaris Medical Systems | DMT Equipment Distribution - SB | Barberton | Barberton Campus | Summa Barberton Hospital | 5th Floor | 2014-07-01 | Medium
No | 040136 | Infusion Pumps, Multitherapy | 8015 Alaris IV Pump Controller (PC) | 14080847 | Alaris Medical Systems | DMT Equipment Distribution | Akron | Akron City Campus | Akron City Hospital | Basement | 2014-07-01 | Medium
No | 040137 | Infusion Pumps, Multitherapy | 8015 Alaris IV Pump Controller (PC) | 14080650 | Alaris Medical Systems | Central Processing/Supply - SW | Barberton | Wadsworth Campus | Wadsworth-Rittman Medical Center | 1st Floor | 2014-07-01 | Medium
No | 040138 | Infusion Pumps, Multitherapy | 8015 Alaris IV Pump Controller (PC) | 14080088 | Alaris Medical Systems | DMT Equipment Distribution - SB | Barberton | Barberton Campus | Summa Barberton Hospital | 5th Floor | 2014-07-01 | Medium
No | 040139 | Infusion Pumps, Multitherapy | 8015 Alaris IV Pump Controller (PC) | 14079984 | Alaris Medical Systems | DMT Equipment Distribution | Akron | Akron City Campus | Akron City Hospital | Basement | 2014-07-01 | Medium
No | 040140 | Infusion Pumps, Multitherapy | 8015 Alaris IV Pump Controller (PC) | 14079982 | Alaris Medical Systems | DMT Equipment Distribution | Akron | Akron City Campus | Akron City Hospital | Basement | 2014-07-01 | Medium
No | 040141 | Infusion Pumps, Multitherapy | 8015 Alaris IV Pump Controller (PC) | 14077384 | Alaris Medical Systems | DMT Equipment Distribution - SB | Barberton | Barberton Campus | Summa Barberton Hospital | 5th Floor | 2014-07-01 | Medium
No | 040142 | Infusion Pumps, Multitherapy | 8015 Alaris IV Pump Controller (PC) | 14079246 | Alaris Medical Systems | Central Processing/Supply - SW | Barberton | Wadsworth Campus | Wadsworth-Rittman Medical Center | 1st Floor | 2014-07-01 | Medium
No | 040143 | Infusion Pumps, Multitherapy | 8015 Alaris IV Pump Controller (PC) | 14079787 | Alaris Medical Systems | DMT Equipment Distribution | Akron | Akron City Campus | Akron City Hospital | Basement | 2014-07-01 | Medium
No | 040144 | Infusion Pumps, Multitherapy | 8015 Alaris IV Pump Controller (PC) | 14080735 | Alaris Medical Systems | DMT Equipment Distribution - SB | Barberton | Barberton Campus | Summa Barberton Hospital | 5th Floor | 2014-07-01 | Medium
No | 040145 | Infusion Pumps, Multitherapy | 8015 Alaris IV Pump Controller (PC) | 14080853 | Alaris Medical Systems | DMT Equipment Distribution - SB | Barberton | Barberton Campus | Summa Barberton Hospital | 5th Floor | 2014-07-01 | Medium
No | 040146 | Infusion Pumps, Multitherapy | 8015 Alaris IV Pump Controller (PC) | 14080666 | Alaris Medical Systems | DMT Equipment Distribution | Akron | Akron City Campus | Akron City Hospital | Basement | 2014-07-01 | Medium
No | 040147 | Infusion Pumps, Multitherapy | 8015 Alaris IV Pump Controller (PC) | 14080427 | Alaris Medical Systems | DMT Equipment Distribution | Akron | Akron City Campus | Akron City Hospital | Basement | 2014-07-01 | Medium
No | 040148 | Infusion Pumps, Multitherapy | 8015 Alaris IV Pump Controller (PC) | 14080808 | Alaris Medical Systems | DMT Equipment Distribution | Akron | Akron City Campus | Akron City Hospital | Basement | 2014-07-01 | Medium
No | 040149 | Infusion Pumps, Multitherapy | 8015 Alaris IV Pump Controller (PC) | 14080929 | Alaris Medical Systems | DMT Equipment Distribution - SB | Barberton | Barberton Campus | Summa Barberton Hospital | 5th Floor | 2014-07-01 | Medium
No | 040150 | Infusion Pumps, Multitherapy | 8015 Alaris IV Pump Controller (PC) | 14080126 | Alaris Medical Systems | DMT Equipment Distribution | Akron | Akron City Campus | Akron City Hospital | Basement | 2014-07-01 | Medium
No | 040151 | Infusion Pumps, Multitherapy | 8015 Alaris IV Pump Controller (PC) | 14080983 | Alaris Medical Systems | DMT Equipment Distribution - SB | Barberton | Barberton Campus | Summa Barberton Hospital | 5th Floor | 2014-07-01 | Medium
No | 040152 | Infusion Pumps, Multitherapy | 8015 Alaris IV Pump Controller (PC) | 14078296 | Alaris Medical Systems | DMT Equipment Distribution | Akron | Akron City Campus | Akron City Hospital | Basement | 2014-07-01 | Medium
No | 040153 | Infusion Pumps, Multitherapy | 8015 Alaris IV Pump Controller (PC) | 14079476 | Alaris Medical Systems | DMT Equipment Distribution - SB | Barberton | Barberton Campus | Summa Barberton Hospital | 5th Floor | 2014-07-01 | Medium
No | 040155 | Infusion Pumps, Multitherapy | 8015 Alaris IV Pump Controller (PC) | 14078318 | Alaris Medical Systems | DMT Equipment Distribution | Akron | Akron City Campus | Akron City Hospital | Basement | 2014-07-01 | Medium
No | 040156 | Infusion Pumps, Multitherapy | 8015 Alaris IV Pump Controller (PC) | 14079792 | Alaris Medical Systems | DMT Equipment Distribution | Akron | Akron City Campus | Akron City Hospital | Basement | 2014-07-01 | Medium
No | 040159 | Infusion Pumps, Multitherapy | 8015 Alaris IV Pump Controller (PC) | 14079049 | Alaris Medical Systems | Neurology Outpatient - Portage Lakes | Barberton | Portage Lakes Campus | Summa Health Portage Lakes Medical Center | Ground Floor | 2014-07-01 | Medium
No | 040160 | Infusion Pumps, Multitherapy | 8015 Alaris IV Pump Controller (PC) | 14079396 | Alaris Medical Systems | Medina ASC | Barberton | Medina Campus | Medina Medical Center | 1st Floor | 2014-07-01 | Medium
No | 040161 | Infusion Pumps, Multitherapy | 8015 Alaris IV Pump Controller (PC) | 14080977 | Alaris Medical Systems | DMT Equipment Distribution - SB | Barberton | Barberton Campus | Summa Barberton Hospital | 5th Floor | 2014-07-01 | Medium
No | 040163 | Infusion Pumps, Multitherapy | 8015 Alaris IV Pump Controller (PC) | 14080431 | Alaris Medical Systems | DMT Equipment Distribution - SB | Barberton | Barberton Campus | Summa Barberton Hospital | 5th Floor | 2014-07-01 | Medium
No | 040164 | Infusion Pumps, Multitherapy | 8015 Alaris IV Pump Controller (PC) | 14080967 | Alaris Medical Systems | DMT Equipment Distribution - SB | Barberton | Barberton Campus | Summa Barberton Hospital | 5th Floor | 2014-07-01 | Medium
No | 040165 | Infusion Pumps, Multitherapy | 8015 Alaris IV Pump Controller (PC) | 14080675 | Alaris Medical Systems | DMT Equipment Distribution | Akron | Akron City Campus | Akron City Hospital | Basement | 2014-07-01 | Medium
No | 040166 | Infusion Pumps, Multitherapy | 8015 Alaris IV Pump Controller (PC) | 14080734 | Alaris Medical Systems | DMT Equipment Distribution | Akron | Akron City Campus | Akron City Hospital | Basement | 2014-07-01 | Medium
No | 040167 | Infusion Pumps, Multitherapy | 8015 Alaris IV Pump Controller (PC) | 14080159 | Alaris Medical Systems | Central Processing/Supply - SW | Barberton | Wadsworth Campus | Wadsworth-Rittman Medical Center | 1st Floor | 2014-07-01 | Medium
No | 040168 | Infusion Pumps, Multitherapy | 8015 Alaris IV Pump Controller (PC) | 14080981 | Alaris Medical Systems | DMT Equipment Distribution | Akron | Akron City Campus | Akron City Hospital | Basement | 2014-07-01 | Medium
No | 040169 | Infusion Pumps, Multitherapy | 8015 Alaris IV Pump Controller (PC) | 14079441 | Alaris Medical Systems | DMT Equipment Distribution | Akron | Akron City Campus | Akron City Hospital | Basement | 2014-07-01 | Medium
No | 040170 | Infusion Pumps, Multitherapy | 8015 Alaris IV Pump Controller (PC) | 14080657 | Alaris Medical Systems | DMT Equipment Distribution - SB | Barberton | Barberton Campus | Summa Barberton Hospital | 5th Floor | 2014-07-01 | Medium
No | 040171 | Infusion Pumps, Multitherapy | 8015 Alaris IV Pump Controller (PC) | 14080927 | Alaris Medical Systems | DMT Equipment Distribution - SB | Barberton | Barberton Campus | Summa Barberton Hospital | 5th Floor | 2014-07-01 | Medium
No | 040172 | Infusion Pumps, Multitherapy | 8015 Alaris IV Pump Controller (PC) | 14078227 | Alaris Medical Systems | DMT Equipment Distribution | Akron | Akron City Campus | Akron City Hospital | Basement | 2014-07-01 | Medium
No | 040173 | Infusion Pumps, Multitherapy | 8015 Alaris IV Pump Controller (PC) | 14080132 | Alaris Medical Systems | DMT Equipment Distribution | Akron | Akron City Campus | Akron City Hospital | Basement | 2014-07-01 | Medium
No | 040183 | Infusion Pumps, Multitherapy | 8015 Alaris IV Pump Controller (PC) | 14079426 | Alaris Medical Systems | DMT Equipment Distribution | Akron | Akron City Campus | Akron City Hospital | Basement | 2014-07-01 | Medium
No | 040184 | Infusion Pumps, Multitherapy | 8015 Alaris IV Pump Controller (PC) | 14079759 | Alaris Medical Systems | DMT Equipment Distribution | Akron | Akron City Campus | Akron City Hospital | Basement | 2014-07-01 | Medium
No | 040185 | Infusion Pumps, Multitherapy | 8015 Alaris IV Pump Controller (PC) | 14079265 | Alaris Medical Systems | DMT Equipment Distribution | Akron | Akron City Campus | Akron City Hospital | Basement | 2014-07-01 | Medium
No | 040186 | Infusion Pumps, Multitherapy | 8015 Alaris IV Pump Controller (PC) | 14077752 | Alaris Medical Systems | DMT Equipment Distribution - SB | Barberton | Barberton Campus | Summa Barberton Hospital | 5th Floor | 2014-07-01 | Medium
No | 040187 | Infusion Pumps, Multitherapy | 8015 Alaris IV Pump Controller (PC) | 14079655 | Alaris Medical Systems | DMT Equipment Distribution | Akron | Akron City Campus | Akron City Hospital | Basement | 2014-07-01 | Medium
No | 040188 | Infusion Pumps, Multitherapy | 8015 Alaris IV Pump Controller (PC) | 14080909 | Alaris Medical Systems | DMT Equipment Distribution - SB | Barberton | Barberton Campus | Summa Barberton Hospital | 5th Floor | 2014-07-01 | Medium
No | 040189 | Infusion Pumps, Multitherapy | 8015 Alaris IV Pump Controller (PC) | 14074599 | Alaris Medical Systems | DMT Equipment Distribution - SB | Barberton | Barberton Campus | Summa Barberton Hospital | 5th Floor | 2014-07-01 | Medium
No | 040190 | Infusion Pumps, Multitherapy | 8015 Alaris IV Pump Controller (PC) | 14078976 | Alaris Medical Systems | DMT Equipment Distribution | Akron | Akron City Campus | Akron City Hospital | Basement | 2014-07-01 | Medium
No | 040191 | Infusion Pumps, Multitherapy | 8015 Alaris IV Pump Controller (PC) | 14080985 | Alaris Medical Systems | DMT Equipment Distribution | Akron | Akron City Campus | Akron City Hospital | Basement | 2014-07-01 | Medium
No | 040192 | Infusion Pumps, Multitherapy | 8015 Alaris IV Pump Controller (PC) | 14079786 | Alaris Medical Systems | DMT Equipment Distribution | Akron | Akron City Campus | Akron City Hospital | Basement | 2014-07-01 | Medium
No | 040193 | Infusion Pumps, Multitherapy | 8015 Alaris IV Pump Controller (PC) | 14080628 | Alaris Medical Systems | DMT Equipment Distribution | Akron | Akron City Campus | Akron City Hospital | Basement | 2014-07-01 | Medium
No | 040194 | Infusion Pumps, Multitherapy | 8015 Alaris IV Pump Controller (PC) | 14080937 | Alaris Medical Systems | DMT Equipment Distribution - SB | Barberton | Barberton Campus | Summa Barberton Hospital | 5th Floor | 2014-07-01 | Medium
No | 040195 | Infusion Pumps, Multitherapy | 8015 Alaris IV Pump Controller (PC) | 14081217 | Alaris Medical Systems | DMT Equipment Distribution | Akron | Akron City Campus | Akron City Hospital | Basement | 2014-07-01 | Medium
No | 040196 | Infusion Pumps, Multitherapy | 8015 Alaris IV Pump Controller (PC) | 14080938 | Alaris Medical Systems | DMT Equipment Distribution | Akron | Akron City Campus | Akron City Hospital | Basement | 2014-07-01 | Medium
No | 040197 | Infusion Pumps, Multitherapy | 8015 Alaris IV Pump Controller (PC) | 14075265 | Alaris Medical Systems | DMT Equipment Distribution | Akron | Akron City Campus | Akron City Hospital | Basement | 2014-07-01 | Medium
No | 040198 | Infusion Pumps, Multitherapy | 8015 Alaris IV Pump Controller (PC) | 14080603 | Alaris Medical Systems | Outpatient Oncology - Medina | Barberton | Medina Campus | Medina Medical Center | 1st Floor | 2014-07-01 | Medium
No | 040199 | Infusion Pumps, Multitherapy | 8015 Alaris IV Pump Controller (PC) | 14073120 | Alaris Medical Systems | DMT Equipment Distribution | Akron | Akron City Campus | Akron City Hospital | Basement | 2014-07-01 | Medium
No | 040200 | Infusion Pumps, Multitherapy | 8015 Alaris IV Pump Controller (PC) | 14081222 | Alaris Medical Systems | DMT Equipment Distribution | Akron | Akron City Campus | Akron City Hospital | Basement | 2014-07-01 | Medium
No | 040201 | Infusion Pumps, Multitherapy | 8015 Alaris IV Pump Controller (PC) | 14080943 | Alaris Medical Systems | DMT Equipment Distribution | Akron | Akron City Campus | Akron City Hospital | Basement | 2014-07-01 | Medium
No | 040202 | Infusion Pumps, Multitherapy | 8015 Alaris IV Pump Controller (PC) | 14079779 | Alaris Medical Systems | DMT Equipment Distribution - SB | Barberton | Barberton Campus | Summa Barberton Hospital | 5th Floor | 2014-07-01 | Medium
No | 040203 | Infusion Pumps, Multitherapy | 8015 Alaris IV Pump Controller (PC) | 14079384 | Alaris Medical Systems | DMT Equipment Distribution | Akron | Akron City Campus | Akron City Hospital | Basement | 2014-07-01 | Medium
No | 040204 | Infusion Pumps, Multitherapy | 8015 Alaris IV Pump Controller (PC) | 14078990 | Alaris Medical Systems | DMT Equipment Distribution | Akron | Akron City Campus | Akron City Hospital | Basement | 2014-07-01 | Medium
No | 040266 | Infusion Pumps, Multitherapy | 8015 Alaris IV Pump Controller (PC) | 14083729 | Alaris Medical Systems | DMT Equipment Distribution | Akron | Akron City Campus | Akron City Hospital | Basement | 2014-06-30 | Medium
No | 040500 | Infusion Pumps, Multitherapy | 8015 Alaris IV Pump Controller (PC) | 14081308 | Alaris Medical Systems | DMT Equipment Distribution | Akron | Akron City Campus | Akron City Hospital | Basement | 2014-06-30 | Medium
No | 040501 | Infusion Pumps, Multitherapy | 8015 Alaris IV Pump Controller (PC) | 14082549 | Alaris Medical Systems | SCI-CV Testing Center - Stow | Akron | Stow-Kent Campus | Stow-Kent Medical Center | 1st Floor | 2014-06-30 | Medium
No | 040502 | Infusion Pumps, Multitherapy | 8015 Alaris IV Pump Controller (PC) | 14074128 | Alaris Medical Systems | DMT Equipment Distribution | Akron | Akron City Campus | Akron City Hospital | Basement | 2014-06-30 | Medium
No | 040503 | Infusion Pumps, Multitherapy | 8015 Alaris IV Pump Controller (PC) | 14081972 | Alaris Medical Systems | DMT Equipment Distribution | Akron | Akron City Campus | Akron City Hospital | Basement | 2014-06-30 | Medium
No | 040504 | Infusion Pumps, Multitherapy | 8015 Alaris IV Pump Controller (PC) | 14082621 | Alaris Medical Systems | DMT Equipment Distribution | Akron | Akron City Campus | Akron City Hospital | Basement | 2014-06-30 | Medium
No | 040505 | Infusion Pumps, Multitherapy | 8015 Alaris IV Pump Controller (PC) | 14082407 | Alaris Medical Systems | DMT Equipment Distribution | Akron | Akron City Campus | Akron City Hospital | Basement | 2014-06-30 | Medium
No | 040506 | Infusion Pumps, Multitherapy | 8015 Alaris IV Pump Controller (PC) | 14080831 | Alaris Medical Systems | DMT Equipment Distribution - SB | Barberton | Barberton Campus | Summa Barberton Hospital | 5th Floor | 2014-06-30 | Medium
No | 040507 | Infusion Pumps, Multitherapy | 8015 Alaris IV Pump Controller (PC) | 14082357 | Alaris Medical Systems | DMT Equipment Distribution | Akron | Akron City Campus | Akron City Hospital | Basement | 2014-06-30 | Medium
No | 040508 | Infusion Pumps, Multitherapy | 8015 Alaris IV Pump Controller (PC) | 14083903 | Alaris Medical Systems | DMT Equipment Distribution | Akron | Akron City Campus | Akron City Hospital | Basement | 2014-07-01 | Medium
No | 040509 | Infusion Pumps, Multitherapy | 8015 Alaris IV Pump Controller (PC) | 14081312 | Alaris Medical Systems | DMT Equipment Distribution | Akron | Akron City Campus | Akron City Hospital | Basement | 2014-06-30 | Medium
No | 040510 | Infusion Pumps, Multitherapy | 8015 Alaris IV Pump Controller (PC) | 14083549 | Alaris Medical Systems | DMT Equipment Distribution | Akron | Akron City Campus | Akron City Hospital | Basement | 2014-07-01 | Medium
No | 040511 | Infusion Pumps, Multitherapy | 8015 Alaris IV Pump Controller (PC) | 14077059 | Alaris Medical Systems | DMT Equipment Distribution - SB | Barberton | Barberton Campus | Summa Barberton Hospital | 5th Floor | 2014-07-01 | Medium
No | 040512 | Infusion Pumps, Multitherapy | 8015 Alaris IV Pump Controller (PC) | 14083991 | Alaris Medical Systems | DMT Equipment Distribution | Akron | Akron City Campus | Akron City Hospital | Basement | 2014-07-01 | Medium
No | 040513 | Infusion Pumps, Multitherapy | 8015 Alaris IV Pump Controller (PC) | 14084070 | Alaris Medical Systems | DMT Equipment Distribution - SB | Barberton | Barberton Campus | Summa Barberton Hospital | 5th Floor | 2014-07-01 | Medium
No | 040514 | Infusion Pumps, Multitherapy | 8015 Alaris IV Pump Controller (PC) | 14079505 | Alaris Medical Systems | DMT Equipment Distribution | Akron | Akron City Campus | Akron City Hospital | Basement | 2014-07-01 | Medium
No | 040515 | Infusion Pumps, Multitherapy | 8015 Alaris IV Pump Controller (PC) | 14079217 | Alaris Medical Systems | DMT Equipment Distribution - SB | Barberton | Barberton Campus | Summa Barberton Hospital | 5th Floor | 2014-07-01 | Medium
No | 040516 | Infusion Pumps, Multitherapy | 8015 Alaris IV Pump Controller (PC) | 14080870 | Alaris Medical Systems | DMT Equipment Distribution | Akron | Akron City Campus | Akron City Hospital | Basement | 2014-07-01 | Medium
No | 040517 | Infusion Pumps, Multitherapy | 8015 Alaris IV Pump Controller (PC) | 14083856 | Alaris Medical Systems | DMT Equipment Distribution - SB | Barberton | Barberton Campus | Summa Barberton Hospital | 5th Floor | 2014-07-01 | Medium
No | 040518 | Infusion Pumps, Multitherapy | 8015 Alaris IV Pump Controller (PC) | 14083904 | Alaris Medical Systems | DMT Equipment Distribution | Akron | Akron City Campus | Akron City Hospital | Basement | 2014-07-01 | Medium
No | 040519 | Infusion Pumps, Multitherapy | 8015 Alaris IV Pump Controller (PC) | 14083459 | Alaris Medical Systems | DMT Equipment Distribution | Akron | Akron City Campus | Akron City Hospital | Basement | 2014-07-01 | Medium
No | 040520 | Infusion Pumps, Multitherapy | 8015 Alaris IV Pump Controller (PC) | 14084090 | Alaris Medical Systems | DMT Equipment Distribution - SB | Barberton | Barberton Campus | Summa Barberton Hospital | 5th Floor | 2014-07-01 | Medium
No | 040521 | Infusion Pumps, Multitherapy | 8015 Alaris IV Pump Controller (PC) | 14082356 | Alaris Medical Systems | DMT Equipment Distribution | Akron | Akron City Campus | Akron City Hospital | Basement | 2014-06-30 | Medium
No | 040522 | Infusion Pumps, Multitherapy | 8015 Alaris IV Pump Controller (PC) | 14081514 | Alaris Medical Systems | DMT Equipment Distribution | Akron | Akron City Campus | Akron City Hospital | Basement | 2014-07-01 | Medium
No | 040523 | Infusion Pumps, Multitherapy | 8015 Alaris IV Pump Controller (PC) | 14083850 | Alaris Medical Systems | DMT Equipment Distribution | Akron | Akron City Campus | Akron City Hospital | Basement | 2014-07-01 | Medium
No | 040524 | Infusion Pumps, Multitherapy | 8015 Alaris IV Pump Controller (PC) | 14080821 | Alaris Medical Systems | DMT Equipment Distribution - SB | Barberton | Barberton Campus | Summa Barberton Hospital | 5th Floor | 2014-07-01 | Medium
No | 040525 | Infusion Pumps, Multitherapy | 8015 Alaris IV Pump Controller (PC) | 14079538 | Alaris Medical Systems | DMT Equipment Distribution | Akron | Akron City Campus | Akron City Hospital | Basement | 2014-07-01 | Medium
No | 040526 | Infusion Pumps, Multitherapy | 8015 Alaris IV Pump Controller (PC) | 14078696 | Alaris Medical Systems | Central Processing/Supply - SW | Barberton | Wadsworth Campus | Wadsworth-Rittman Medical Center | 1st Floor | 2014-07-01 | Medium
No | 040527 | Infusion Pumps, Multitherapy | 8015 Alaris IV Pump Controller (PC) | 14081293 | Alaris Medical Systems | DMT Equipment Distribution | Akron | Akron City Campus | Akron City Hospital | Basement | 2014-07-01 | Medium
No | 040528 | Infusion Pumps, Multitherapy | 8015 Alaris IV Pump Controller (PC) | 14081650 | Alaris Medical Systems | DMT Equipment Distribution | Akron | Akron City Campus | Akron City Hospital | Basement | 2014-07-01 | Medium
No | 040529 | Infusion Pumps, Multitherapy | 8015 Alaris IV Pump Controller (PC) | 14081324 | Alaris Medical Systems | DMT Equipment Distribution | Akron | Akron City Campus | Akron City Hospital | Basement | 2014-06-30 | Medium
No | 040530 | Infusion Pumps, Multitherapy | 8015 Alaris IV Pump Controller (PC) | 14080380 | Alaris Medical Systems | DMT Equipment Distribution | Akron | Akron City Campus | Akron City Hospital | Basement | 2014-06-30 | Medium
No | 040532 | Infusion Pumps, Multitherapy | 8015 Alaris IV Pump Controller (PC) | 14082464 | Alaris Medical Systems | DMT Equipment Distribution | Akron | Akron City Campus | Akron City Hospital | Basement | 2014-06-30 | Medium
No | 040533 | Infusion Pumps, Multitherapy | 8015 Alaris IV Pump Controller (PC) | 14046920 | Alaris Medical Systems | DMT Equipment Distribution - SB | Barberton | Barberton Campus | Summa Barberton Hospital | 5th Floor | 2014-06-30 | Medium
No | 040534 | Infusion Pumps, Multitherapy | 8015 Alaris IV Pump Controller (PC) | 14081513 | Alaris Medical Systems | DMT Equipment Distribution | Akron | Akron City Campus | Akron City Hospital | Basement | 2014-06-30 | Medium
No | 040535 | Infusion Pumps, Multitherapy | 8015 Alaris IV Pump Controller (PC) | 14080601 | Alaris Medical Systems | DMT Equipment Distribution | Akron | Akron City Campus | Akron City Hospital | Basement | 2014-06-30 | Medium
No | 040536 | Infusion Pumps, Multitherapy | 8015 Alaris IV Pump Controller (PC) | 14082517 | Alaris Medical Systems | Virtual Care Simulation Lab | Akron | Akron City Campus | Akron City Hospital | 1st Floor | 2014-06-30 | Medium
No | 040537 | Infusion Pumps, Multitherapy | 8015 Alaris IV Pump Controller (PC) | 14080701 | Alaris Medical Systems | DMT Equipment Distribution | Akron | Akron City Campus | Akron City Hospital | Basement | 2014-06-30 | Medium
No | 040538 | Infusion Pumps, Multitherapy | 8015 Alaris IV Pump Controller (PC) | 14082545 | Alaris Medical Systems | DMT Equipment Distribution - SB | Barberton | Barberton Campus | Summa Barberton Hospital | 5th Floor | 2014-06-30 | Medium
No | 040539 | Infusion Pumps, Multitherapy | 8015 Alaris IV Pump Controller (PC) | 14082409 | Alaris Medical Systems | DMT Equipment Distribution | Akron | Akron City Campus | Akron City Hospital | Basement | 2014-06-30 | Medium
No | 040540 | Infusion Pumps, Multitherapy | 8015 Alaris IV Pump Controller (PC) | 14081496 | Alaris Medical Systems | DMT Equipment Distribution - SB | Barberton | Barberton Campus | Summa Barberton Hospital | 5th Floor | 2014-06-30 | Medium
No | 040541 | Infusion Pumps, Multitherapy | 8015 Alaris IV Pump Controller (PC) | 14082408 | Alaris Medical Systems | DMT Equipment Distribution | Akron | Akron City Campus | Akron City Hospital | Basement | 2014-06-30 | Medium
No | 040542 | Infusion Pumps, Multitherapy | 8015 Alaris IV Pump Controller (PC) | 14082641 | Alaris Medical Systems | DMT Equipment Distribution | Akron | Akron City Campus | Akron City Hospital | Basement | 2014-06-30 | Medium
No | 040543 | Infusion Pumps, Multitherapy | 8015 Alaris IV Pump Controller (PC) | 14082410 | Alaris Medical Systems | DMT Equipment Distribution | Akron | Akron City Campus | Akron City Hospital | Basement | 2014-06-30 | Medium
No | 040544 | Infusion Pumps, Multitherapy | 8015 Alaris IV Pump Controller (PC) | 14082384 | Alaris Medical Systems | DMT Equipment Distribution | Akron | Akron City Campus | Akron City Hospital | Basement | 2014-06-30 | Medium
No | 040545 | Infusion Pumps, Multitherapy | 8015 Alaris IV Pump Controller (PC) | 14082445 | Alaris Medical Systems | DMT Equipment Distribution | Akron | Akron City Campus | Akron City Hospital | Basement | 2014-06-30 | Medium
No | 040546 | Infusion Pumps, Multitherapy | 8015 Alaris IV Pump Controller (PC) | 14082618 | Alaris Medical Systems | DMT Equipment Distribution | Akron | Akron City Campus | Akron City Hospital | Basement | 2014-06-30 | Medium
No | 040547 | Infusion Pumps, Multitherapy | 8015 Alaris IV Pump Controller (PC) | 14082016 | Alaris Medical Systems | Infusion Center - Stow | Akron | Stow-Kent Campus | Stow-Kent Medical Center | 1st Floor | 2014-06-30 | Medium
No | 040548 | Infusion Pumps, Multitherapy | 8015 Alaris IV Pump Controller (PC) | 14082381 | Alaris Medical Systems | DMT Equipment Distribution | Akron | Akron City Campus | Akron City Hospital | Basement | 2014-06-30 | Medium
No | 040549 | Infusion Pumps, Multitherapy | 8015 Alaris IV Pump Controller (PC) | 14080693 | Alaris Medical Systems | DMT Equipment Distribution | Akron | Akron City Campus | Akron City Hospital | Basement | 2014-06-30 | Medium
No | 040550 | Infusion Pumps, Multitherapy | 8015 Alaris IV Pump Controller (PC) | 14047172 | Alaris Medical Systems | DMT Equipment Distribution | Akron | Akron City Campus | Akron City Hospital | Basement | 2014-06-30 | Medium
No | 040551 | Infusion Pumps, Multitherapy | 8015 Alaris IV Pump Controller (PC) | 14082022 | Alaris Medical Systems | DMT Equipment Distribution | Akron | Akron City Campus | Akron City Hospital | Basement | 2014-06-30 | Medium
No | 040552 | Infusion Pumps, Multitherapy | 8015 Alaris IV Pump Controller (PC) | 14082701 | Alaris Medical Systems | DMT Equipment Distribution | Akron | Akron City Campus | Akron City Hospital | Basement | 2014-06-30 | Medium
No | 040553 | Infusion Pumps, Multitherapy | 8015 Alaris IV Pump Controller (PC) | 14082601 | Alaris Medical Systems | DMT Equipment Distribution - SB | Barberton | Green Campus | Green Medical Center | Ground Floor | 2014-06-30 | Medium
No | 040554 | Infusion Pumps, Multitherapy | 8015 Alaris IV Pump Controller (PC) | 14082734 | Alaris Medical Systems | DMT Equipment Distribution - SB | Barberton | Barberton Campus | Summa Barberton Hospital | 5th Floor | 2014-06-30 | Medium
No | 040555 | Infusion Pumps, Multitherapy | 8015 Alaris IV Pump Controller (PC) | 14082672 | Alaris Medical Systems | DMT Equipment Distribution - SB | Barberton | Barberton Campus | Summa Barberton Hospital | 5th Floor | 2014-06-30 | Medium
No | 040556 | Infusion Pumps, Multitherapy | 8015 Alaris IV Pump Controller (PC) | 14080859 | Alaris Medical Systems | DMT Equipment Distribution | Akron | Akron City Campus | Akron City Hospital | Basement | 2014-06-30 | Medium
No | 040557 | Infusion Pumps, Multitherapy | 8015 Alaris IV Pump Controller (PC) | 14082387 | Alaris Medical Systems | DMT Equipment Distribution | Akron | Akron City Campus | Akron City Hospital | Basement | 2014-06-30 | Medium
No | 040558 | Infusion Pumps, Multitherapy | 8015 Alaris IV Pump Controller (PC) | 14082006 | Alaris Medical Systems | Outpatient Oncology - Medina | Barberton | Medina Campus | Medina Medical Center | 1st Floor | 2014-06-30 | Medium
No | 040559 | Infusion Pumps, Multitherapy | 8015 Alaris IV Pump Controller (PC) | 14082732 | Alaris Medical Systems | DMT Equipment Distribution | Akron | Akron City Campus | Akron City Hospital | Basement | 2014-06-30 | Medium
No | 040560 | Infusion Pumps, Multitherapy | 8015 Alaris IV Pump Controller (PC) | 14082751 | Alaris Medical Systems | DMT Equipment Distribution | Akron | Akron City Campus | Akron City Hospital | Basement | 2014-06-30 | Medium
No | 040561 | Infusion Pumps, Multitherapy | 8015 Alaris IV Pump Controller (PC) | 14082404 | Alaris Medical Systems | DMT Equipment Distribution | Akron | Akron City Campus | Akron City Hospital | Basement | 2014-06-30 | Medium
No | 040562 | Infusion Pumps, Multitherapy | 8015 Alaris IV Pump Controller (PC) | 14082450 | Alaris Medical Systems | Central Processing/Supply - SW | Barberton | Wadsworth Campus | Wadsworth-Rittman Medical Center | 1st Floor | 2014-06-30 | Medium
No | 040563 | Infusion Pumps, Multitherapy | 8015 Alaris IV Pump Controller (PC) | 14082691 | Alaris Medical Systems | DMT Equipment Distribution | Akron | Akron City Campus | Akron City Hospital | Basement | 2014-06-30 | Medium
No | 040564 | Infusion Pumps, Multitherapy | 8015 Alaris IV Pump Controller (PC) | 14079566 | Alaris Medical Systems | DMT Equipment Distribution | Akron | Akron City Campus | Akron City Hospital | Basement | 2014-06-30 | Medium
No | 040565 | Infusion Pumps, Multitherapy | 8015 Alaris IV Pump Controller (PC) | 14082763 | Alaris Medical Systems | Virtual Care Simulation Lab | Akron | Akron City Campus | Akron City Hospital | 1st Floor | 2014-06-30 | Medium
No | 040566 | Infusion Pumps, Multitherapy | 8015 Alaris IV Pump Controller (PC) | 14081888 | Alaris Medical Systems | DMT Equipment Distribution | Akron | Akron City Campus | Akron City Hospital | Basement | 2014-06-30 | Medium
No | 040567 | Infusion Pumps, Multitherapy | 8015 Alaris IV Pump Controller (PC) | 14082690 | Alaris Medical Systems | DMT Equipment Distribution | Akron | Akron City Campus | Akron City Hospital | Basement | 2014-06-30 | Medium
No | 040568 | Infusion Pumps, Multitherapy | 8015 Alaris IV Pump Controller (PC) | 14082547 | Alaris Medical Systems | DMT Equipment Distribution - SB | Barberton | Barberton Campus | Summa Barberton Hospital | 5th Floor | 2014-06-30 | Medium
No | 040569 | Infusion Pumps, Multitherapy | 8015 Alaris IV Pump Controller (PC) | 14082743 | Alaris Medical Systems | DMT Equipment Distribution | Akron | Akron City Campus | Akron City Hospital | Basement | 2014-06-30 | Medium
No | 040570 | Infusion Pumps, Multitherapy | 8015 Alaris IV Pump Controller (PC) | 14082531 | Alaris Medical Systems | DMT Equipment Distribution | Akron | Akron City Campus | Akron City Hospital | Basement | 2014-06-30 | Medium
No | 040571 | Infusion Pumps, Multitherapy | 8015 Alaris IV Pump Controller (PC) | 14082269 | Alaris Medical Systems | DMT Equipment Distribution | Akron | Akron City Campus | Akron City Hospital | Basement | 2014-06-30 | Medium
No | 040572 | Infusion Pumps, Multitherapy | 8015 Alaris IV Pump Controller (PC) | 14082343 | Alaris Medical Systems | DMT Equipment Distribution | Akron | Akron City Campus | Akron City Hospital | Basement | 2014-06-30 | Medium
No | 040573 | Infusion Pumps, Multitherapy | 8015 Alaris IV Pump Controller (PC) | 14082530 | Alaris Medical Systems | DMT Equipment Distribution | Akron | Akron City Campus | Akron City Hospital | Basement | 2014-06-30 | Medium
No | 040574 | Infusion Pumps, Multitherapy | 8015 Alaris IV Pump Controller (PC) | 14078353 | Alaris Medical Systems | DMT Equipment Distribution | Akron | Akron City Campus | Akron City Hospital | Basement | 2014-06-30 | Medium
No | 040575 | Infusion Pumps, Multitherapy | 8015 Alaris IV Pump Controller (PC) | 14082674 | Alaris Medical Systems | DMT Equipment Distribution | Akron | Akron City Campus | Akron City Hospital | Basement | 2014-06-30 | Medium
No | 040576 | Infusion Pumps, Multitherapy | 8015 Alaris IV Pump Controller (PC) | 14083874 | Alaris Medical Systems | DMT Equipment Distribution | Akron | Akron City Campus | Akron City Hospital | Basement | 2014-06-30 | Medium
No | 040577 | Infusion Pumps, Multitherapy | 8015 Alaris IV Pump Controller (PC) | 14082760 | Alaris Medical Systems | DMT Equipment Distribution | Akron | Akron City Campus | Akron City Hospital | Basement | 2014-06-30 | Medium
No | 040578 | Infusion Pumps, Multitherapy | 8015 Alaris IV Pump Controller (PC) | 14082323 | Alaris Medical Systems | DMT Equipment Distribution | Akron | Akron City Campus | Akron City Hospital | Basement | 2014-06-30 | Medium
No | 040579 | Infusion Pumps, Multitherapy | 8015 Alaris IV Pump Controller (PC) | 14084139 | Alaris Medical Systems | DMT Equipment Distribution | Akron | Akron City Campus | Akron City Hospital | Basement | 2014-06-30 | Medium
No | 040580 | Infusion Pumps, Multitherapy | 8015 Alaris IV Pump Controller (PC) | 14081734 | Alaris Medical Systems | DMT Equipment Distribution | Akron | Akron City Campus | Akron City Hospital | Basement | 2014-06-30 | Medium
No | 040581 | Infusion Pumps, Multitherapy | 8015 Alaris IV Pump Controller (PC) | 14082538 | Alaris Medical Systems | DMT Equipment Distribution | Akron | Akron City Campus | Akron City Hospital | Basement | 2014-06-30 | Medium
No | 040582 | Infusion Pumps, Multitherapy | 8015 Alaris IV Pump Controller (PC) | 14082058 | Alaris Medical Systems | DMT Equipment Distribution | Akron | Akron City Campus | Akron City Hospital | Basement | 2014-06-30 | Medium
No | 040583 | Infusion Pumps, Multitherapy | 8015 Alaris IV Pump Controller (PC) | 14081443 | Alaris Medical Systems | DMT Equipment Distribution | Akron | Akron City Campus | Akron City Hospital | Basement | 2014-06-30 | Medium
No | 040584 | Infusion Pumps, Multitherapy | 8015 Alaris IV Pump Controller (PC) | 14081844 | Alaris Medical Systems | Central Processing/Supply - SW | Barberton | Wadsworth Campus | Wadsworth-Rittman Medical Center | 1st Floor | 2014-06-30 | Medium
No | 040585 | Infusion Pumps, Multitherapy | 8015 Alaris IV Pump Controller (PC) | 14081886 | Alaris Medical Systems | DMT Equipment Distribution | Akron | Akron City Campus | Akron City Hospital | Basement | 2014-06-30 | Medium
No | 040586 | Infusion Pumps, Multitherapy | 8015 Alaris IV Pump Controller (PC) | 14082340 | Alaris Medical Systems | DMT Equipment Distribution - SB | Barberton | Barberton Campus | Summa Barberton Hospital | 5th Floor | 2014-06-30 | Medium
No | 040587 | Infusion Pumps, Multitherapy | 8015 Alaris IV Pump Controller (PC) | 14081746 | Alaris Medical Systems | DMT Equipment Distribution | Akron | Akron City Campus | Akron City Hospital | Basement | 2014-06-30 | Medium
No | 040588 | Infusion Pumps, Multitherapy | 8015 Alaris IV Pump Controller (PC) | 14081518 | Alaris Medical Systems | DMT Equipment Distribution - SB | Barberton | Barberton Campus | Summa Barberton Hospital | 5th Floor | 2014-06-30 | Medium
No | 040589 | Infusion Pumps, Multitherapy | 8015 Alaris IV Pump Controller (PC) | 14082334 | Alaris Medical Systems | DMT Equipment Distribution | Akron | Akron City Campus | Akron City Hospital | Basement | 2014-06-30 | Medium
No | 040590 | Infusion Pumps, Multitherapy | 8015 Alaris IV Pump Controller (PC) | 14082346 | Alaris Medical Systems | Central Processing/Supply - SW | Barberton | Wadsworth Campus | Wadsworth-Rittman Medical Center | Ground Floor | 2014-06-30 | Medium
No | 040592 | Infusion Pumps, Multitherapy | 8015 Alaris IV Pump Controller (PC) | 14082756 | Alaris Medical Systems | DMT Equipment Distribution | Akron | Akron City Campus | Akron City Hospital | Basement | 2014-06-30 | Medium
No | 040593 | Infusion Pumps, Multitherapy | 8015 Alaris IV Pump Controller (PC) | 14080725 | Alaris Medical Systems | DMT Equipment Distribution | Akron | Akron City Campus | Akron City Hospital | Basement | 2014-06-30 | Medium
No | 040594 | Infusion Pumps, Multitherapy | 8015 Alaris IV Pump Controller (PC) | 14076399 | Alaris Medical Systems | DMT Equipment Distribution | Akron | Akron City Campus | Akron City Hospital | Basement | 2014-06-30 | Medium
No | 040595 | Infusion Pumps, Multitherapy | 8015 Alaris IV Pump Controller (PC) | 14081704 | Alaris Medical Systems | DMT Equipment Distribution - SB | Barberton | Green Campus | Green Medical Center | Ground Floor | 2014-06-30 | Medium
No | 040596 | Infusion Pumps, Multitherapy | 8015 Alaris IV Pump Controller (PC) | 14082081 | Alaris Medical Systems | DMT Equipment Distribution | Akron | Akron City Campus | Akron City Hospital | Basement | 2014-06-30 | Medium
No | 040597 | Infusion Pumps, Multitherapy | 8015 Alaris IV Pump Controller (PC) | 14082446 | Alaris Medical Systems | DMT Equipment Distribution | Akron | Akron City Campus | Akron City Hospital | Basement | 2014-06-30 | Medium
No | 040598 | Infusion Pumps, Multitherapy | 8015 Alaris IV Pump Controller (PC) | 14079901 | Alaris Medical Systems | DMT Equipment Distribution | Akron | Akron City Campus | Akron City Hospital | Basement | 2014-06-30 | Medium
No | 040599 | Infusion Pumps, Multitherapy | 8015 Alaris IV Pump Controller (PC) | 14082367 | Alaris Medical Systems | DMT Equipment Distribution | Akron | Akron City Campus | Akron City Hospital | Basement | 2014-06-30 | Medium
No | 040600 | Infusion Pumps, Multitherapy | 8015 Alaris IV Pump Controller (PC) | 14080793 | Alaris Medical Systems | DMT Equipment Distribution | Akron | Akron City Campus | Akron City Hospital | Basement | 2014-06-30 | Medium
No | 040601 | Infusion Pumps, Multitherapy | 8015 Alaris IV Pump Controller (PC) | 14080964 | Alaris Medical Systems | DMT Equipment Distribution | Akron | Akron City Campus | Akron City Hospital | Basement | 2014-06-30 | Medium
No | 040602 | Infusion Pumps, Multitherapy | 8015 Alaris IV Pump Controller (PC) | 14079873 | Alaris Medical Systems | DMT Equipment Distribution | Akron | Akron City Campus | Akron City Hospital | Basement | 2014-06-30 | Medium
No | 040603 | Infusion Pumps, Multitherapy | 8015 Alaris IV Pump Controller (PC) | 14079508 | Alaris Medical Systems | DMT Equipment Distribution - SB | Barberton | Green Campus | Green Medical Center | Ground Floor | 2014-06-30 | Medium
No | 040604 | Infusion Pumps, Multitherapy | 8015 Alaris IV Pump Controller (PC) | 14082342 | Alaris Medical Systems | DMT Equipment Distribution | Akron | Akron City Campus | Akron City Hospital | Basement | 2014-06-30 | Medium
No | 040605 | Infusion Pumps, Multitherapy | 8015 Alaris IV Pump Controller (PC) | 14081445 | Alaris Medical Systems | DMT Equipment Distribution | Akron | Akron City Campus | Akron City Hospital | Basement | 2014-06-30 | Medium
No | 040606 | Infusion Pumps, Multitherapy | 8015 Alaris IV Pump Controller (PC) | 14082372 | Alaris Medical Systems | DMT Equipment Distribution - SB | Barberton | Barberton Campus | Summa Barberton Hospital | 5th Floor | 2014-06-30 | Medium
No | 040607 | Infusion Pumps, Multitherapy | 8015 Alaris IV Pump Controller (PC) | 14082766 | Alaris Medical Systems | DMT Equipment Distribution | Akron | Akron City Campus | Akron City Hospital | Basement | 2014-06-30 | Medium
No | 040608 | Infusion Pumps, Multitherapy | 8015 Alaris IV Pump Controller (PC) | 14082366 | Alaris Medical Systems | DMT Equipment Distribution | Akron | Akron City Campus | Akron City Hospital | Basement | 2014-06-30 | Medium
No | 040609 | Infusion Pumps, Multitherapy | 8015 Alaris IV Pump Controller (PC) | 14079424 | Alaris Medical Systems | DMT Equipment Distribution | Akron | Akron City Campus | Akron City Hospital | Basement | 2014-06-30 | Medium
No | 040610 | Infusion Pumps, Multitherapy | 8015 Alaris IV Pump Controller (PC) | 14083401 | Alaris Medical Systems | DMT Equipment Distribution | Akron | Akron City Campus | Akron City Hospital | Basement | 2014-06-30 | Medium
No | 040611 | Infusion Pumps, Multitherapy | 8015 Alaris IV Pump Controller (PC) | 14084149 | Alaris Medical Systems | DMT Equipment Distribution | Akron | Akron City Campus | Akron City Hospital | Basement | 2014-06-30 | Medium
No | 040612 | Infusion Pumps, Multitherapy | 8015 Alaris IV Pump Controller (PC) | 14082499 | Alaris Medical Systems | DMT Equipment Distribution | Akron | Akron City Campus | Akron City Hospital | Basement | 2014-06-30 | Medium
No | 040613 | Infusion Pumps, Multitherapy | 8015 Alaris IV Pump Controller (PC) | 14082603 | Alaris Medical Systems | DMT Equipment Distribution | Akron | Akron City Campus | Akron City Hospital | Basement | 2014-06-30 | Medium
No | 040614 | Infusion Pumps, Multitherapy | 8015 Alaris IV Pump Controller (PC) | 14080562 | Alaris Medical Systems | DMT Equipment Distribution | Akron | Akron City Campus | Akron City Hospital | Basement | 2014-06-30 | Medium
No | 040615 | Infusion Pumps, Multitherapy | 8015 Alaris IV Pump Controller (PC) | 14082332 | Alaris Medical Systems | Central Processing/Supply - SW | Barberton | Wadsworth Campus | Wadsworth-Rittman Medical Center | 1st Floor | 2014-06-30 | Medium
No | 040616 | Infusion Pumps, Multitherapy | 8015 Alaris IV Pump Controller (PC) | 14078611 | Alaris Medical Systems | DMT Equipment Distribution | Akron | Akron City Campus | Akron City Hospital | Basement | 2014-06-30 | Medium
No | 040617 | Infusion Pumps, Multitherapy | 8015 Alaris IV Pump Controller (PC) | 14083882 | Alaris Medical Systems | Neurology Outpatient - Portage Lakes | Barberton | Portage Lakes Campus | Summa Health Portage Lakes Medical Center | Ground Floor | 2014-06-30 | Medium
No | 040618 | Infusion Pumps, Multitherapy | 8015 Alaris IV Pump Controller (PC) | 14084126 | Alaris Medical Systems | DMT Equipment Distribution | Akron | Akron City Campus | Akron City Hospital | Basement | 2014-06-30 | Medium
No | 040619 | Infusion Pumps, Multitherapy | 8015 Alaris IV Pump Controller (PC) | 14084154 | Alaris Medical Systems | DMT Equipment Distribution | Akron | Akron City Campus | Akron City Hospital | Basement | 2014-06-30 | Medium
No | 040620 | Infusion Pumps, Multitherapy | 8015 Alaris IV Pump Controller (PC) | 14082322 | Alaris Medical Systems | DMT Equipment Distribution | Akron | Akron City Campus | Akron City Hospital | Basement | 2014-06-30 | Medium
No | 040621 | Infusion Pumps, Multitherapy | 8015 Alaris IV Pump Controller (PC) | 14082368 | Alaris Medical Systems | DMT Equipment Distribution - SB | Barberton | Barberton Campus | Summa Barberton Hospital | 5th Floor | 2014-06-30 | Medium
No | 040622 | Infusion Pumps, Multitherapy | 8015 Alaris IV Pump Controller (PC) | 14083689 | Alaris Medical Systems | DMT Equipment Distribution | Akron | Akron City Campus | Akron City Hospital | Basement | 2014-06-30 | Medium
No | 040623 | Infusion Pumps, Multitherapy | 8015 Alaris IV Pump Controller (PC) | 14082287 | Alaris Medical Systems | DMT Equipment Distribution | Akron | Akron City Campus | Akron City Hospital | Basement | 2014-06-30 | Medium
No | 040624 | Infusion Pumps, Multitherapy | 8015 Alaris IV Pump Controller (PC) | 14083370 | Alaris Medical Systems | DMT Equipment Distribution | Akron | Akron City Campus | Akron City Hospital | Basement | 2014-06-30 | Medium
No | 040625 | Infusion Pumps, Multitherapy | 8015 Alaris IV Pump Controller (PC) | 14080099 | Alaris Medical Systems | DMT Equipment Distribution | Akron | Akron City Campus | Akron City Hospital | Basement | 2014-06-30 | Medium
No | 040626 | Infusion Pumps, Multitherapy | 8015 Alaris IV Pump Controller (PC) | 14084150 | Alaris Medical Systems | DMT Equipment Distribution | Akron | Akron City Campus | Akron City Hospital | Basement | 2014-06-30 | Medium
No | 040627 | Infusion Pumps, Multitherapy | 8015 Alaris IV Pump Controller (PC) | 14083748 | Alaris Medical Systems | DMT Equipment Distribution | Akron | Akron City Campus | Akron City Hospital | Basement | 2014-06-30 | Medium
No | 040628 | Infusion Pumps, Multitherapy | 8015 Alaris IV Pump Controller (PC) | 14081783 | Alaris Medical Systems | DMT Equipment Distribution | Akron | Akron City Campus | Akron City Hospital | Basement | 2014-06-30 | Medium
No | 040629 | Infusion Pumps, Multitherapy | 8015 Alaris IV Pump Controller (PC) | 14080965 | Alaris Medical Systems | DMT Equipment Distribution | Akron | Akron City Campus | Akron City Hospital | Basement | 2014-06-30 | Medium
No | 040630 | Infusion Pumps, Multitherapy | 8015 Alaris IV Pump Controller (PC) | 14083894 | Alaris Medical Systems | DMT Equipment Distribution | Akron | Akron City Campus | Akron City Hospital | Basement | 2014-06-30 | Medium
No | 040631 | Infusion Pumps, Multitherapy | 8015 Alaris IV Pump Controller (PC) | 14082608 | Alaris Medical Systems | DMT Equipment Distribution - SB | Barberton | Green Campus | Green Medical Center | Ground Floor | 2014-06-30 | Medium
No | 040632 | Infusion Pumps, Multitherapy | 8015 Alaris IV Pump Controller (PC) | 14081245 | Alaris Medical Systems | DMT Equipment Distribution | Akron | Akron City Campus | Akron City Hospital | Basement | 2014-06-30 | Medium
No | 040633 | Infusion Pumps, Multitherapy | 8015 Alaris IV Pump Controller (PC) | 14082463 | Alaris Medical Systems | DMT Equipment Distribution | Akron | Akron City Campus | Akron City Hospital | Basement | 2014-06-30 | Medium
No | 040634 | Infusion Pumps, Multitherapy | 8015 Alaris IV Pump Controller (PC) | 14082583 | Alaris Medical Systems | DMT Equipment Distribution | Akron | Akron City Campus | Akron City Hospital | Basement | 2014-06-30 | Medium
No | 040635 | Infusion Pumps, Multitherapy | 8015 Alaris IV Pump Controller (PC) | 14083859 | Alaris Medical Systems | DMT Equipment Distribution | Akron | Akron City Campus | Akron City Hospital | Basement | 2014-06-30 | Medium
No | 040636 | Infusion Pumps, Multitherapy | 8015 Alaris IV Pump Controller (PC) | 14080698 | Alaris Medical Systems | DMT Equipment Distribution | Akron | Akron City Campus | Akron City Hospital | Basement | 2014-06-30 | Medium
No | 040637 | Infusion Pumps, Multitherapy | 8015 Alaris IV Pump Controller (PC) | 14082405 | Alaris Medical Systems | DMT Equipment Distribution | Akron | Akron City Campus | Akron City Hospital | Basement | 2014-06-30 | Medium
No | 040638 | Infusion Pumps, Multitherapy | 8015 Alaris IV Pump Controller (PC) | 14082112 | Alaris Medical Systems | DMT Equipment Distribution | Akron | Akron City Campus | Akron City Hospital | Basement | 2014-06-30 | Medium
No | 040639 | Infusion Pumps, Multitherapy | 8015 Alaris IV Pump Controller (PC) | 14083858 | Alaris Medical Systems | DMT Equipment Distribution | Akron | Akron City Campus | Akron City Hospital | Basement | 2014-06-30 | Medium
No | 040640 | Infusion Pumps, Multitherapy | 8015 Alaris IV Pump Controller (PC) | 14081460 | Alaris Medical Systems | DMT Equipment Distribution | Akron | Akron City Campus | Akron City Hospital | Basement | 2014-06-30 | Medium
No | 040641 | Infusion Pumps, Multitherapy | 8015 Alaris IV Pump Controller (PC) | 14082266 | Alaris Medical Systems | DMT Equipment Distribution | Akron | Akron City Campus | Akron City Hospital | Basement | 2014-06-30 | Medium
No | 040642 | Infusion Pumps, Multitherapy | 8015 Alaris IV Pump Controller (PC) | 14080753 | Alaris Medical Systems | DMT Equipment Distribution | Akron | Akron City Campus | Akron City Hospital | Basement | 2014-06-30 | Medium
No | 040643 | Infusion Pumps, Multitherapy | 8015 Alaris IV Pump Controller (PC) | 14080756 | Alaris Medical Systems | Central Processing/Supply - SW | Barberton | Wadsworth Campus | Wadsworth-Rittman Medical Center | 1st Floor | 2014-06-30 | Medium
No | 040644 | Infusion Pumps, Multitherapy | 8015 Alaris IV Pump Controller (PC) | 14081271 | Alaris Medical Systems | DMT Equipment Distribution | Akron | Akron City Campus | Akron City Hospital | Basement | 2014-06-30 | Medium
No | 040645 | Infusion Pumps, Multitherapy | 8015 Alaris IV Pump Controller (PC) | 14083694 | Alaris Medical Systems | DMT Equipment Distribution | Akron | Akron City Campus | Akron City Hospital | Basement | 2014-06-30 | Medium
No | 040646 | Infusion Pumps, Multitherapy | 8015 Alaris IV Pump Controller (PC) | 14084140 | Alaris Medical Systems | DMT Equipment Distribution | Akron | Akron City Campus | Akron City Hospital | Basement | 2014-06-30 | Medium
No | 040647 | Infusion Pumps, Multitherapy | 8015 Alaris IV Pump Controller (PC) | 14081524 | Alaris Medical Systems | DMT Equipment Distribution | Akron | Akron City Campus | Akron City Hospital | Basement | 2014-06-30 | Medium
No | 040648 | Infusion Pumps, Multitherapy | 8015 Alaris IV Pump Controller (PC) | 14076879 | Alaris Medical Systems | DMT Equipment Distribution | Akron | Akron City Campus | Akron City Hospital | Basement | 2014-06-30 | Medium
No | 040649 | Infusion Pumps, Multitherapy | 8015 Alaris IV Pump Controller (PC) | 14084137 | Alaris Medical Systems | DMT Equipment Distribution | Akron | Akron City Campus | Akron City Hospital | Basement | 2014-06-30 | Medium
No | 040650 | Infusion Pumps, Multitherapy | 8015 Alaris IV Pump Controller (PC) | 14083971 | Alaris Medical Systems | Outpatient Oncology - Medina | Barberton | Medina Campus | Medina Medical Center | 1st Floor | 2014-06-30 | Medium
No | 040651 | Infusion Pumps, Multitherapy | 8015 Alaris IV Pump Controller (PC) | 14083671 | Alaris Medical Systems | Staff Development | Akron | Corporate Campus | Corporate Center | Basement | 2014-06-30 | Medium
No | 040652 | Infusion Pumps, Multitherapy | 8015 Alaris IV Pump Controller (PC) | 14083879 | Alaris Medical Systems | DMT Equipment Distribution | Akron | Akron City Campus | Akron City Hospital | Basement | 2014-06-30 | Medium
No | 040653 | Infusion Pumps, Multitherapy | 8015 Alaris IV Pump Controller (PC) | 14083598 | Alaris Medical Systems | DMT Equipment Distribution | Akron | Akron City Campus | Akron City Hospital | Basement | 2014-06-30 | Medium
No | 040654 | Infusion Pumps, Multitherapy | 8015 Alaris IV Pump Controller (PC) | 14083872 | Alaris Medical Systems | DMT Equipment Distribution | Akron | Akron City Campus | Akron City Hospital | Basement | 2014-06-30 | Medium
No | 040655 | Infusion Pumps, Multitherapy | 8015 Alaris IV Pump Controller (PC) | 14078788 | Alaris Medical Systems | DMT Equipment Distribution | Akron | Akron City Campus | Akron City Hospital | Basement | 2014-06-30 | Medium
No | 040656 | Infusion Pumps, Multitherapy | 8015 Alaris IV Pump Controller (PC) | 14083924 | Alaris Medical Systems | DMT Equipment Distribution | Akron | Akron City Campus | Akron City Hospital | Basement | 2014-06-30 | Medium
No | 040657 | Infusion Pumps, Multitherapy | 8015 Alaris IV Pump Controller (PC) | 14083929 | Alaris Medical Systems | Virtual Care Simulation Lab | Akron | Akron City Campus | Akron City Hospital | 1st Floor | 2014-06-30 | Medium
No | 040658 | Infusion Pumps, Multitherapy | 8015 Alaris IV Pump Controller (PC) | 14083939 | Alaris Medical Systems | DMT Equipment Distribution | Akron | Akron City Campus | Akron City Hospital | Basement | 2014-06-30 | Medium
No | 040659 | Infusion Pumps, Multitherapy | 8015 Alaris IV Pump Controller (PC) | 14083692 | Alaris Medical Systems | DMT Equipment Distribution | Akron | Akron City Campus | Akron City Hospital | Basement | 2014-06-30 | Medium
No | 040660 | Infusion Pumps, Multitherapy | 8015 Alaris IV Pump Controller (PC) | 14084134 | Alaris Medical Systems | DMT Equipment Distribution | Akron | Akron City Campus | Akron City Hospital | Basement | 2014-06-30 | Medium
No | 040661 | Infusion Pumps, Multitherapy | 8015 Alaris IV Pump Controller (PC) | 14084116 | Alaris Medical Systems | DMT Equipment Distribution | Akron | Akron City Campus | Akron City Hospital | Basement | 2014-06-30 | Medium
No | 040663 | Infusion Pumps, Multitherapy | 8015 Alaris IV Pump Controller (PC) | 14084142 | Alaris Medical Systems | DMT Equipment Distribution | Akron | Akron City Campus | Akron City Hospital | Basement | 2014-06-30 | Medium
No | 040664 | Infusion Pumps, Multitherapy | 8015 Alaris IV Pump Controller (PC) | 14083925 | Alaris Medical Systems | DMT Equipment Distribution - SB | Barberton | Medina Campus | Medina Medical Center | 1st Floor | 2014-06-30 | Medium
No | 040665 | Infusion Pumps, Multitherapy | 8015 Alaris IV Pump Controller (PC) | 14083873 | Alaris Medical Systems | DMT Equipment Distribution | Akron | Akron City Campus | Akron City Hospital | Basement | 2014-06-30 | Medium
No | 040668 | Infusion Pumps, Multitherapy | 8015 Alaris IV Pump Controller (PC) | 14083944 | Alaris Medical Systems | DMT Equipment Distribution - SB | Barberton | Barberton Campus | Summa Barberton Hospital | 5th Floor | 2014-06-30 | Medium
No | 040669 | Infusion Pumps, Multitherapy | 8015 Alaris IV Pump Controller (PC) | 14083849 | Alaris Medical Systems | DMT Equipment Distribution | Akron | Akron City Campus | Akron City Hospital | Basement | 2014-06-30 | Medium
No | 040697 | Infusion Pumps, Multitherapy | 8015 Alaris IV Pump Controller (PC) | 14083847 | Alaris Medical Systems | DMT Equipment Distribution | Akron | Akron City Campus | Akron City Hospital | Basement | 2014-06-30 | Medium
No | 040698 | Infusion Pumps, Multitherapy | 8015 Alaris IV Pump Controller (PC) | 14078349 | Alaris Medical Systems | Central Processing/Supply - SW | Barberton | Wadsworth Campus | Wadsworth-Rittman Medical Center | 1st Floor | 2014-06-30 | Medium
No | 040699 | Infusion Pumps, Multitherapy | 8015 Alaris IV Pump Controller (PC) | 14080423 | Alaris Medical Systems | Staff Development | Akron | Corporate Campus | Corporate Center |  | 2014-06-30 | Medium
No | 040700 | Infusion Pumps, Multitherapy | 8015 Alaris IV Pump Controller (PC) | 14082557 | Alaris Medical Systems | Medina ASC | Barberton | Medina Campus | Medina Medical Center | 1st Floor | 2014-06-30 | Medium
No | 040701 | Infusion Pumps, Multitherapy | 8015 Alaris IV Pump Controller (PC) | 14083965 | Alaris Medical Systems | DMT Equipment Distribution | Akron | Akron City Campus | Akron City Hospital | Basement | 2014-06-30 | Medium
No | 040702 | Infusion Pumps, Multitherapy | 8015 Alaris IV Pump Controller (PC) | 14083871 | Alaris Medical Systems | DMT Equipment Distribution | Akron | Akron City Campus | Akron City Hospital | Basement | 2014-06-30 | Medium
No | 040703 | Infusion Pumps, Multitherapy | 8015 Alaris IV Pump Controller (PC) | 14083848 | Alaris Medical Systems | DMT Equipment Distribution | Akron | Akron City Campus | Akron City Hospital | Basement | 2014-06-30 | Medium
No | 040704 | Infusion Pumps, Multitherapy | 8015 Alaris IV Pump Controller (PC) | 14083851 | Alaris Medical Systems | DMT Equipment Distribution | Akron | Akron City Campus | Akron City Hospital | Basement | 2014-06-30 | Medium
No | 040705 | Infusion Pumps, Multitherapy | 8015 Alaris IV Pump Controller (PC) | 14079053 | Alaris Medical Systems | DMT Equipment Distribution - SB | Barberton | Barberton Campus | Summa Barberton Hospital | 5th Floor | 2014-06-30 | Medium
No | 040706 | Infusion Pumps, Multitherapy | 8015 Alaris IV Pump Controller (PC) | 14083870 | Alaris Medical Systems | Outpatient Oncology - Medina | Barberton | Medina Campus | Medina Medical Center | 1st Floor | 2014-06-30 | Medium
No | 040707 | Infusion Pumps, Multitherapy | 8015 Alaris IV Pump Controller (PC) | 14084127 | Alaris Medical Systems | DMT Equipment Distribution | Akron | Akron City Campus | Akron City Hospital | Basement | 2014-06-30 | Medium
No | 040727 | Infusion Pumps, Multitherapy | 8015 Alaris IV Pump Controller (PC) | 14083541 | Alaris Medical Systems | DMT Equipment Distribution | Akron | Akron City Campus | Akron City Hospital | Basement | 2014-06-30 | Medium
No | 040728 | Infusion Pumps, Multitherapy | 8015 Alaris IV Pump Controller (PC) | 14083881 | Alaris Medical Systems | DMT Equipment Distribution - SB | Barberton | Barberton Campus | Summa Barberton Hospital | 5th Floor | 2014-06-30 | Medium
No | 040729 | Infusion Pumps, Multitherapy | 8015 Alaris IV Pump Controller (PC) | 14080598 | Alaris Medical Systems | DMT Equipment Distribution | Akron | Akron City Campus | Akron City Hospital | Basement | 2014-06-30 | Medium
No | 040730 | Infusion Pumps, Multitherapy | 8015 Alaris IV Pump Controller (PC) | 14083742 | Alaris Medical Systems | DMT Equipment Distribution | Akron | Akron City Campus | Akron City Hospital | Basement | 2014-06-30 | Medium
No | 040731 | Infusion Pumps, Multitherapy | 8015 Alaris IV Pump Controller (PC) | 14084130 | Alaris Medical Systems | DMT Equipment Distribution - SB | Barberton | Barberton Campus | Summa Barberton Hospital | 5th Floor | 2014-06-30 | Medium
No | 040732 | Infusion Pumps, Multitherapy | 8015 Alaris IV Pump Controller (PC) | 14083846 | Alaris Medical Systems | DMT Equipment Distribution | Akron | Akron City Campus | Akron City Hospital | Basement | 2014-06-30 | Medium
No | 040733 | Infusion Pumps, Multitherapy | 8015 Alaris IV Pump Controller (PC) | 14082451 | Alaris Medical Systems | DMT Equipment Distribution | Akron | Akron City Campus | Akron City Hospital | Basement | 2014-06-30 | Medium
No | 040734 | Infusion Pumps, Multitherapy | 8015 Alaris IV Pump Controller (PC) | 14080125 | Alaris Medical Systems | DMT Equipment Distribution - SB | Barberton | Barberton Campus | Summa Barberton Hospital | 5th Floor | 2014-06-30 | Medium
No | 040735 | Infusion Pumps, Multitherapy | 8015 Alaris IV Pump Controller (PC) | 14084146 | Alaris Medical Systems | DMT Equipment Distribution | Akron | Akron City Campus | Akron City Hospital | Basement | 2014-06-30 | Medium
No | 040736 | Infusion Pumps, Multitherapy | 8015 Alaris IV Pump Controller (PC) | 14084153 | Alaris Medical Systems | DMT Equipment Distribution | Akron | Akron City Campus | Akron City Hospital | Basement | 2014-06-30 | Medium
No | 040737 | Infusion Pumps, Multitherapy | 8015 Alaris IV Pump Controller (PC) | 14083855 | Alaris Medical Systems | DMT Equipment Distribution | Akron | Akron City Campus | Akron City Hospital | Basement | 2014-06-30 | Medium
No | 041592 | Infusion Pumps, Multitherapy | 8015 Alaris IV Pump Controller (PC) | 14084711 | Alaris Medical Systems | DMT Equipment Distribution - SB | Barberton | Barberton Campus | Summa Barberton Hospital | 5th Floor | 2014-07-01 | Medium
No | 041687 | Infusion Pumps, Multitherapy | 8015 Alaris IV Pump Controller (PC) | 14084870 | Alaris Medical Systems | DMT Equipment Distribution - SB | Barberton | Barberton Campus | Summa Barberton Hospital | 5th Floor | 2014-07-01 | Medium
No | 041688 | Infusion Pumps, Multitherapy | 8015 Alaris IV Pump Controller (PC) | 14084971 | Alaris Medical Systems | DMT Equipment Distribution | Akron | Akron City Campus | Akron City Hospital | Basement | 2014-07-01 | Medium
No | 041689 | Infusion Pumps, Multitherapy | 8015 Alaris IV Pump Controller (PC) | 14084951 | Alaris Medical Systems | DMT Equipment Distribution - SB | Barberton | Barberton Campus | Summa Barberton Hospital | 5th Floor | 2014-07-01 | Medium
No | 041690 | Infusion Pumps, Multitherapy | 8015 Alaris IV Pump Controller (PC) | 14084937 | Alaris Medical Systems | DMT Equipment Distribution | Akron | Akron City Campus | Akron City Hospital | Basement | 2014-07-01 | Medium
No | 041692 | Infusion Pumps, Multitherapy | 8015 Alaris IV Pump Controller (PC) | 14084818 | Alaris Medical Systems | DMT Equipment Distribution - SB | Barberton | Barberton Campus | Summa Barberton Hospital | 5th Floor | 2014-07-01 | Medium
No | 041693 | Infusion Pumps, Multitherapy | 8015 Alaris IV Pump Controller (PC) | 14084864 | Alaris Medical Systems | DMT Equipment Distribution | Akron | Akron City Campus | Akron City Hospital | Basement | 2014-07-01 | Medium
No | 041694 | Infusion Pumps, Multitherapy | 8015 Alaris IV Pump Controller (PC) | 14084789 | Alaris Medical Systems | DMT Equipment Distribution | Akron | Akron City Campus | Akron City Hospital | Basement | 2014-07-01 | Medium
No | 041695 | Infusion Pumps, Multitherapy | 8015 Alaris IV Pump Controller (PC) | 14084868 | Alaris Medical Systems | DMT Equipment Distribution - SB | Barberton | Barberton Campus | Summa Barberton Hospital | 5th Floor | 2014-07-01 | Medium
No | 041696 | Infusion Pumps, Multitherapy | 8015 Alaris IV Pump Controller (PC) | 14084879 | Alaris Medical Systems | DMT Equipment Distribution - SB | Barberton | Barberton Campus | Summa Barberton Hospital | 5th Floor | 2014-07-01 | Medium
No | 041697 | Infusion Pumps, Multitherapy | 8015 Alaris IV Pump Controller (PC) | 14084892 | Alaris Medical Systems | DMT Equipment Distribution | Akron | Akron City Campus | Akron City Hospital | Basement | 2014-07-01 | Medium
No | 041698 | Infusion Pumps, Multitherapy | 8015 Alaris IV Pump Controller (PC) | 14084816 | Alaris Medical Systems | DMT Equipment Distribution - SB | Barberton | Barberton Campus | Summa Barberton Hospital | 5th Floor | 2014-07-01 | Medium
No | 041699 | Infusion Pumps, Multitherapy | 8015 Alaris IV Pump Controller (PC) | 14084899 | Alaris Medical Systems | DMT Equipment Distribution | Akron | Akron City Campus | Akron City Hospital | Basement | 2014-07-01 | Medium
No | 041700 | Infusion Pumps, Multitherapy | 8015 Alaris IV Pump Controller (PC) | 14084865 | Alaris Medical Systems | DMT Equipment Distribution | Akron | Akron City Campus | Akron City Hospital | Basement | 2014-07-01 | Medium
No | 041701 | Infusion Pumps, Multitherapy | 8015 Alaris IV Pump Controller (PC) | 14084938 | Alaris Medical Systems | DMT Equipment Distribution | Akron | Akron City Campus | Akron City Hospital | Basement | 2014-07-01 | Medium
No | 041702 | Infusion Pumps, Multitherapy | 8015 Alaris IV Pump Controller (PC) | 14084872 | Alaris Medical Systems | DMT Equipment Distribution | Akron | Akron City Campus | Akron City Hospital | Basement | 2014-07-01 | Medium
No | 041703 | Infusion Pumps, Multitherapy | 8015 Alaris IV Pump Controller (PC) | 14084835 | Alaris Medical Systems | DMT Equipment Distribution - SB | Barberton | Barberton Campus | Summa Barberton Hospital | 5th Floor | 2014-07-01 | Medium
No | 041704 | Infusion Pumps, Multitherapy | 8015 Alaris IV Pump Controller (PC) | 14080394 | Alaris Medical Systems | DMT Equipment Distribution | Akron | Akron City Campus | Akron City Hospital | Basement | 2014-07-01 | Medium
No | 041705 | Infusion Pumps, Multitherapy | 8015 Alaris IV Pump Controller (PC) | 14084884 | Alaris Medical Systems | DMT Equipment Distribution | Akron | Akron City Campus | Akron City Hospital | Basement | 2014-07-01 | Medium
No | 041706 | Infusion Pumps, Multitherapy | 8015 Alaris IV Pump Controller (PC) | 14084821 | Alaris Medical Systems | DMT Equipment Distribution - SB | Barberton | Barberton Campus | Summa Barberton Hospital | 5th Floor | 2014-07-01 | Medium
No | 041707 | Infusion Pumps, Multitherapy | 8015 Alaris IV Pump Controller (PC) | 14084920 | Alaris Medical Systems | DMT Equipment Distribution - SB | Barberton | Barberton Campus | Summa Barberton Hospital | 5th Floor | 2014-07-01 | Medium
No | 041708 | Infusion Pumps, Multitherapy | 8015 Alaris IV Pump Controller (PC) | 14084925 | Alaris Medical Systems | DMT Equipment Distribution - SB | Barberton | Barberton Campus | Summa Barberton Hospital | 5th Floor | 2014-07-01 | Medium
No | 041709 | Infusion Pumps, Multitherapy | 8015 Alaris IV Pump Controller (PC) | 14084902 | Alaris Medical Systems | DMT Equipment Distribution | Akron | Akron City Campus | Akron City Hospital | Basement | 2014-07-01 | Medium
No | 041710 | Infusion Pumps, Multitherapy | 8015 Alaris IV Pump Controller (PC) | 14081702 | Alaris Medical Systems | DMT Equipment Distribution | Akron | Akron City Campus | Akron City Hospital | Basement | 2014-07-01 | Medium
No | 041711 | Infusion Pumps, Multitherapy | 8015 Alaris IV Pump Controller (PC) | 14084914 | Alaris Medical Systems | DMT Equipment Distribution - SB | Barberton | Barberton Campus | Summa Barberton Hospital | 5th Floor | 2014-07-01 | Medium
No | 041712 | Infusion Pumps, Multitherapy | 8015 Alaris IV Pump Controller (PC) | 14084777 | Alaris Medical Systems | DMT Equipment Distribution | Akron | Akron City Campus | Akron City Hospital | Basement | 2014-07-01 | Medium
No | 041713 | Infusion Pumps, Multitherapy | 8015 Alaris IV Pump Controller (PC) | 14084794 | Alaris Medical Systems | DMT Equipment Distribution | Akron | Akron City Campus | Akron City Hospital | Basement | 2014-07-01 | Medium
No | 041714 | Infusion Pumps, Multitherapy | 8015 Alaris IV Pump Controller (PC) | 14084987 | Alaris Medical Systems | DMT Equipment Distribution - SB | Barberton | Barberton Campus | Summa Barberton Hospital | 5th Floor | 2014-07-01 | Medium
No | 041715 | Infusion Pumps, Multitherapy | 8015 Alaris IV Pump Controller (PC) | 14084969 | Alaris Medical Systems | DMT Equipment Distribution | Akron | Akron City Campus | Akron City Hospital | Basement | 2014-07-01 | Medium
No | 041716 | Infusion Pumps, Multitherapy | 8015 Alaris IV Pump Controller (PC) | 14084931 | Alaris Medical Systems | DMT Equipment Distribution | Akron | Akron City Campus | Akron City Hospital | Basement | 2014-07-01 | Medium
No | 041717 | Infusion Pumps, Multitherapy | 8015 Alaris IV Pump Controller (PC) | 14084888 | Alaris Medical Systems | DMT Equipment Distribution - SB | Barberton | Green Campus | Green Medical Center | Ground Floor | 2014-07-01 | Medium
No | 041718 | Infusion Pumps, Multitherapy | 8015 Alaris IV Pump Controller (PC) | 14084826 | Alaris Medical Systems | DMT Equipment Distribution | Akron | Akron City Campus | Akron City Hospital | Basement | 2014-07-01 | Medium
No | 041719 | Infusion Pumps, Multitherapy | 8015 Alaris IV Pump Controller (PC) | 14084984 | Alaris Medical Systems | DMT Equipment Distribution | Akron | Akron City Campus | Akron City Hospital | Basement | 2014-07-01 | Medium
No | 041720 | Infusion Pumps, Multitherapy | 8015 Alaris IV Pump Controller (PC) | 14084645 | Alaris Medical Systems | Medina ASC | Barberton | Medina Campus | Medina Medical Center | 1st Floor | 2014-07-01 | Medium
No | 041721 | Infusion Pumps, Multitherapy | 8015 Alaris IV Pump Controller (PC) | 14084715 | Alaris Medical Systems | DMT Equipment Distribution - SB | Barberton | Green Campus | Green Medical Center | Ground Floor | 2014-07-01 | Medium
No | 041722 | Infusion Pumps, Multitherapy | 8015 Alaris IV Pump Controller (PC) | 14084961 | Alaris Medical Systems | DMT Equipment Distribution - SB | Barberton | Barberton Campus | Summa Barberton Hospital | 5th Floor | 2014-07-01 | Medium
No | 041723 | Infusion Pumps, Multitherapy | 8015 Alaris IV Pump Controller (PC) | 14084947 | Alaris Medical Systems | DMT Equipment Distribution - SB | Barberton | Barberton Campus | Summa Barberton Hospital | 5th Floor | 2014-07-01 | Medium
No | 041724 | Infusion Pumps, Multitherapy | 8015 Alaris IV Pump Controller (PC) | 14084890 | Alaris Medical Systems | DMT Equipment Distribution | Akron | Akron City Campus | Akron City Hospital | Basement | 2014-07-01 | Medium
No | 041725 | Infusion Pumps, Multitherapy | 8015 Alaris IV Pump Controller (PC) | 14080855 | Alaris Medical Systems | DMT Equipment Distribution | Akron | Akron City Campus | Akron City Hospital | Basement | 2014-07-01 | Medium
No | 041726 | Infusion Pumps, Multitherapy | 8015 Alaris IV Pump Controller (PC) | 14084881 | Alaris Medical Systems | Emergency Department (ED) - Green | Barberton | Green Campus | Green Medical Center | Ground Floor | 2014-07-01 | Medium
No | 041727 | Infusion Pumps, Multitherapy | 8015 Alaris IV Pump Controller (PC) | 14084858 | Alaris Medical Systems | DMT Equipment Distribution - SB | Barberton | Barberton Campus | Summa Barberton Hospital | 5th Floor | 2014-07-01 | Medium
No | 041728 | Infusion Pumps, Multitherapy | 8015 Alaris IV Pump Controller (PC) | 14082268 | Alaris Medical Systems | DMT Equipment Distribution - SB | Barberton | Barberton Campus | Summa Barberton Hospital | 5th Floor | 2014-07-01 | Medium
No | 041729 | Infusion Pumps, Multitherapy | 8015 Alaris IV Pump Controller (PC) | 14084982 | Alaris Medical Systems | DMT Equipment Distribution - SB | Barberton | Barberton Campus | Summa Barberton Hospital | 5th Floor | 2014-07-01 | Medium
No | 041730 | Infusion Pumps, Multitherapy | 8015 Alaris IV Pump Controller (PC) | 14084954 | Alaris Medical Systems | DMT Equipment Distribution - SB | Barberton | Barberton Campus | Summa Barberton Hospital | 5th Floor | 2014-07-01 | Medium
No | 041731 | Infusion Pumps, Multitherapy | 8015 Alaris IV Pump Controller (PC) | 14084986 | Alaris Medical Systems | DMT Equipment Distribution - SB | Barberton | Medina Campus | Medina Medical Center | 1st Floor | 2014-07-01 | Medium
No | 041732 | Infusion Pumps, Multitherapy | 8015 Alaris IV Pump Controller (PC) | 14084653 | Alaris Medical Systems | DMT Equipment Distribution - SB | Barberton | Barberton Campus | Summa Barberton Hospital | 5th Floor | 2014-07-01 | Medium
No | 041733 | Infusion Pumps, Multitherapy | 8015 Alaris IV Pump Controller (PC) | 14084793 | Alaris Medical Systems | DMT Equipment Distribution | Akron | Akron City Campus | Akron City Hospital | Basement | 2014-07-01 | Medium
No | 041734 | Infusion Pumps, Multitherapy | 8015 Alaris IV Pump Controller (PC) | 14082999 | Alaris Medical Systems | DMT Equipment Distribution | Akron | Akron City Campus | Akron City Hospital | Basement | 2014-06-30 | Medium
No | 041735 | Infusion Pumps, Multitherapy | 8015 Alaris IV Pump Controller (PC) | 14083544 | Alaris Medical Systems | DMT Equipment Distribution | Akron | Akron City Campus | Akron City Hospital | Basement | 2014-06-30 | Medium
No | 041736 | Infusion Pumps, Multitherapy | 8015 Alaris IV Pump Controller (PC) | 14083228 | Alaris Medical Systems | DMT Equipment Distribution | Akron | Akron City Campus | Akron City Hospital | Basement | 2014-06-30 | Medium
No | 041737 | Infusion Pumps, Multitherapy | 8015 Alaris IV Pump Controller (PC) | 14083585 | Alaris Medical Systems | DMT Equipment Distribution | Akron | Akron City Campus | Akron City Hospital | Basement | 2014-06-30 | Medium
No | 041738 | Infusion Pumps, Multitherapy | 8015 Alaris IV Pump Controller (PC) | 14083017 | Alaris Medical Systems | DMT Equipment Distribution | Akron | Akron City Campus | Akron City Hospital | Basement | 2014-06-30 | Medium
No | 041739 | Infusion Pumps, Multitherapy | 8015 Alaris IV Pump Controller (PC) | 14083382 | Alaris Medical Systems | DMT Equipment Distribution - SB | Barberton | Barberton Campus | Summa Barberton Hospital | 5th Floor | 2014-06-30 | Medium
No | 041740 | Infusion Pumps, Multitherapy | 8015 Alaris IV Pump Controller (PC) | 14083690 | Alaris Medical Systems | DMT Equipment Distribution | Akron | Akron City Campus | Akron City Hospital | Basement | 2014-06-30 | Medium
No | 041741 | Infusion Pumps, Multitherapy | 8015 Alaris IV Pump Controller (PC) | 14085006 | Alaris Medical Systems | DMT Equipment Distribution | Akron | Akron City Campus | Akron City Hospital | Basement | 2014-07-01 | Medium
No | 041742 | Infusion Pumps, Multitherapy | 8015 Alaris IV Pump Controller (PC) | 14084785 | Alaris Medical Systems | DMT Equipment Distribution - SB | Barberton | Barberton Campus | Summa Barberton Hospital | 5th Floor | 2014-07-01 | Medium
No | 041743 | Infusion Pumps, Multitherapy | 8015 Alaris IV Pump Controller (PC) | 14084972 | Alaris Medical Systems | DMT Equipment Distribution | Akron | Akron City Campus | Akron City Hospital | Basement | 2014-07-01 | Medium
No | 041744 | Infusion Pumps, Multitherapy | 8015 Alaris IV Pump Controller (PC) | 14084445 | Alaris Medical Systems | DMT Equipment Distribution - SB | Barberton | Barberton Campus | Summa Barberton Hospital | 5th Floor | 2014-07-01 | Medium
No | 041745 | Infusion Pumps, Multitherapy | 8015 Alaris IV Pump Controller (PC) | 14084790 | Alaris Medical Systems | DMT Equipment Distribution | Akron | Akron City Campus | Akron City Hospital | Basement | 2014-07-01 | Medium
No | 041746 | Infusion Pumps, Multitherapy | 8015 Alaris IV Pump Controller (PC) | 14084995 | Alaris Medical Systems | DMT Equipment Distribution | Akron | Akron City Campus | Akron City Hospital | Basement | 2014-07-01 | Medium
No | 041747 | Infusion Pumps, Multitherapy | 8015 Alaris IV Pump Controller (PC) | 14084874 | Alaris Medical Systems | DMT Equipment Distribution | Akron | Akron City Campus | Akron City Hospital | Basement | 2014-07-01 | Medium
No | 041748 | Infusion Pumps, Multitherapy | 8015 Alaris IV Pump Controller (PC) | 14080534 | Alaris Medical Systems | DMT Equipment Distribution | Akron | Akron City Campus | Akron City Hospital | Basement | 2014-06-30 | Medium
No | 041749 | Infusion Pumps, Multitherapy | 8015 Alaris IV Pump Controller (PC) | 14084983 | Alaris Medical Systems | DMT Equipment Distribution | Akron | Akron City Campus | Akron City Hospital | Basement | 2014-07-01 | Medium
No | 041750 | Infusion Pumps, Multitherapy | 8015 Alaris IV Pump Controller (PC) | 14084642 | Alaris Medical Systems | Central Processing/Supply - SW | Barberton | Wadsworth Campus | Wadsworth-Rittman Medical Center | 1st Floor | 2014-07-01 | Medium
No | 041751 | Infusion Pumps, Multitherapy | 8015 Alaris IV Pump Controller (PC) | 14084939 | Alaris Medical Systems | Neurology Outpatient - Portage Lakes | Barberton | Portage Lakes Campus | Summa Health Portage Lakes Medical Center | Ground Floor | 2014-07-01 | Medium
No | 041752 | Infusion Pumps, Multitherapy | 8015 Alaris IV Pump Controller (PC) | 14081854 | Alaris Medical Systems | DMT Equipment Distribution | Akron | Akron City Campus | Akron City Hospital | Basement | 2014-06-30 | Medium
No | 041753 | Infusion Pumps, Multitherapy | 8015 Alaris IV Pump Controller (PC) | 14083132 | Alaris Medical Systems | DMT Equipment Distribution | Akron | Akron City Campus | Akron City Hospital | Basement | 2014-06-30 | Medium
No | 041754 | Infusion Pumps, Multitherapy | 8015 Alaris IV Pump Controller (PC) | 14082950 | Alaris Medical Systems | DMT Equipment Distribution | Akron | Akron City Campus | Akron City Hospital | Basement | 2014-06-30 | Medium
No | 041755 | Infusion Pumps, Multitherapy | 8015 Alaris IV Pump Controller (PC) | 14083678 | Alaris Medical Systems | DMT Equipment Distribution | Akron | Akron City Campus | Akron City Hospital | Basement | 2014-06-30 | Medium
No | 041756 | Infusion Pumps, Multitherapy | 8015 Alaris IV Pump Controller (PC) | 14079448 | Alaris Medical Systems | DMT Equipment Distribution | Akron | Akron City Campus | Akron City Hospital | Basement | 2014-06-30 | Medium
No | 041757 | Infusion Pumps, Multitherapy | 8015 Alaris IV Pump Controller (PC) | 14080919 | Alaris Medical Systems | DMT Equipment Distribution | Akron | Akron City Campus | Akron City Hospital | Basement | 2014-06-30 | Medium
No | 041758 | Infusion Pumps, Multitherapy | 8015 Alaris IV Pump Controller (PC) | 14082516 | Alaris Medical Systems | DMT Equipment Distribution | Akron | Akron City Campus | Akron City Hospital | Basement | 2014-06-30 | Medium
No | 041759 | Infusion Pumps, Multitherapy | 8015 Alaris IV Pump Controller (PC) | 14083507 | Alaris Medical Systems | DMT Equipment Distribution | Akron | Akron City Campus | Akron City Hospital | Basement | 2014-06-30 | Medium
No | 041760 | Infusion Pumps, Multitherapy | 8015 Alaris IV Pump Controller (PC) | 14082939 | Alaris Medical Systems | DMT Equipment Distribution | Akron | Akron City Campus | Akron City Hospital | Basement | 2014-06-30 | Medium
No | 041761 | Infusion Pumps, Multitherapy | 8015 Alaris IV Pump Controller (PC) | 14080966 | Alaris Medical Systems | Central Processing/Supply - SW | Barberton | Wadsworth Campus | Wadsworth-Rittman Medical Center | Basement | 2014-06-30 | Medium
No | 041762 | Infusion Pumps, Multitherapy | 8015 Alaris IV Pump Controller (PC) | 14084856 | Alaris Medical Systems | DMT Equipment Distribution | Akron | Akron City Campus | Akron City Hospital | Basement | 2014-07-01 | Medium
No | 041763 | Infusion Pumps, Multitherapy | 8015 Alaris IV Pump Controller (PC) | 14084988 | Alaris Medical Systems | DMT Equipment Distribution | Akron | Akron City Campus | Akron City Hospital | Basement | 2014-07-01 | Medium
No | 041764 | Infusion Pumps, Multitherapy | 8015 Alaris IV Pump Controller (PC) | 14083787 | Alaris Medical Systems | DMT Equipment Distribution | Akron | Akron City Campus | Akron City Hospital | Basement | 2014-06-30 | Medium
No | 041765 | Infusion Pumps, Multitherapy | 8015 Alaris IV Pump Controller (PC) | 14083449 | Alaris Medical Systems | DMT Equipment Distribution | Akron | Akron City Campus | Akron City Hospital | Basement | 2014-06-30 | Medium
No | 041766 | Infusion Pumps, Multitherapy | 8015 Alaris IV Pump Controller (PC) | 14083749 | Alaris Medical Systems | DMT Equipment Distribution | Akron | Akron City Campus | Akron City Hospital | Basement | 2014-06-30 | Medium
No | 041767 | Infusion Pumps, Multitherapy | 8015 Alaris IV Pump Controller (PC) | 14083019 | Alaris Medical Systems | DMT Equipment Distribution | Akron | Akron City Campus | Akron City Hospital | Basement | 2014-06-30 | Medium
No | 041768 | Infusion Pumps, Multitherapy | 8015 Alaris IV Pump Controller (PC) | 14083547 | Alaris Medical Systems | DMT Equipment Distribution | Akron | Akron City Campus | Akron City Hospital | Basement | 2014-06-30 | Medium
No | 041769 | Infusion Pumps, Multitherapy | 8015 Alaris IV Pump Controller (PC) | 14083447 | Alaris Medical Systems | DMT Equipment Distribution | Akron | Akron City Campus | Akron City Hospital | Basement | 2014-06-30 | Medium
No | 041770 | Infusion Pumps, Multitherapy | 8015 Alaris IV Pump Controller (PC) | 14083852 | Alaris Medical Systems | DMT Equipment Distribution | Akron | Akron City Campus | Akron City Hospital | Basement | 2014-06-30 | Medium
No | 041771 | Infusion Pumps, Multitherapy | 8015 Alaris IV Pump Controller (PC) | 14081749 | Alaris Medical Systems | DMT Equipment Distribution | Akron | Akron City Campus | Akron City Hospital | Basement | 2014-06-30 | Medium
No | 041773 | Infusion Pumps, Multitherapy | 8015 Alaris IV Pump Controller (PC) | 14079669 | Alaris Medical Systems | DMT Equipment Distribution | Akron | Akron City Campus | Akron City Hospital | Basement | 2014-06-30 | Medium
No | 041774 | Infusion Pumps, Multitherapy | 8015 Alaris IV Pump Controller (PC) | 14080785 | Alaris Medical Systems | DMT Equipment Distribution | Akron | Akron City Campus | Akron City Hospital | Basement | 2014-06-30 | Medium
No | 041777 | Infusion Pumps, Multitherapy | 8015 Alaris IV Pump Controller (PC) | 14083204 | Alaris Medical Systems | DMT Equipment Distribution | Akron | Akron City Campus | Akron City Hospital | Basement | 2014-06-30 | Medium
No | 041778 | Infusion Pumps, Multitherapy | 8015 Alaris IV Pump Controller (PC) | 14081277 | Alaris Medical Systems | DMT Equipment Distribution | Akron | Akron City Campus | Akron City Hospital | Basement | 2014-06-30 | Medium
No | 041779 | Infusion Pumps, Multitherapy | 8015 Alaris IV Pump Controller (PC) | 14084060 | Alaris Medical Systems | DMT Equipment Distribution | Akron | Akron City Campus | Akron City Hospital | Basement | 2014-06-30 | Medium
No | 041780 | Infusion Pumps, Multitherapy | 8015 Alaris IV Pump Controller (PC) | 14080788 | Alaris Medical Systems | DMT Equipment Distribution | Akron | Akron City Campus | Akron City Hospital | Basement | 2014-06-30 | Medium
No | 041781 | Infusion Pumps, Multitherapy | 8015 Alaris IV Pump Controller (PC) | 14083002 | Alaris Medical Systems | DMT Equipment Distribution | Akron | Akron City Campus | Akron City Hospital | Basement | 2014-06-30 | Medium
No | 041782 | Infusion Pumps, Multitherapy | 8015 Alaris IV Pump Controller (PC) | 14083128 | Alaris Medical Systems | DMT Equipment Distribution - SB | Barberton | Barberton Campus | Summa Barberton Hospital | 5th Floor | 2014-07-01 | Medium
No | 041783 | Infusion Pumps, Multitherapy | 8015 Alaris IV Pump Controller (PC) | 14083152 | Alaris Medical Systems | DMT Equipment Distribution | Akron | Akron City Campus | Akron City Hospital | Basement | 2014-07-01 | Medium
No | 041784 | Infusion Pumps, Multitherapy | 8015 Alaris IV Pump Controller (PC) | 14083227 | Alaris Medical Systems | DMT Equipment Distribution | Akron | Akron City Campus | Akron City Hospital | Basement | 2014-07-01 | Medium
No | 041785 | Infusion Pumps, Multitherapy | 8015 Alaris IV Pump Controller (PC) | 14083372 | Alaris Medical Systems | Respiratory Care - SB | Barberton | Barberton Campus | Summa Barberton Hospital | 5th Floor | 2014-07-01 | Medium
No | 041786 | Infusion Pumps, Multitherapy | 8015 Alaris IV Pump Controller (PC) | 14080449 | Alaris Medical Systems | Emergency Department (ED) - Green | Barberton | Green Campus | Green Medical Center | Ground Floor | 2014-07-01 | Medium
No | 041787 | Infusion Pumps, Multitherapy | 8015 Alaris IV Pump Controller (PC) | 14083220 | Alaris Medical Systems | DMT Equipment Distribution | Akron | Akron City Campus | Akron City Hospital | Basement | 2014-07-01 | Medium
No | 041788 | Infusion Pumps, Multitherapy | 8015 Alaris IV Pump Controller (PC) | 14082998 | Alaris Medical Systems | DMT Equipment Distribution - SB | Barberton | Barberton Campus | Summa Barberton Hospital | 5th Floor | 2014-07-01 | Medium
No | 041789 | Infusion Pumps, Multitherapy | 8015 Alaris IV Pump Controller (PC) | 14084283 | Alaris Medical Systems | DMT Equipment Distribution | Akron | Akron City Campus | Akron City Hospital | Basement | 2014-06-30 | Medium
No | 041790 | Infusion Pumps, Multitherapy | 8015 Alaris IV Pump Controller (PC) | 14084104 | Alaris Medical Systems | DMT Equipment Distribution | Akron | Akron City Campus | Akron City Hospital | Basement | 2014-06-30 | Medium
No | 041791 | Infusion Pumps, Multitherapy | 8015 Alaris IV Pump Controller (PC) | 14084059 | Alaris Medical Systems | DMT Equipment Distribution | Akron | Akron City Campus | Akron City Hospital | Basement | 2014-06-30 | Medium
No | 041792 | Infusion Pumps, Multitherapy | 8015 Alaris IV Pump Controller (PC) | 14083998 | Alaris Medical Systems | DMT Equipment Distribution | Akron | Akron City Campus | Akron City Hospital | Basement | 2014-06-30 | Medium
No | 041793 | Infusion Pumps, Multitherapy | 8015 Alaris IV Pump Controller (PC) | 14084065 | Alaris Medical Systems | DMT Equipment Distribution | Akron | Akron City Campus | Akron City Hospital | Basement | 2014-06-30 | Medium
No | 041794 | Infusion Pumps, Multitherapy | 8015 Alaris IV Pump Controller (PC) | 14082966 | Alaris Medical Systems | DMT Equipment Distribution | Akron | Akron City Campus | Akron City Hospital | Basement | 2014-06-30 | Medium
No | 041798 | Infusion Pumps, Multitherapy | 8015 Alaris IV Pump Controller (PC) | 14082965 | Alaris Medical Systems | Staff Development | Akron | Corporate Campus | Corporate Center |  | 2014-06-30 | Medium
No | 041799 | Infusion Pumps, Multitherapy | 8015 Alaris IV Pump Controller (PC) | 14082967 | Alaris Medical Systems | DMT Equipment Distribution | Akron | Akron City Campus | Akron City Hospital | Basement | 2014-06-30 | Medium
No | 041800 | Infusion Pumps, Multitherapy | 8015 Alaris IV Pump Controller (PC) | 14084028 | Alaris Medical Systems | DMT Equipment Distribution | Akron | Akron City Campus | Akron City Hospital | Basement | 2014-06-30 | Medium
No | 041801 | Infusion Pumps, Multitherapy | 8015 Alaris IV Pump Controller (PC) | 14084299 | Alaris Medical Systems | DMT Equipment Distribution - SB | Barberton | Barberton Campus | Summa Barberton Hospital | 5th Floor | 2014-06-30 | Medium
No | 041802 | Infusion Pumps, Multitherapy | 8015 Alaris IV Pump Controller (PC) | 14084262 | Alaris Medical Systems | DMT Equipment Distribution | Akron | Akron City Campus | Akron City Hospital | Basement | 2014-06-30 | Medium
No | 041803 | Infusion Pumps, Multitherapy | 8015 Alaris IV Pump Controller (PC) | 14084258 | Alaris Medical Systems | DMT Equipment Distribution | Akron | Akron City Campus | Akron City Hospital | Basement | 2014-06-30 | Medium
No | 041804 | Infusion Pumps, Multitherapy | 8015 Alaris IV Pump Controller (PC) | 14081709 | Alaris Medical Systems | DMT Equipment Distribution | Akron | Akron City Campus | Akron City Hospital | Basement | 2014-06-30 | Medium
No | 041805 | Infusion Pumps, Multitherapy | 8015 Alaris IV Pump Controller (PC) | 14077068 | Alaris Medical Systems | DMT Equipment Distribution | Akron | Akron City Campus | Akron City Hospital | Basement | 2014-06-30 | Medium
No | 041806 | Infusion Pumps, Multitherapy | 8015 Alaris IV Pump Controller (PC) | 14084141 | Alaris Medical Systems | DMT Equipment Distribution | Akron | Akron City Campus | Akron City Hospital | Basement | 2014-06-30 | Medium
No | 041807 | Infusion Pumps, Multitherapy | 8015 Alaris IV Pump Controller (PC) | 14084203 | Alaris Medical Systems | DMT Equipment Distribution | Akron | Akron City Campus | Akron City Hospital | Basement | 2014-06-30 | Medium
No | 041808 | Infusion Pumps, Multitherapy | 8015 Alaris IV Pump Controller (PC) | 14082106 | Alaris Medical Systems | DMT Equipment Distribution | Akron | Akron City Campus | Akron City Hospital | Basement | 2014-06-30 | Medium
No | 041809 | Infusion Pumps, Multitherapy | 8015 Alaris IV Pump Controller (PC) | 14084316 | Alaris Medical Systems | DMT Equipment Distribution | Akron | Akron City Campus | Akron City Hospital | Basement | 2014-06-30 | Medium
No | 041810 | Infusion Pumps, Multitherapy | 8015 Alaris IV Pump Controller (PC) | 14084314 | Alaris Medical Systems | DMT Equipment Distribution | Akron | Akron City Campus | Akron City Hospital | Basement | 2014-06-30 | Medium
No | 041811 | Infusion Pumps, Multitherapy | 8015 Alaris IV Pump Controller (PC) | 14084307 | Alaris Medical Systems | DMT Equipment Distribution | Akron | Akron City Campus | Akron City Hospital | Basement | 2014-06-30 | Medium
No | 041812 | Infusion Pumps, Multitherapy | 8015 Alaris IV Pump Controller (PC) | 14084317 | Alaris Medical Systems | DMT Equipment Distribution | Akron | Akron City Campus | Akron City Hospital | Basement | 2014-06-30 | Medium
No | 041813 | Infusion Pumps, Multitherapy | 8015 Alaris IV Pump Controller (PC) | 14084198 | Alaris Medical Systems | DMT Equipment Distribution | Akron | Akron City Campus | Akron City Hospital | Basement | 2014-06-30 | Medium
No | 041814 | Infusion Pumps, Multitherapy | 8015 Alaris IV Pump Controller (PC) | 14084216 | Alaris Medical Systems | Virtual Care Simulation Lab | Akron | Akron City Campus | Akron City Hospital | 1st Floor | 2014-06-30 | Medium
No | 041815 | Infusion Pumps, Multitherapy | 8015 Alaris IV Pump Controller (PC) | 14084305 | Alaris Medical Systems | DMT Equipment Distribution | Akron | Akron City Campus | Akron City Hospital | Basement | 2014-06-30 | Medium
No | 041816 | Infusion Pumps, Multitherapy | 8015 Alaris IV Pump Controller (PC) | 14084261 | Alaris Medical Systems | DMT Equipment Distribution | Akron | Akron City Campus | Akron City Hospital | Basement | 2014-06-30 | Medium
No | 041817 | Infusion Pumps, Multitherapy | 8015 Alaris IV Pump Controller (PC) | 14084364 | Alaris Medical Systems | DMT Equipment Distribution - SB | Barberton | Barberton Campus | Summa Barberton Hospital | 5th Floor | 2014-06-30 | Medium
No | 041818 | Infusion Pumps, Multitherapy | 8015 Alaris IV Pump Controller (PC) | 14082320 | Alaris Medical Systems | DMT Equipment Distribution | Akron | Akron City Campus | Akron City Hospital | Basement | 2014-06-30 | Medium
No | 041819 | Infusion Pumps, Multitherapy | 8015 Alaris IV Pump Controller (PC) | 14081578 | Alaris Medical Systems | DMT Equipment Distribution | Akron | Akron City Campus | Akron City Hospital | Basement | 2014-06-30 | Medium
No | 041820 | Infusion Pumps, Multitherapy | 8015 Alaris IV Pump Controller (PC) | 14082111 | Alaris Medical Systems | DMT Equipment Distribution | Akron | Akron City Campus | Akron City Hospital | Basement | 2014-06-30 | Medium
No | 041821 | Infusion Pumps, Multitherapy | 8015 Alaris IV Pump Controller (PC) | 14082236 | Alaris Medical Systems | DMT Equipment Distribution | Akron | Akron City Campus | Akron City Hospital | Basement | 2014-06-30 | Medium
No | 041822 | Infusion Pumps, Multitherapy | 8015 Alaris IV Pump Controller (PC) | 14080536 | Alaris Medical Systems | DMT Equipment Distribution | Akron | Akron City Campus | Akron City Hospital | Basement | 2014-06-30 | Medium
No | 041823 | Infusion Pumps, Multitherapy | 8015 Alaris IV Pump Controller (PC) | 14081658 | Alaris Medical Systems | DMT Equipment Distribution | Akron | Akron City Campus | Akron City Hospital | Basement | 2014-06-30 | Medium
No | 041824 | Infusion Pumps, Multitherapy | 8015 Alaris IV Pump Controller (PC) | 14081718 | Alaris Medical Systems | DMT Equipment Distribution | Akron | Akron City Campus | Akron City Hospital | Basement | 2014-06-30 | Medium
No | 041825 | Infusion Pumps, Multitherapy | 8015 Alaris IV Pump Controller (PC) | 14081887 | Alaris Medical Systems | DMT Equipment Distribution | Akron | Akron City Campus | Akron City Hospital | Basement | 2014-06-30 | Medium
No | 041826 | Infusion Pumps, Multitherapy | 8015 Alaris IV Pump Controller (PC) | 14082233 | Alaris Medical Systems | DMT Equipment Distribution | Akron | Akron City Campus | Akron City Hospital | Basement | 2014-06-30 | Medium
No | 041827 | Infusion Pumps, Multitherapy | 8015 Alaris IV Pump Controller (PC) | 14081960 | Alaris Medical Systems | DMT Equipment Distribution | Akron | Akron City Campus | Akron City Hospital | Basement | 2014-06-30 | Medium
No | 041834 | Infusion Pumps, Multitherapy | 8015 Alaris IV Pump Controller (PC) | 14076780 | Alaris Medical Systems | DMT Equipment Distribution | Akron | Akron City Campus | Akron City Hospital | Basement | 2014-06-30 | Medium
No | 041835 | Infusion Pumps, Multitherapy | 8015 Alaris IV Pump Controller (PC) | 14077222 | Alaris Medical Systems | DMT Equipment Distribution | Akron | Akron City Campus | Akron City Hospital | Basement | 2014-06-30 | Medium
No | 041836 | Infusion Pumps, Multitherapy | 8015 Alaris IV Pump Controller (PC) | 14081724 | Alaris Medical Systems | DMT Equipment Distribution | Akron | Akron City Campus | Akron City Hospital | Basement | 2014-06-30 | Medium
No | 041837 | Infusion Pumps, Multitherapy | 8015 Alaris IV Pump Controller (PC) | 14081318 | Alaris Medical Systems | DMT Equipment Distribution | Akron | Akron City Campus | Akron City Hospital | Basement | 2014-06-30 | Medium
No | 041838 | Infusion Pumps, Multitherapy | 8015 Alaris IV Pump Controller (PC) | 14081703 | Alaris Medical Systems | DMT Equipment Distribution | Akron | Akron City Campus | Akron City Hospital | Basement | 2014-06-30 | Medium
No | 041839 | Infusion Pumps, Multitherapy | 8015 Alaris IV Pump Controller (PC) | 14081776 | Alaris Medical Systems | DMT Equipment Distribution | Akron | Akron City Campus | Akron City Hospital | Basement | 2014-06-30 | Medium
No | 041840 | Infusion Pumps, Multitherapy | 8015 Alaris IV Pump Controller (PC) | 14076970 | Alaris Medical Systems | DMT Equipment Distribution | Akron | Akron City Campus | Akron City Hospital | Basement | 2014-06-30 | Medium
No | 041841 | Infusion Pumps, Multitherapy | 8015 Alaris IV Pump Controller (PC) | 14081447 | Alaris Medical Systems | DMT Equipment Distribution | Akron | Akron City Campus | Akron City Hospital | Basement | 2014-06-30 | Medium
No | 041842 | Infusion Pumps, Multitherapy | 8015 Alaris IV Pump Controller (PC) | 14081738 | Alaris Medical Systems | DMT Equipment Distribution | Akron | Akron City Campus | Akron City Hospital | Basement | 2014-06-30 | Medium
No | 041843 | Infusion Pumps, Multitherapy | 8015 Alaris IV Pump Controller (PC) | 14081851 | Alaris Medical Systems | DMT Equipment Distribution | Akron | Akron City Campus | Akron City Hospital | Basement | 2014-06-30 | Medium
No | 041844 | Infusion Pumps, Multitherapy | 8015 Alaris IV Pump Controller (PC) | 14081741 | Alaris Medical Systems | DMT Equipment Distribution | Akron | Akron City Campus | Akron City Hospital | Basement | 2014-06-30 | Medium
No | 041845 | Infusion Pumps, Multitherapy | 8015 Alaris IV Pump Controller (PC) | 14080830 | Alaris Medical Systems | DMT Equipment Distribution | Akron | Akron City Campus | Akron City Hospital | Basement | 2014-06-30 | Medium
No | 041896 | Infusion Pumps, Multitherapy | 8015 Alaris IV Pump Controller (PC) | 14081853 | Alaris Medical Systems | DMT Equipment Distribution | Akron | Akron City Campus | Akron City Hospital | Basement | 2014-06-30 | Medium
No | 041897 | Infusion Pumps, Multitherapy | 8015 Alaris IV Pump Controller (PC) | 14081884 | Alaris Medical Systems | DMT Equipment Distribution | Akron | Akron City Campus | Akron City Hospital | Basement | 2014-06-30 | Medium
No | 041898 | Infusion Pumps, Multitherapy | 8015 Alaris IV Pump Controller (PC) | 14073690 | Alaris Medical Systems | Central Processing/Supply - SW | Barberton | Wadsworth Campus | Wadsworth-Rittman Medical Center | 1st Floor | 2014-06-30 | Medium
No | 041899 | Infusion Pumps, Multitherapy | 8015 Alaris IV Pump Controller (PC) | 14081855 | Alaris Medical Systems | DMT Equipment Distribution | Akron | Akron City Campus | Akron City Hospital | Basement | 2014-06-30 | Medium
No | 041900 | Infusion Pumps, Multitherapy | 8015 Alaris IV Pump Controller (PC) | 14081964 | Alaris Medical Systems | DMT Equipment Distribution | Akron | Akron City Campus | Akron City Hospital | Basement | 2014-06-30 | Medium
No | 041901 | Infusion Pumps, Multitherapy | 8015 Alaris IV Pump Controller (PC) | 14081651 | Alaris Medical Systems | DMT Equipment Distribution | Akron | Akron City Campus | Akron City Hospital | Basement | 2014-06-30 | Medium
No | 041902 | Infusion Pumps, Multitherapy | 8015 Alaris IV Pump Controller (PC) | 14081777 | Alaris Medical Systems | DMT Equipment Distribution | Akron | Akron City Campus | Akron City Hospital | Basement | 2014-06-30 | Medium
No | 041903 | Infusion Pumps, Multitherapy | 8015 Alaris IV Pump Controller (PC) | 14082107 | Alaris Medical Systems | DMT Equipment Distribution | Akron | Akron City Campus | Akron City Hospital | Basement | 2014-06-30 | Medium
No | 041904 | Infusion Pumps, Multitherapy | 8015 Alaris IV Pump Controller (PC) | 14082023 | Alaris Medical Systems | DMT Equipment Distribution - SB | Barberton | Barberton Campus | Summa Barberton Hospital | 5th Floor | 2014-06-30 | Medium
No | 041905 | Infusion Pumps, Multitherapy | 8015 Alaris IV Pump Controller (PC) | 14082237 | Alaris Medical Systems | DMT Equipment Distribution | Akron | Akron City Campus | Akron City Hospital | Basement | 2014-06-30 | Medium
No | 041906 | Infusion Pumps, Multitherapy | 8015 Alaris IV Pump Controller (PC) | 14081697 | Alaris Medical Systems | DMT Equipment Distribution | Akron | Akron City Campus | Akron City Hospital | Basement | 2014-06-30 | Medium
No | 041907 | Infusion Pumps, Multitherapy | 8015 Alaris IV Pump Controller (PC) | 14081726 | Alaris Medical Systems | DMT Equipment Distribution | Akron | Akron City Campus | Akron City Hospital | Basement | 2014-06-30 | Medium
No | 041908 | Infusion Pumps, Multitherapy | 8015 Alaris IV Pump Controller (PC) | 14081579 | Alaris Medical Systems | DMT Equipment Distribution | Akron | Akron City Campus | Akron City Hospital | Basement | 2014-06-30 | Medium
No | 041909 | Infusion Pumps, Multitherapy | 8015 Alaris IV Pump Controller (PC) | 14077179 | Alaris Medical Systems | DMT Equipment Distribution | Akron | Akron City Campus | Akron City Hospital | Basement | 2014-06-30 | Medium
No | 041910 | Infusion Pumps, Multitherapy | 8015 Alaris IV Pump Controller (PC) | 14081758 | Alaris Medical Systems | DMT Equipment Distribution | Akron | Akron City Campus | Akron City Hospital | Basement | 2014-06-30 | Medium
No | 041911 | Infusion Pumps, Multitherapy | 8015 Alaris IV Pump Controller (PC) | 14081891 | Alaris Medical Systems | DMT Equipment Distribution | Akron | Akron City Campus | Akron City Hospital | Basement | 2014-06-30 | Medium
No | 042000 | Infusion Pumps, Multitherapy | 8015 Alaris IV Pump Controller (PC) | 14046860 | Alaris Medical Systems | DMT Equipment Distribution | Akron | Akron City Campus | Akron City Hospital | Basement | 2014-06-30 | Medium
No | 042001 | Infusion Pumps, Multitherapy | 8015 Alaris IV Pump Controller (PC) | 14083740 | Alaris Medical Systems | DMT Equipment Distribution - SB | Barberton | Barberton Campus | Summa Barberton Hospital | 5th Floor | 2014-06-30 | Medium
No | 042002 | Infusion Pumps, Multitherapy | 8015 Alaris IV Pump Controller (PC) | 14083118 | Alaris Medical Systems | Outpatient Oncology - Medina | Barberton | Medina Campus | Medina Medical Center | 1st Floor | 2014-06-30 | Medium
No | 042003 | Infusion Pumps, Multitherapy | 8015 Alaris IV Pump Controller (PC) | 14083406 | Alaris Medical Systems | DMT Equipment Distribution - SB | Barberton | Barberton Campus | Summa Barberton Hospital | 5th Floor | 2014-06-30 | Medium
No | 042004 | Infusion Pumps, Multitherapy | 8015 Alaris IV Pump Controller (PC) | 14047088 | Alaris Medical Systems | DMT Equipment Distribution | Akron | Akron City Campus | Akron City Hospital | Basement | 2014-06-30 | Medium
No | 042005 | Infusion Pumps, Multitherapy | 8015 Alaris IV Pump Controller (PC) | 14047010 | Alaris Medical Systems | DMT Equipment Distribution | Akron | Akron City Campus | Akron City Hospital | Basement | 2014-06-30 | Medium
No | 042007 | Infusion Pumps, Multitherapy | 8015 Alaris IV Pump Controller (PC) | 14080824 | Alaris Medical Systems | DMT Equipment Distribution | Akron | Akron City Campus | Akron City Hospital | Basement | 2014-06-30 | Medium
No | 042008 | Infusion Pumps, Multitherapy | 8015 Alaris IV Pump Controller (PC) | 14083378 | Alaris Medical Systems | Neurology Outpatient - Portage Lakes | Barberton | Portage Lakes Campus | Summa Health Portage Lakes Medical Center | Ground Floor | 2014-06-30 | Medium
No | 042009 | Infusion Pumps, Multitherapy | 8015 Alaris IV Pump Controller (PC) | 14083219 | Alaris Medical Systems | DMT Equipment Distribution | Akron | Akron City Campus | Akron City Hospital | Basement | 2014-06-30 | Medium
No | 042010 | Infusion Pumps, Multitherapy | 8015 Alaris IV Pump Controller (PC) | 14047020 | Alaris Medical Systems | DMT Equipment Distribution | Akron | Akron City Campus | Akron City Hospital | Basement | 2014-06-30 | Medium
No | 042011 | Infusion Pumps, Multitherapy | 8015 Alaris IV Pump Controller (PC) | 14080980 | Alaris Medical Systems | DMT Equipment Distribution - SB | Barberton | Barberton Campus | Summa Barberton Hospital | 5th Floor | 2014-06-30 | Medium
No | 042012 | Infusion Pumps, Multitherapy | 8015 Alaris IV Pump Controller (PC) | 14080887 | Alaris Medical Systems | DMT Equipment Distribution | Akron | Akron City Campus | Akron City Hospital | Basement | 2014-06-30 | Medium
No | 042013 | Infusion Pumps, Multitherapy | 8015 Alaris IV Pump Controller (PC) | 14047009 | Alaris Medical Systems | DMT Equipment Distribution | Akron | Akron City Campus | Akron City Hospital | Basement | 2014-06-30 | Medium
No | 042014 | Infusion Pumps, Multitherapy | 8015 Alaris IV Pump Controller (PC) | 14047011 | Alaris Medical Systems | DMT Equipment Distribution | Akron | Akron City Campus | Akron City Hospital | Basement | 2014-06-30 | Medium
No | 042015 | Infusion Pumps, Multitherapy | 8015 Alaris IV Pump Controller (PC) | 14083405 | Alaris Medical Systems | DMT Equipment Distribution | Akron | Akron City Campus | Akron City Hospital | Basement | 2014-06-30 | Medium
No | 042016 | Infusion Pumps, Multitherapy | 8015 Alaris IV Pump Controller (PC) | 14046922 | Alaris Medical Systems | DMT Equipment Distribution | Akron | Akron City Campus | Akron City Hospital | Basement | 2014-06-30 | Medium
No | 042017 | Infusion Pumps, Multitherapy | 8015 Alaris IV Pump Controller (PC) | 14047173 | Alaris Medical Systems | DMT Equipment Distribution | Akron | Akron City Campus | Akron City Hospital | Basement | 2014-06-30 | Medium
No | 042018 | Infusion Pumps, Multitherapy | 8015 Alaris IV Pump Controller (PC) | 14078450 | Alaris Medical Systems | DMT Equipment Distribution | Akron | Akron City Campus | Akron City Hospital | Basement | 2014-06-30 | Medium
No | 042019 | Infusion Pumps, Multitherapy | 8015 Alaris IV Pump Controller (PC) | 14047014 | Alaris Medical Systems | DMT Equipment Distribution | Akron | Akron City Campus | Akron City Hospital | Basement | 2014-06-30 | Medium
No | 042020 | Infusion Pumps, Multitherapy | 8015 Alaris IV Pump Controller (PC) | 14083728 | Alaris Medical Systems | DMT Equipment Distribution | Akron | Akron City Campus | Akron City Hospital | Basement | 2014-06-30 | Medium
No | 042021 | Infusion Pumps, Multitherapy | 8015 Alaris IV Pump Controller (PC) | 14083121 | Alaris Medical Systems | Central Processing/Supply - SW | Barberton | Wadsworth Campus | Wadsworth-Rittman Medical Center | 1st Floor | 2014-06-30 | Medium
No | 042022 | Infusion Pumps, Multitherapy | 8015 Alaris IV Pump Controller (PC) | 14047023 | Alaris Medical Systems | DMT Equipment Distribution | Akron | Akron City Campus | Akron City Hospital | Basement | 2014-06-30 | Medium
No | 042023 | Infusion Pumps, Multitherapy | 8015 Alaris IV Pump Controller (PC) | 14047101 | Alaris Medical Systems | DMT Equipment Distribution | Akron | Akron City Campus | Akron City Hospital | Basement | 2014-06-30 | Medium
No | 042024 | Infusion Pumps, Multitherapy | 8015 Alaris IV Pump Controller (PC) | 14083381 | Alaris Medical Systems | DMT Equipment Distribution | Akron | Akron City Campus | Akron City Hospital | Basement | 2014-06-30 | Medium
No | 042025 | Infusion Pumps, Multitherapy | 8015 Alaris IV Pump Controller (PC) | 14083456 | Alaris Medical Systems | Staff Development | Akron | Corporate Campus | Corporate Center |  | 2014-06-30 | Medium
No | 042026 | Infusion Pumps, Multitherapy | 8015 Alaris IV Pump Controller (PC) | 14083236 | Alaris Medical Systems | DMT Equipment Distribution | Akron | Akron City Campus | Akron City Hospital | Basement | 2014-06-30 | Medium
No | 042027 | Infusion Pumps, Multitherapy | 8015 Alaris IV Pump Controller (PC) | 14083217 | Alaris Medical Systems | DMT Equipment Distribution - SB | Barberton | Barberton Campus | Summa Barberton Hospital | 5th Floor | 2014-06-30 | Medium
No | 042028 | Infusion Pumps, Multitherapy | 8015 Alaris IV Pump Controller (PC) | 14082964 | Alaris Medical Systems | DMT Equipment Distribution | Akron | Akron City Campus | Akron City Hospital | Basement | 2014-06-30 | Medium
No | 042029 | Infusion Pumps, Multitherapy | 8015 Alaris IV Pump Controller (PC) | 14085046 | Alaris Medical Systems | DMT Equipment Distribution - SB | Barberton | Barberton Campus | Summa Barberton Hospital | 5th Floor | 2014-07-01 | Medium
No | 042030 | Infusion Pumps, Multitherapy | 8015 Alaris IV Pump Controller (PC) | 14084950 | Alaris Medical Systems | DMT Equipment Distribution | Akron | Akron City Campus | Akron City Hospital | Basement | 2014-07-01 | Medium
No | 042031 | Infusion Pumps, Multitherapy | 8015 Alaris IV Pump Controller (PC) | 14085042 | Alaris Medical Systems | DMT Equipment Distribution | Akron | Akron City Campus | Akron City Hospital | Basement | 2014-07-01 | Medium
No | 042032 | Infusion Pumps, Multitherapy | 8015 Alaris IV Pump Controller (PC) | 14084932 | Alaris Medical Systems | DMT Equipment Distribution | Akron | Akron City Campus | Akron City Hospital | Basement | 2014-07-01 | Medium
No | 042033 | Infusion Pumps, Multitherapy | 8015 Alaris IV Pump Controller (PC) | 14084922 | Alaris Medical Systems | DMT Equipment Distribution | Akron | Akron City Campus | Akron City Hospital | Basement | 2014-07-01 | Medium
No | 042034 | Infusion Pumps, Multitherapy | 8015 Alaris IV Pump Controller (PC) | 14085001 | Alaris Medical Systems | DMT Equipment Distribution | Akron | Akron City Campus | Akron City Hospital | Basement | 2014-07-01 | Medium
No | 042035 | Infusion Pumps, Multitherapy | 8015 Alaris IV Pump Controller (PC) | 14084792 | Alaris Medical Systems | DMT Equipment Distribution - SB | Barberton | Barberton Campus | Summa Barberton Hospital | 5th Floor | 2014-07-01 | Medium
No | 042036 | Infusion Pumps, Multitherapy | 8015 Alaris IV Pump Controller (PC) | 14084709 | Alaris Medical Systems | DMT Equipment Distribution | Akron | Akron City Campus | Akron City Hospital | Basement | 2014-07-01 | Medium
No | 042037 | Infusion Pumps, Multitherapy | 8015 Alaris IV Pump Controller (PC) | 14084706 | Alaris Medical Systems | DMT Equipment Distribution - SB | Barberton | Barberton Campus | Summa Barberton Hospital | 5th Floor | 2014-07-01 | Medium
No | 042038 | Infusion Pumps, Multitherapy | 8015 Alaris IV Pump Controller (PC) | 14047021 | Alaris Medical Systems | DMT Equipment Distribution | Akron | Akron City Campus | Akron City Hospital | Basement | 2014-06-30 | Medium
No | 042039 | Infusion Pumps, Multitherapy | 8015 Alaris IV Pump Controller (PC) | 14077714 | Alaris Medical Systems | DMT Equipment Distribution | Akron | Akron City Campus | Akron City Hospital | Basement | 2014-06-30 | Medium
No | 042040 | Infusion Pumps, Multitherapy | 8015 Alaris IV Pump Controller (PC) | 14081466 | Alaris Medical Systems | DMT Equipment Distribution | Akron | Akron City Campus | Akron City Hospital | Basement | 2014-06-30 | Medium
No | 042041 | Infusion Pumps, Multitherapy | 8015 Alaris IV Pump Controller (PC) | 14077053 | Alaris Medical Systems | DMT Equipment Distribution | Akron | Akron City Campus | Akron City Hospital | Basement | 2014-06-30 | Medium
No | 042042 | Infusion Pumps, Multitherapy | 8015 Alaris IV Pump Controller (PC) | 14082292 | Alaris Medical Systems | DMT Equipment Distribution - SB | Barberton | Green Campus | Green Medical Center | Ground Floor | 2014-06-30 | Medium
No | 042043 | Infusion Pumps, Multitherapy | 8015 Alaris IV Pump Controller (PC) | 14078992 | Alaris Medical Systems | DMT Equipment Distribution - SB | Barberton | Barberton Campus | Summa Barberton Hospital | 5th Floor | 2014-06-30 | Medium
No | 042044 | Infusion Pumps, Multitherapy | 8015 Alaris IV Pump Controller (PC) | 14080862 | Alaris Medical Systems | DMT Equipment Distribution | Akron | Akron City Campus | Akron City Hospital | Basement | 2014-06-30 | Medium
No | 042045 | Infusion Pumps, Multitherapy | 8015 Alaris IV Pump Controller (PC) | 14081511 | Alaris Medical Systems | DMT Equipment Distribution | Akron | Akron City Campus | Akron City Hospital | Basement | 2014-06-30 | Medium
No | 042046 | Infusion Pumps, Multitherapy | 8015 Alaris IV Pump Controller (PC) | 14081227 | Alaris Medical Systems | DMT Equipment Distribution | Akron | Akron City Campus | Akron City Hospital | Basement | 2014-06-30 | Medium
No | 042047 | Infusion Pumps, Multitherapy | 8015 Alaris IV Pump Controller (PC) | 14082042 | Alaris Medical Systems | DMT Equipment Distribution | Akron | Akron City Campus | Akron City Hospital | Basement | 2014-06-30 | Medium
No | 042048 | Infusion Pumps, Multitherapy | 8015 Alaris IV Pump Controller (PC) | 14079303 | Alaris Medical Systems | DMT Equipment Distribution | Akron | Akron City Campus | Akron City Hospital | Basement | 2014-06-30 | Medium
No | 042049 | Infusion Pumps, Multitherapy | 8015 Alaris IV Pump Controller (PC) | 14082005 | Alaris Medical Systems | Infusion Center - Stow | Akron | Stow-Kent Campus | Stow-Kent Medical Center | 1st Floor | 2014-06-30 | Medium
No | 042050 | Infusion Pumps, Multitherapy | 8015 Alaris IV Pump Controller (PC) | 14080556 | Alaris Medical Systems | DMT Equipment Distribution | Akron | Akron City Campus | Akron City Hospital | Basement | 2014-06-30 | Medium
No | 042051 | Infusion Pumps, Multitherapy | 8015 Alaris IV Pump Controller (PC) | 14082108 | Alaris Medical Systems | DMT Equipment Distribution | Akron | Akron City Campus | Akron City Hospital | Basement | 2014-06-30 | Medium
No | 042052 | Infusion Pumps, Multitherapy | 8015 Alaris IV Pump Controller (PC) | 14080852 | Alaris Medical Systems | DMT Equipment Distribution | Akron | Akron City Campus | Akron City Hospital | Basement | 2014-06-30 | Medium
No | 042053 | Infusion Pumps, Multitherapy | 8015 Alaris IV Pump Controller (PC) | 14083683 | Alaris Medical Systems | DMT Equipment Distribution | Akron | Akron City Campus | Akron City Hospital | Basement | 2014-07-02 | Medium
No | 042054 | Infusion Pumps, Multitherapy | 8015 Alaris IV Pump Controller (PC) | 14083609 | Alaris Medical Systems | DMT Equipment Distribution | Akron | Akron City Campus | Akron City Hospital | Basement | 2014-07-02 | Medium
No | 042055 | Infusion Pumps, Multitherapy | 8015 Alaris IV Pump Controller (PC) | 14083946 | Alaris Medical Systems | DMT Equipment Distribution | Akron | Akron City Campus | Akron City Hospital | Basement | 2014-07-02 | Medium
No | 042056 | Infusion Pumps, Multitherapy | 8015 Alaris IV Pump Controller (PC) | 14084103 | Alaris Medical Systems | Central Processing/Supply - SW | Barberton | Wadsworth Campus | Wadsworth-Rittman Medical Center | 1st Floor | 2014-07-02 | Medium
No | 042057 | Infusion Pumps, Multitherapy | 8015 Alaris IV Pump Controller (PC) | 14084105 | Alaris Medical Systems | DMT Equipment Distribution | Akron | Akron City Campus | Akron City Hospital | Basement | 2014-07-02 | Medium
No | 042058 | Infusion Pumps, Multitherapy | 8015 Alaris IV Pump Controller (PC) | 14083902 | Alaris Medical Systems | DMT Equipment Distribution | Akron | Akron City Campus | Akron City Hospital | Basement | 2014-07-02 | Medium
No | 042059 | Infusion Pumps, Multitherapy | 8015 Alaris IV Pump Controller (PC) | 14084001 | Alaris Medical Systems | DMT Equipment Distribution | Akron | Akron City Campus | Akron City Hospital | Basement | 2014-07-02 | Medium
No | 042060 | Infusion Pumps, Multitherapy | 8015 Alaris IV Pump Controller (PC) | 14083369 | Alaris Medical Systems | DMT Equipment Distribution | Akron | Akron City Campus | Akron City Hospital | Basement | 2014-06-30 | Medium
No | 042061 | Infusion Pumps, Multitherapy | 8015 Alaris IV Pump Controller (PC) | 14083123 | Alaris Medical Systems | Central Processing/Supply - SW | Barberton | Wadsworth Campus | Wadsworth-Rittman Medical Center | 1st Floor | 2014-06-30 | Medium
No | 042062 | Infusion Pumps, Multitherapy | 8015 Alaris IV Pump Controller (PC) | 14083368 | Alaris Medical Systems | DMT Equipment Distribution | Akron | Akron City Campus | Akron City Hospital | Basement | 2014-06-30 | Medium
No | 042063 | Infusion Pumps, Multitherapy | 8015 Alaris IV Pump Controller (PC) | 14083237 | Alaris Medical Systems | DMT Equipment Distribution | Akron | Akron City Campus | Akron City Hospital | Basement | 2014-06-30 | Medium
No | 042064 | Infusion Pumps, Multitherapy | 8015 Alaris IV Pump Controller (PC) | 14083727 | Alaris Medical Systems | DMT Equipment Distribution | Akron | Akron City Campus | Akron City Hospital | Basement | 2014-06-30 | Medium
No | 042065 | Infusion Pumps, Multitherapy | 8015 Alaris IV Pump Controller (PC) | 14079541 | Alaris Medical Systems | DMT Equipment Distribution | Akron | Akron City Campus | Akron City Hospital | Basement | 2014-06-30 | Medium
No | 042067 | Infusion Pumps, Multitherapy | 8015 Alaris IV Pump Controller (PC) | 14078408 | Alaris Medical Systems | DMT Equipment Distribution | Akron | Akron City Campus | Akron City Hospital | Basement | 2014-06-30 | Medium
No | 042068 | Infusion Pumps, Multitherapy | 8015 Alaris IV Pump Controller (PC) | 14083563 | Alaris Medical Systems | DMT Equipment Distribution | Akron | Akron City Campus | Akron City Hospital | Basement | 2014-06-30 | Medium
No | 042069 | Infusion Pumps, Multitherapy | 8015 Alaris IV Pump Controller (PC) | 14083367 | Alaris Medical Systems | DMT Equipment Distribution - SB | Barberton | Barberton Campus | Summa Barberton Hospital | 5th Floor | 2014-06-30 | Medium
No | 042070 | Infusion Pumps, Multitherapy | 8015 Alaris IV Pump Controller (PC) | 14083125 | Alaris Medical Systems | DMT Equipment Distribution | Akron | Akron City Campus | Akron City Hospital | Basement | 2014-06-30 | Medium
No | 042071 | Infusion Pumps, Multitherapy | 8015 Alaris IV Pump Controller (PC) | 14082535 | Alaris Medical Systems | DMT Equipment Distribution | Akron | Akron City Campus | Akron City Hospital | Basement | 2014-06-30 | Medium
No | 042072 | Infusion Pumps, Multitherapy | 8015 Alaris IV Pump Controller (PC) | 14083380 | Alaris Medical Systems | DMT Equipment Distribution - SB | Barberton | Barberton Campus | Summa Barberton Hospital | 5th Floor | 2014-06-30 | Medium
No | 042073 | Infusion Pumps, Multitherapy | 8015 Alaris IV Pump Controller (PC) | 14085017 | Alaris Medical Systems | DMT Equipment Distribution - SB | Barberton | Barberton Campus | Summa Barberton Hospital | 5th Floor | 2014-07-01 | Medium
No | 042074 | Infusion Pumps, Multitherapy | 8015 Alaris IV Pump Controller (PC) | 14084946 | Alaris Medical Systems | DMT Equipment Distribution - SB | Barberton | Barberton Campus | Summa Barberton Hospital | 5th Floor | 2014-07-01 | Medium
No | 042075 | Infusion Pumps, Multitherapy | 8015 Alaris IV Pump Controller (PC) | 14084862 | Alaris Medical Systems | DMT Equipment Distribution - SB | Barberton | Barberton Campus | Summa Barberton Hospital | 5th Floor | 2014-07-01 | Medium
No | 042076 | Infusion Pumps, Multitherapy | 8015 Alaris IV Pump Controller (PC) | 14084707 | Alaris Medical Systems | DMT Equipment Distribution - SB | Barberton | Barberton Campus | Summa Barberton Hospital | 5th Floor | 2014-07-01 | Medium
No | 042077 | Infusion Pumps, Multitherapy | 8015 Alaris IV Pump Controller (PC) | 14084786 | Alaris Medical Systems | DMT Equipment Distribution | Akron | Akron City Campus | Akron City Hospital | Basement | 2014-07-01 | Medium
No | 042078 | Infusion Pumps, Multitherapy | 8015 Alaris IV Pump Controller (PC) | 14083153 | Alaris Medical Systems | DMT Equipment Distribution | Akron | Akron City Campus | Akron City Hospital | Basement | 2014-06-30 | Medium
No | 042079 | Infusion Pumps, Multitherapy | 8015 Alaris IV Pump Controller (PC) | 14082673 | Alaris Medical Systems | DMT Equipment Distribution | Akron | Akron City Campus | Akron City Hospital | Basement | 2014-06-30 | Medium
No | 042080 | Infusion Pumps, Multitherapy | 8015 Alaris IV Pump Controller (PC) | 14082303 | Alaris Medical Systems | DMT Equipment Distribution | Akron | Akron City Campus | Akron City Hospital | Basement | 2014-06-30 | Medium
No | 042081 | Infusion Pumps, Multitherapy | 8015 Alaris IV Pump Controller (PC) | 14081311 | Alaris Medical Systems | DMT Equipment Distribution | Akron | Akron City Campus | Akron City Hospital | Basement | 2014-06-30 | Medium
No | 042082 | Infusion Pumps, Multitherapy | 8015 Alaris IV Pump Controller (PC) | 14081410 | Alaris Medical Systems | DMT Equipment Distribution | Akron | Akron City Campus | Akron City Hospital | Basement | 2014-06-30 | Medium
No | 042083 | Infusion Pumps, Multitherapy | 8015 Alaris IV Pump Controller (PC) | 14082092 | Alaris Medical Systems | DMT Equipment Distribution | Akron | Akron City Campus | Akron City Hospital | Basement | 2014-06-30 | Medium
No | 042084 | Infusion Pumps, Multitherapy | 8015 Alaris IV Pump Controller (PC) | 14081467 | Alaris Medical Systems | DMT Equipment Distribution | Akron | Akron City Campus | Akron City Hospital | Basement | 2014-06-30 | Medium
No | 042085 | Infusion Pumps, Multitherapy | 8015 Alaris IV Pump Controller (PC) | 14083020 | Alaris Medical Systems | DMT Equipment Distribution | Akron | Akron City Campus | Akron City Hospital | Basement | 2014-06-30 | Medium
No | 042086 | Infusion Pumps, Multitherapy | 8015 Alaris IV Pump Controller (PC) | 14083307 | Alaris Medical Systems | DMT Equipment Distribution | Akron | Akron City Campus | Akron City Hospital | Basement | 2014-06-30 | Medium
No | 042087 | Infusion Pumps, Multitherapy | 8015 Alaris IV Pump Controller (PC) | 14083130 | Alaris Medical Systems | DMT Equipment Distribution | Akron | Akron City Campus | Akron City Hospital | Basement | 2014-06-30 | Medium
No | 042088 | Infusion Pumps, Multitherapy | 8015 Alaris IV Pump Controller (PC) | 14081404 | Alaris Medical Systems | DMT Equipment Distribution | Akron | Akron City Campus | Akron City Hospital | Basement | 2014-06-30 | Medium
No | 042089 | Infusion Pumps, Multitherapy | 8015 Alaris IV Pump Controller (PC) | 14083685 | Alaris Medical Systems | DMT Equipment Distribution | Akron | Akron City Campus | Akron City Hospital | Basement | 2014-07-02 | Medium
No | 042090 | Infusion Pumps, Multitherapy | 8015 Alaris IV Pump Controller (PC) | 14083463 | Alaris Medical Systems | Central Processing/Supply - SW | Barberton | Wadsworth Campus | Wadsworth-Rittman Medical Center | 1st Floor | 2014-07-02 | Medium
No | 042091 | Infusion Pumps, Multitherapy | 8015 Alaris IV Pump Controller (PC) | 14083509 | Alaris Medical Systems | Central Processing/Supply - SW | Barberton | Wadsworth Campus | Wadsworth-Rittman Medical Center | 1st Floor | 2014-07-02 | Medium
No | 042092 | Infusion Pumps, Multitherapy | 8015 Alaris IV Pump Controller (PC) | 14083203 | Alaris Medical Systems | Central Processing/Supply - SW | Barberton | Wadsworth Campus | Wadsworth-Rittman Medical Center | 1st Floor | 2014-07-02 | Medium
No | 042093 | Infusion Pumps, Multitherapy | 8015 Alaris IV Pump Controller (PC) | 14083446 | Alaris Medical Systems | DMT Equipment Distribution | Akron | Akron City Campus | Akron City Hospital | Basement | 2014-07-02 | Medium
No | 042094 | Infusion Pumps, Multitherapy | 8015 Alaris IV Pump Controller (PC) | 14084128 | Alaris Medical Systems | DMT Equipment Distribution | Akron | Akron City Campus | Akron City Hospital | Basement | 2014-07-02 | Medium
No | 042095 | Infusion Pumps, Multitherapy | 8015 Alaris IV Pump Controller (PC) | 14084062 | Alaris Medical Systems | DMT Equipment Distribution - SB | Barberton | Barberton Campus | Summa Barberton Hospital | 5th Floor | 2014-07-02 | Medium
No | 042096 | Infusion Pumps, Multitherapy | 8015 Alaris IV Pump Controller (PC) | 14083539 | Alaris Medical Systems | DMT Equipment Distribution | Akron | Akron City Campus | Akron City Hospital | Basement | 2014-07-02 | Medium
No | 042097 | Infusion Pumps, Multitherapy | 8015 Alaris IV Pump Controller (PC) | 14083542 | Alaris Medical Systems | DMT Equipment Distribution | Akron | Akron City Campus | Akron City Hospital | Basement | 2014-07-02 | Medium
No | 042098 | Infusion Pumps, Multitherapy | 8015 Alaris IV Pump Controller (PC) | 14084102 | Alaris Medical Systems | DMT Equipment Distribution | Akron | Akron City Campus | Akron City Hospital | Basement | 2014-07-02 | Medium
No | 042099 | Infusion Pumps, Multitherapy | 8015 Alaris IV Pump Controller (PC) | 14083561 | Alaris Medical Systems | DMT Equipment Distribution - SB | Barberton | Barberton Campus | Summa Barberton Hospital | 5th Floor | 2014-07-02 | Medium
No | 042100 | Infusion Pumps, Multitherapy | 8015 Alaris IV Pump Controller (PC) | 14081268 | Alaris Medical Systems | DMT Equipment Distribution - SB | Barberton | Green Campus | Green Medical Center | Ground Floor | 2014-06-30 | Medium
No | 042101 | Infusion Pumps, Multitherapy | 8015 Alaris IV Pump Controller (PC) | 14081486 | Alaris Medical Systems | DMT Equipment Distribution | Akron | Akron City Campus | Akron City Hospital | Basement | 2014-06-30 | Medium
No | 042102 | Infusion Pumps, Multitherapy | 8015 Alaris IV Pump Controller (PC) | 14076722 | Alaris Medical Systems | DMT Equipment Distribution | Akron | Akron City Campus | Akron City Hospital | Basement | 2014-06-30 | Medium
No | 042103 | Infusion Pumps, Multitherapy | 8015 Alaris IV Pump Controller (PC) | 14080583 | Alaris Medical Systems | DMT Equipment Distribution | Akron | Akron City Campus | Akron City Hospital | Basement | 2014-06-30 | Medium
No | 042104 | Infusion Pumps, Multitherapy | 8015 Alaris IV Pump Controller (PC) | 14081484 | Alaris Medical Systems | DMT Equipment Distribution | Akron | Akron City Campus | Akron City Hospital | Basement | 2014-06-30 | Medium
No | 042105 | Infusion Pumps, Multitherapy | 8015 Alaris IV Pump Controller (PC) | 14081309 | Alaris Medical Systems | DMT Equipment Distribution | Akron | Akron City Campus | Akron City Hospital | Basement | 2014-06-30 | Medium
No | 042106 | Infusion Pumps, Multitherapy | 8015 Alaris IV Pump Controller (PC) | 14081310 | Alaris Medical Systems | DMT Equipment Distribution | Akron | Akron City Campus | Akron City Hospital | Basement | 2014-06-30 | Medium
No | 042107 | Infusion Pumps, Multitherapy | 8015 Alaris IV Pump Controller (PC) | 14081492 | Alaris Medical Systems | DMT Equipment Distribution | Akron | Akron City Campus | Akron City Hospital | Basement | 2014-06-30 | Medium
No | 042108 | Infusion Pumps, Multitherapy | 8015 Alaris IV Pump Controller (PC) | 14081423 | Alaris Medical Systems | DMT Equipment Distribution | Akron | Akron City Campus | Akron City Hospital | Basement | 2014-06-30 | Medium
No | 042109 | Infusion Pumps, Multitherapy | 8015 Alaris IV Pump Controller (PC) | 14080553 | Alaris Medical Systems | DMT Equipment Distribution | Akron | Akron City Campus | Akron City Hospital | Basement | 2014-06-30 | Medium
No | 042110 | Infusion Pumps, Multitherapy | 8015 Alaris IV Pump Controller (PC) | 14082305 | Alaris Medical Systems | DMT Equipment Distribution | Akron | Akron City Campus | Akron City Hospital | Basement | 2014-06-30 | Medium
No | 042111 | Infusion Pumps, Multitherapy | 8015 Alaris IV Pump Controller (PC) | 14081307 | Alaris Medical Systems | DMT Equipment Distribution | Akron | Akron City Campus | Akron City Hospital | Basement | 2014-06-30 | Medium
No | 042112 | Infusion Pumps, Multitherapy | 8015 Alaris IV Pump Controller (PC) | 14082239 | Alaris Medical Systems | DMT Equipment Distribution | Akron | Akron City Campus | Akron City Hospital | Basement | 2014-06-30 | Medium
No | 042113 | Infusion Pumps, Multitherapy | 8015 Alaris IV Pump Controller (PC) | 14081521 | Alaris Medical Systems | DMT Equipment Distribution | Akron | Akron City Campus | Akron City Hospital | Basement | 2014-06-30 | Medium
No | 042114 | Infusion Pumps, Multitherapy | 8015 Alaris IV Pump Controller (PC) | 14080828 | Alaris Medical Systems | DMT Equipment Distribution | Akron | Akron City Campus | Akron City Hospital | Basement | 2014-06-30 | Medium
No | 042115 | Infusion Pumps, Multitherapy | 8015 Alaris IV Pump Controller (PC) | 14081457 | Alaris Medical Systems | DMT Equipment Distribution | Akron | Akron City Campus | Akron City Hospital | Basement | 2014-06-30 | Medium
No | 042116 | Infusion Pumps, Multitherapy | 8015 Alaris IV Pump Controller (PC) | 14081409 | Alaris Medical Systems | DMT Equipment Distribution | Akron | Akron City Campus | Akron City Hospital | Basement | 2014-06-30 | Medium
No | 042117 | Infusion Pumps, Multitherapy | 8015 Alaris IV Pump Controller (PC) | 14081403 | Alaris Medical Systems | NEOCS Cardiology - Medina | Barberton | Medina Campus | Medina Medical Center | 2nd Floor | 2014-06-30 | Medium
No | 042118 | Infusion Pumps, Multitherapy | 8015 Alaris IV Pump Controller (PC) | 14081402 | Alaris Medical Systems | DMT Equipment Distribution | Akron | Akron City Campus | Akron City Hospital | Basement | 2014-06-30 | Medium
No | 042119 | Infusion Pumps, Multitherapy | 8015 Alaris IV Pump Controller (PC) | 14081470 | Alaris Medical Systems | DMT Equipment Distribution | Akron | Akron City Campus | Akron City Hospital | Basement | 2014-06-30 | Medium
No | 042120 | Infusion Pumps, Multitherapy | 8015 Alaris IV Pump Controller (PC) | 14081459 | Alaris Medical Systems | DMT Equipment Distribution | Akron | Akron City Campus | Akron City Hospital | Basement | 2014-06-30 | Medium
No | 042121 | Infusion Pumps, Multitherapy | 8015 Alaris IV Pump Controller (PC) | 14082639 | Alaris Medical Systems | DMT Equipment Distribution | Akron | Akron City Campus | Akron City Hospital | Basement | 2014-06-30 | Medium
No | 042122 | Infusion Pumps, Multitherapy | 8015 Alaris IV Pump Controller (PC) | 14081411 | Alaris Medical Systems | DMT Equipment Distribution | Akron | Akron City Campus | Akron City Hospital | Basement | 2014-06-30 | Medium
No | 042123 | Infusion Pumps, Multitherapy | 8015 Alaris IV Pump Controller (PC) | 14082235 | Alaris Medical Systems | DMT Equipment Distribution | Akron | Akron City Campus | Akron City Hospital | Basement | 2014-06-30 | Medium
No | 042124 | Infusion Pumps, Multitherapy | 8015 Alaris IV Pump Controller (PC) | 14081503 | Alaris Medical Systems | DMT Equipment Distribution | Akron | Akron City Campus | Akron City Hospital | Basement | 2014-06-30 | Medium
No | 042125 | Infusion Pumps, Multitherapy | 8015 Alaris IV Pump Controller (PC) | 14082149 | Alaris Medical Systems | DMT Equipment Distribution | Akron | Akron City Campus | Akron City Hospital | Basement | 2014-06-30 | Medium
No | 042126 | Infusion Pumps, Multitherapy | 8015 Alaris IV Pump Controller (PC) | 14082316 | Alaris Medical Systems | DMT Equipment Distribution | Akron | Akron City Campus | Akron City Hospital | Basement | 2014-06-30 | Medium
No | 042127 | Infusion Pumps, Multitherapy | 8015 Alaris IV Pump Controller (PC) | 14082046 | Alaris Medical Systems | DMT Equipment Distribution | Akron | Akron City Campus | Akron City Hospital | Basement | 2014-06-30 | Medium
No | 042128 | Infusion Pumps, Multitherapy | 8015 Alaris IV Pump Controller (PC) | 14081468 | Alaris Medical Systems | DMT Equipment Distribution | Akron | Akron City Campus | Akron City Hospital | Basement | 2014-06-30 | Medium
No | 042129 | Infusion Pumps, Multitherapy | 8015 Alaris IV Pump Controller (PC) | 14081789 | Alaris Medical Systems | DMT Equipment Distribution | Akron | Akron City Campus | Akron City Hospital | Basement | 2014-06-30 | Medium
No | 042130 | Infusion Pumps, Multitherapy | 8015 Alaris IV Pump Controller (PC) | 14047012 | Alaris Medical Systems | DMT Equipment Distribution - SB | Barberton | Barberton Campus | Summa Barberton Hospital | 5th Floor | 2014-06-30 | Medium
No | 042131 | Infusion Pumps, Multitherapy | 8015 Alaris IV Pump Controller (PC) | 14083210 | Alaris Medical Systems | DMT Equipment Distribution | Akron | Akron City Campus | Akron City Hospital | Basement | 2014-06-30 | Medium
No | 042132 | Infusion Pumps, Multitherapy | 8015 Alaris IV Pump Controller (PC) | 14084999 | Alaris Medical Systems | DMT Equipment Distribution | Akron | Akron City Campus | Akron City Hospital | Basement | 2014-07-01 | Medium
No | 042133 | Infusion Pumps, Multitherapy | 8015 Alaris IV Pump Controller (PC) | 14084893 | Alaris Medical Systems | Medina ASC | Barberton | Medina Campus | Medina Medical Center | 1st Floor | 2014-07-01 | Medium
No | 042134 | Infusion Pumps, Multitherapy | 8015 Alaris IV Pump Controller (PC) | 14084980 | Alaris Medical Systems | DMT Equipment Distribution - SB | Barberton | Barberton Campus | Summa Barberton Hospital | 5th Floor | 2014-07-01 | Medium
No | 042135 | Infusion Pumps, Multitherapy | 8015 Alaris IV Pump Controller (PC) | 14084915 | Alaris Medical Systems | DMT Equipment Distribution | Akron | Akron City Campus | Akron City Hospital | Basement | 2014-07-01 | Medium
No | 042136 | Infusion Pumps, Multitherapy | 8015 Alaris IV Pump Controller (PC) | 14084994 | Alaris Medical Systems | DMT Equipment Distribution | Akron | Akron City Campus | Akron City Hospital | Basement | 2014-07-01 | Medium
No | 042137 | Infusion Pumps, Multitherapy | 8015 Alaris IV Pump Controller (PC) | 14084277 | Alaris Medical Systems | DMT Equipment Distribution | Akron | Akron City Campus | Akron City Hospital | Basement | 2014-07-01 | Medium
No | 042138 | Infusion Pumps, Multitherapy | 8015 Alaris IV Pump Controller (PC) | 14084713 | Alaris Medical Systems | DMT Equipment Distribution | Akron | Akron City Campus | Akron City Hospital | Basement | 2014-07-01 | Medium
No | 042139 | Infusion Pumps, Multitherapy | 8015 Alaris IV Pump Controller (PC) | 14080537 | Alaris Medical Systems | DMT Equipment Distribution | Akron | Akron City Campus | Akron City Hospital | Basement | 2014-06-30 | Medium
No | 042140 | Infusion Pumps, Multitherapy | 8015 Alaris IV Pump Controller (PC) | 14083201 | Alaris Medical Systems | DMT Equipment Distribution | Akron | Akron City Campus | Akron City Hospital | Basement | 2014-06-30 | Medium
No | 042141 | Infusion Pumps, Multitherapy | 8015 Alaris IV Pump Controller (PC) | 14083202 | Alaris Medical Systems | DMT Equipment Distribution | Akron | Akron City Campus | Akron City Hospital | Basement | 2014-06-30 | Medium
No | 042142 | Infusion Pumps, Multitherapy | 8015 Alaris IV Pump Controller (PC) | 14083376 | Alaris Medical Systems | DMT Equipment Distribution | Akron | Akron City Campus | Akron City Hospital | Basement | 2014-06-30 | Medium
No | 042143 | Infusion Pumps, Multitherapy | 8015 Alaris IV Pump Controller (PC) | 14083310 | Alaris Medical Systems | Virtual Care Simulation Lab | Akron | Akron City Campus | Akron City Hospital | 1st Floor | 2014-06-30 | Medium
No | 042144 | Infusion Pumps, Multitherapy | 8015 Alaris IV Pump Controller (PC) | 14083120 | Alaris Medical Systems | DMT Equipment Distribution | Akron | Akron City Campus | Akron City Hospital | Basement | 2014-06-30 | Medium
No | 042145 | Infusion Pumps, Multitherapy | 8015 Alaris IV Pump Controller (PC) | 14081234 | Alaris Medical Systems | DMT Equipment Distribution | Akron | Akron City Campus | Akron City Hospital | Basement | 2014-06-30 | Medium
No | 042146 | Infusion Pumps, Multitherapy | 8015 Alaris IV Pump Controller (PC) | 14046863 | Alaris Medical Systems | DMT Equipment Distribution | Akron | Akron City Campus | Akron City Hospital | Basement | 2014-06-30 | Medium
No | 042147 | Infusion Pumps, Multitherapy | 8015 Alaris IV Pump Controller (PC) | 14081272 | Alaris Medical Systems | DMT Equipment Distribution | Akron | Akron City Campus | Akron City Hospital | Basement | 2014-06-30 | Medium
No | 042148 | Infusion Pumps, Multitherapy | 8015 Alaris IV Pump Controller (PC) | 14079469 | Alaris Medical Systems | DMT Equipment Distribution | Akron | Akron City Campus | Akron City Hospital | Basement | 2014-07-02 | Medium
No | 042149 | Infusion Pumps, Multitherapy | 8015 Alaris IV Pump Controller (PC) | 14084131 | Alaris Medical Systems | Central Processing/Supply - SW | Barberton | Wadsworth Campus | Wadsworth-Rittman Medical Center | 1st Floor | 2014-07-02 | Medium
No | 042150 | Infusion Pumps, Multitherapy | 8015 Alaris IV Pump Controller (PC) | 14081349 | Alaris Medical Systems | Infusion Center - Stow | Akron | Stow-Kent Campus | Stow-Kent Medical Center | 1st Floor | 2014-06-30 | Medium
No | 042151 | Infusion Pumps, Multitherapy | 8015 Alaris IV Pump Controller (PC) | 14079783 | Alaris Medical Systems | DMT Equipment Distribution | Akron | Akron City Campus | Akron City Hospital | Basement | 2014-06-30 | Medium
No | 042152 | Infusion Pumps, Multitherapy | 8015 Alaris IV Pump Controller (PC) | 14081218 | Alaris Medical Systems | DMT Equipment Distribution | Akron | Akron City Campus | Akron City Hospital | Basement | 2014-06-30 | Medium
No | 042153 | Infusion Pumps, Multitherapy | 8015 Alaris IV Pump Controller (PC) | 14082555 | Alaris Medical Systems | DMT Equipment Distribution | Akron | Akron City Campus | Akron City Hospital | Basement | 2014-06-30 | Medium
No | 042154 | Infusion Pumps, Multitherapy | 8015 Alaris IV Pump Controller (PC) | 14081441 | Alaris Medical Systems | DMT Equipment Distribution | Akron | Akron City Campus | Akron City Hospital | Basement | 2014-06-30 | Medium
No | 042155 | Infusion Pumps, Multitherapy | 8015 Alaris IV Pump Controller (PC) | 14082317 | Alaris Medical Systems | DMT Equipment Distribution | Akron | Akron City Campus | Akron City Hospital | Basement | 2014-06-30 | Medium
No | 042156 | Infusion Pumps, Multitherapy | 8015 Alaris IV Pump Controller (PC) | 14079375 | Alaris Medical Systems | DMT Equipment Distribution | Barberton | Barberton Campus | Summa Barberton Hospital | 5th Floor | 2014-06-30 | Medium
No | 042157 | Infusion Pumps, Multitherapy | 8015 Alaris IV Pump Controller (PC) | 14080546 | Alaris Medical Systems | DMT Equipment Distribution | Akron | Akron City Campus | Akron City Hospital | Basement | 2014-06-30 | Medium
No | 042158 | Infusion Pumps, Multitherapy | 8015 Alaris IV Pump Controller (PC) | 14083223 | Alaris Medical Systems | DMT Equipment Distribution - SB | Barberton | Green Campus | Green Medical Center | Ground Floor | 2014-06-30 | Medium
No | 042159 | Infusion Pumps, Multitherapy | 8015 Alaris IV Pump Controller (PC) | 14085015 | Alaris Medical Systems | DMT Equipment Distribution | Akron | Akron City Campus | Akron City Hospital | Basement | 2014-07-01 | Medium
No | 042160 | Infusion Pumps, Multitherapy | 8015 Alaris IV Pump Controller (PC) | 14082293 | Alaris Medical Systems | DMT Equipment Distribution | Akron | Akron City Campus | Akron City Hospital | Basement | 2014-06-30 | Medium
No | 042161 | Infusion Pumps, Multitherapy | 8015 Alaris IV Pump Controller (PC) | 14081424 | Alaris Medical Systems | DMT Equipment Distribution | Akron | Akron City Campus | Akron City Hospital | Basement | 2014-06-30 | Medium
No | 042162 | Infusion Pumps, Multitherapy | 8015 Alaris IV Pump Controller (PC) | 14083877 | Alaris Medical Systems | DMT Equipment Distribution | Akron | Akron City Campus | Akron City Hospital | Basement | 2014-07-02 | Medium
No | 042163 | Infusion Pumps, Multitherapy | 8015 Alaris IV Pump Controller (PC) | 14084949 | Alaris Medical Systems | DMT Equipment Distribution | Akron | Akron City Campus | Akron City Hospital | Basement | 2014-07-01 | Medium
No | 042164 | Infusion Pumps, Multitherapy | 8015 Alaris IV Pump Controller (PC) | 14084930 | Alaris Medical Systems | DMT Equipment Distribution - SB | Barberton | Barberton Campus | Summa Barberton Hospital | 5th Floor | 2014-07-01 | Medium
No | 042165 | Infusion Pumps, Multitherapy | 8015 Alaris IV Pump Controller (PC) | 14085030 | Alaris Medical Systems | DMT Equipment Distribution | Akron | Akron City Campus | Akron City Hospital | Basement | 2014-07-01 | Medium
No | 042166 | Infusion Pumps, Multitherapy | 8015 Alaris IV Pump Controller (PC) | 14084929 | Alaris Medical Systems | DMT Equipment Distribution - SB | Barberton | Barberton Campus | Summa Barberton Hospital | 5th Floor | 2014-07-01 | Medium
No | 042167 | Infusion Pumps, Multitherapy | 8015 Alaris IV Pump Controller (PC) | 14084923 | Alaris Medical Systems | DMT Equipment Distribution - SB | Barberton | Barberton Campus | Summa Barberton Hospital | 5th Floor | 2014-07-01 | Medium
No | 042168 | Infusion Pumps, Multitherapy | 8015 Alaris IV Pump Controller (PC) | 14084650 | Alaris Medical Systems | DMT Equipment Distribution - SB | Barberton | Barberton Campus | Summa Barberton Hospital | 5th Floor | 2014-07-01 | Medium
No | 042169 | Infusion Pumps, Multitherapy | 8015 Alaris IV Pump Controller (PC) | 14085016 | Alaris Medical Systems | DMT Equipment Distribution - SB | Barberton | Barberton Campus | Summa Barberton Hospital | 5th Floor | 2014-07-01 | Medium
No | 042170 | Infusion Pumps, Multitherapy | 8015 Alaris IV Pump Controller (PC) | 14084990 | Alaris Medical Systems | DMT Equipment Distribution - SB | Barberton | Barberton Campus | Summa Barberton Hospital | 5th Floor | 2014-07-01 | Medium
No | 042171 | Infusion Pumps, Multitherapy | 8015 Alaris IV Pump Controller (PC) | 14084775 | Alaris Medical Systems | DMT Equipment Distribution | Akron | Akron City Campus | Akron City Hospital | Basement | 2014-07-01 | Medium
No | 042172 | Infusion Pumps, Multitherapy | 8015 Alaris IV Pump Controller (PC) | 14084708 | Alaris Medical Systems | DMT Equipment Distribution | Akron | Akron City Campus | Akron City Hospital | Basement | 2014-07-01 | Medium
No | 042173 | Infusion Pumps, Multitherapy | 8015 Alaris IV Pump Controller (PC) | 14080702 | Alaris Medical Systems | DMT Equipment Distribution | Akron | Akron City Campus | Akron City Hospital | Basement | 2014-07-01 | Medium
No | 042174 | Infusion Pumps, Multitherapy | 8015 Alaris IV Pump Controller (PC) | 14083371 | Alaris Medical Systems | DMT Equipment Distribution | Akron | Akron City Campus | Akron City Hospital | Basement | 2014-06-30 | Medium
No | 042175 | Infusion Pumps, Multitherapy | 8015 Alaris IV Pump Controller (PC) | 14084998 | Alaris Medical Systems | DMT Equipment Distribution | Akron | Akron City Campus | Akron City Hospital | Basement | 2014-07-01 | Medium
No | 042176 | Infusion Pumps, Multitherapy | 8015 Alaris IV Pump Controller (PC) | 14083884 | Alaris Medical Systems | DMT Equipment Distribution | Akron | Akron City Campus | Akron City Hospital | Basement | 2014-07-02 | Medium
No | 042177 | Infusion Pumps, Multitherapy | 8015 Alaris IV Pump Controller (PC) | 14079782 | Alaris Medical Systems | DMT Equipment Distribution | Akron | Akron City Campus | Akron City Hospital | Basement | 2014-07-02 | Medium
No | 042178 | Infusion Pumps, Multitherapy | 8015 Alaris IV Pump Controller (PC) | 14084791 | Alaris Medical Systems | DMT Equipment Distribution | Akron | Akron City Campus | Akron City Hospital | Basement | 2014-07-01 | Medium
No | 042179 | Infusion Pumps, Multitherapy | 8015 Alaris IV Pump Controller (PC) | 14083127 | Alaris Medical Systems | Central Processing/Supply - SW | Barberton | Wadsworth Campus | Wadsworth-Rittman Medical Center | 1st Floor | 2014-06-30 | Medium
No | 042180 | Infusion Pumps, Multitherapy | 8015 Alaris IV Pump Controller (PC) | 14083845 | Alaris Medical Systems | DMT Equipment Distribution | Akron | Akron City Campus | Akron City Hospital | Basement | 2014-07-02 | Medium
No | 042181 | Infusion Pumps, Multitherapy | 8015 Alaris IV Pump Controller (PC) | 14083448 | Alaris Medical Systems | DMT Equipment Distribution | Akron | Akron City Campus | Akron City Hospital | Basement | 2014-07-02 | Medium
No | 042182 | Infusion Pumps, Multitherapy | 8015 Alaris IV Pump Controller (PC) | 14084066 | Alaris Medical Systems | DMT Equipment Distribution | Akron | Akron City Campus | Akron City Hospital | Basement | 2014-07-02 | Medium
No | 042183 | Infusion Pumps, Multitherapy | 8015 Alaris IV Pump Controller (PC) | 14084079 | Alaris Medical Systems | DMT Equipment Distribution - SB | Barberton | Barberton Campus | Summa Barberton Hospital | 5th Floor | 2014-07-02 | Medium
No | 042184 | Infusion Pumps, Multitherapy | 8015 Alaris IV Pump Controller (PC) | 14083853 | Alaris Medical Systems | DMT Equipment Distribution | Akron | Akron City Campus | Akron City Hospital | Basement | 2014-07-02 | Medium
No | 042185 | Infusion Pumps, Multitherapy | 8015 Alaris IV Pump Controller (PC) | 14083785 | Alaris Medical Systems | Central Processing/Supply - SW | Barberton | Wadsworth Campus | Wadsworth-Rittman Medical Center | 1st Floor | 2014-07-02 | Medium
No | 042186 | Infusion Pumps, Multitherapy | 8015 Alaris IV Pump Controller (PC) | 14083940 | Alaris Medical Systems | Central Processing/Supply - SW | Barberton | Wadsworth Campus | Wadsworth-Rittman Medical Center | 1st Floor | 2014-07-02 | Medium
No | 042187 | Infusion Pumps, Multitherapy | 8015 Alaris IV Pump Controller (PC) | 14083901 | Alaris Medical Systems | DMT Equipment Distribution - SB | Barberton | Wadsworth Campus | Wadsworth-Rittman Medical Center | 1st Floor | 2014-07-02 | Medium
No | 042188 | Infusion Pumps, Multitherapy | 8015 Alaris IV Pump Controller (PC) | 14083738 | Alaris Medical Systems | Central Processing/Supply - SW | Barberton | Wadsworth Campus | Wadsworth-Rittman Medical Center | 1st Floor | 2014-07-02 | Medium
No | 042189 | Infusion Pumps, Multitherapy | 8015 Alaris IV Pump Controller (PC) | 14081223 | Alaris Medical Systems | DMT Equipment Distribution - SB | Barberton | Barberton Campus | Summa Barberton Hospital | 5th Floor | 2014-06-30 | Medium
No | 042190 | Infusion Pumps, Multitherapy | 8015 Alaris IV Pump Controller (PC) | 14082001 | Alaris Medical Systems | DMT Equipment Distribution | Akron | Akron City Campus | Akron City Hospital | Basement | 2014-06-30 | Medium
No | 042191 | Infusion Pumps, Multitherapy | 8015 Alaris IV Pump Controller (PC) | 14080904 | Alaris Medical Systems | DMT Equipment Distribution | Akron | Akron City Campus | Akron City Hospital | Basement | 2014-06-30 | Medium
No | 042192 | Infusion Pumps, Multitherapy | 8015 Alaris IV Pump Controller (PC) | 14081214 | Alaris Medical Systems | DMT Equipment Distribution | Akron | Akron City Campus | Akron City Hospital | Basement | 2014-06-30 | Medium
No | 042193 | Infusion Pumps, Multitherapy | 8015 Alaris IV Pump Controller (PC) | 14081883 | Alaris Medical Systems | DMT Equipment Distribution | Akron | Akron City Campus | Akron City Hospital | Basement | 2014-06-30 | Medium
No | 042194 | Infusion Pumps, Multitherapy | 8015 Alaris IV Pump Controller (PC) | 14081408 | Alaris Medical Systems | DMT Equipment Distribution | Akron | Akron City Campus | Akron City Hospital | Basement | 2014-06-30 | Medium
No | 042195 | Infusion Pumps, Multitherapy | 8015 Alaris IV Pump Controller (PC) | 14081437 | Alaris Medical Systems | DMT Equipment Distribution | Akron | Akron City Campus | Akron City Hospital | Basement | 2014-06-30 | Medium
No | 042196 | Infusion Pumps, Multitherapy | 8015 Alaris IV Pump Controller (PC) | 14078965 | Alaris Medical Systems | DMT Equipment Distribution | Akron | Akron City Campus | Akron City Hospital | Basement | 2014-06-30 | Medium
No | 042197 | Infusion Pumps, Multitherapy | 8015 Alaris IV Pump Controller (PC) | 14080386 | Alaris Medical Systems | DMT Equipment Distribution | Akron | Akron City Campus | Akron City Hospital | Basement | 2014-06-30 | Medium
No | 042198 | Infusion Pumps, Multitherapy | 8015 Alaris IV Pump Controller (PC) | 14081213 | Alaris Medical Systems | DMT Equipment Distribution | Akron | Akron City Campus | Akron City Hospital | Basement | 2014-06-30 | Medium
No | 042199 | Infusion Pumps, Multitherapy | 8015 Alaris IV Pump Controller (PC) | 14081247 | Alaris Medical Systems | DMT Equipment Distribution | Akron | Akron City Campus | Akron City Hospital | Basement | 2014-06-30 | Medium
No | 042200 | Infusion Pumps, Multitherapy | 8015 Alaris IV Pump Controller (PC) | 14079784 | Alaris Medical Systems | DMT Equipment Distribution | Akron | Akron City Campus | Akron City Hospital | Basement | 2014-06-30 | Medium
No | 042201 | Infusion Pumps, Multitherapy | 8015 Alaris IV Pump Controller (PC) | 14081958 | Alaris Medical Systems | DMT Equipment Distribution | Akron | Akron City Campus | Akron City Hospital | Basement | 2014-06-30 | Medium
No | 042202 | Infusion Pumps, Multitherapy | 8015 Alaris IV Pump Controller (PC) | 14079607 | Alaris Medical Systems | DMT Equipment Distribution | Akron | Akron City Campus | Akron City Hospital | Basement | 2014-06-30 | Medium
No | 042203 | Infusion Pumps, Multitherapy | 8015 Alaris IV Pump Controller (PC) | 14075500 | Alaris Medical Systems | Radiation Therapy - Medina | Barberton | Medina Campus | Medina Medical Center | 1st Floor | 2014-06-30 | Medium
No | 042204 | Infusion Pumps, Multitherapy | 8015 Alaris IV Pump Controller (PC) | 14078329 | Alaris Medical Systems | DMT Equipment Distribution | Akron | Akron City Campus | Akron City Hospital | Basement | 2014-06-30 | Medium
No | 042205 | Infusion Pumps, Multitherapy | 8015 Alaris IV Pump Controller (PC) | 14081350 | Alaris Medical Systems | DMT Equipment Distribution | Akron | Akron City Campus | Akron City Hospital | Basement | 2014-06-30 | Medium
No | 042206 | Infusion Pumps, Multitherapy | 8015 Alaris IV Pump Controller (PC) | 14081216 | Alaris Medical Systems | DMT Equipment Distribution | Akron | Akron City Campus | Akron City Hospital | Basement | 2014-06-30 | Medium
No | 042207 | Infusion Pumps, Multitherapy | 8015 Alaris IV Pump Controller (PC) | 14080987 | Alaris Medical Systems | DMT Equipment Distribution | Akron | Akron City Campus | Akron City Hospital | Basement | 2014-06-30 | Medium
No | 042208 | Infusion Pumps, Multitherapy | 8015 Alaris IV Pump Controller (PC) | 14081220 | Alaris Medical Systems | DMT Equipment Distribution | Akron | Akron City Campus | Akron City Hospital | Basement | 2014-06-30 | Medium
No | 042209 | Infusion Pumps, Multitherapy | 8015 Alaris IV Pump Controller (PC) | 14083876 | Alaris Medical Systems | DMT Equipment Distribution | Akron | Akron City Campus | Akron City Hospital | Basement | 2014-07-02 | Medium
No | 042210 | Infusion Pumps, Multitherapy | 8015 Alaris IV Pump Controller (PC) | 14084069 | Alaris Medical Systems | DMT Equipment Distribution | Akron | Akron City Campus | Akron City Hospital | Basement | 2014-07-02 | Medium
No | 042211 | Infusion Pumps, Multitherapy | 8015 Alaris IV Pump Controller (PC) | 14084037 | Alaris Medical Systems | Central Processing/Supply - SW | Barberton | Wadsworth Campus | Wadsworth-Rittman Medical Center | 1st Floor | 2014-07-02 | Medium
No | 042212 | Infusion Pumps, Multitherapy | 8015 Alaris IV Pump Controller (PC) | 14079471 | Alaris Medical Systems | DMT Equipment Distribution - SB | Barberton | Barberton Campus | Summa Barberton Hospital | 5th Floor | 2014-07-02 | Medium
No | 042213 | Infusion Pumps, Multitherapy | 8015 Alaris IV Pump Controller (PC) | 14082586 | Alaris Medical Systems | DMT Equipment Distribution | Akron | Akron City Campus | Akron City Hospital | Basement | 2014-07-02 | Medium
No | 042214 | Infusion Pumps, Multitherapy | 8015 Alaris IV Pump Controller (PC) | 14083693 | Alaris Medical Systems | Central Processing/Supply - SW | Barberton | Wadsworth Campus | Wadsworth-Rittman Medical Center | 1st Floor | 2014-07-02 | Medium
No | 042215 | Infusion Pumps, Multitherapy | 8015 Alaris IV Pump Controller (PC) | 14083933 | Alaris Medical Systems | DMT Equipment Distribution | Akron | Akron City Campus | Akron City Hospital | Basement | 2014-07-02 | Medium
No | 042216 | Infusion Pumps, Multitherapy | 8015 Alaris IV Pump Controller (PC) | 14083892 | Alaris Medical Systems | Central Processing/Supply - SW | Barberton | Wadsworth Campus | Wadsworth-Rittman Medical Center | 1st Floor | 2014-07-02 | Medium
No | 042217 | Infusion Pumps, Multitherapy | 8015 Alaris IV Pump Controller (PC) | 14084027 | Alaris Medical Systems | DMT Equipment Distribution - SB | Barberton | Wadsworth Campus | Wadsworth-Rittman Medical Center | 1st Floor | 2014-07-02 | Medium
No | 042218 | Infusion Pumps, Multitherapy | 8015 Alaris IV Pump Controller (PC) | 14083900 | Alaris Medical Systems | DMT Equipment Distribution | Akron | Akron City Campus | Akron City Hospital | Basement | 2014-07-02 | Medium
No | 042219 | Infusion Pumps, Multitherapy | 8015 Alaris IV Pump Controller (PC) | 14080866 | Alaris Medical Systems | DMT Equipment Distribution | Akron | Akron City Campus | Akron City Hospital | Basement | 2014-06-30 | Medium
No | 042220 | Infusion Pumps, Multitherapy | 8015 Alaris IV Pump Controller (PC) | 14081240 | Alaris Medical Systems | DMT Equipment Distribution | Akron | Akron City Campus | Akron City Hospital | Basement | 2014-06-30 | Medium
No | 042221 | Infusion Pumps, Multitherapy | 8015 Alaris IV Pump Controller (PC) | 14084152 | Alaris Medical Systems | DMT Equipment Distribution | Akron | Akron City Campus | Akron City Hospital | Basement | 2014-06-30 | Medium
No | 042222 | Infusion Pumps, Multitherapy | 8015 Alaris IV Pump Controller (PC) | 14082304 | Alaris Medical Systems | DMT Equipment Distribution | Akron | Akron City Campus | Akron City Hospital | Basement | 2014-06-30 | Medium
No | 042223 | Infusion Pumps, Multitherapy | 8015 Alaris IV Pump Controller (PC) | 14083928 | Alaris Medical Systems | DMT Equipment Distribution | Akron | Akron City Campus | Akron City Hospital | Basement | 2014-06-30 | Medium
No | 042224 | Infusion Pumps, Multitherapy | 8015 Alaris IV Pump Controller (PC) | 14082003 | Alaris Medical Systems | Central Processing/Supply - SW | Barberton | Wadsworth Campus | Wadsworth-Rittman Medical Center | 1st Floor | 2014-06-30 | Medium
No | 042225 | Infusion Pumps, Multitherapy | 8015 Alaris IV Pump Controller (PC) | 14081983 | Alaris Medical Systems | DMT Equipment Distribution | Akron | Akron City Campus | Akron City Hospital | Basement | 2014-06-30 | Medium
No | 042226 | Infusion Pumps, Multitherapy | 8015 Alaris IV Pump Controller (PC) | 14082044 | Alaris Medical Systems | DMT Equipment Distribution | Akron | Akron City Campus | Akron City Hospital | Basement | 2014-06-30 | Medium
No | 042227 | Infusion Pumps, Multitherapy | 8015 Alaris IV Pump Controller (PC) | 14082004 | Alaris Medical Systems | DMT Equipment Distribution | Akron | Akron City Campus | Akron City Hospital | Basement | 2014-06-30 | Medium
No | 042228 | Infusion Pumps, Multitherapy | 8015 Alaris IV Pump Controller (PC) | 14081693 | Alaris Medical Systems | DMT Equipment Distribution | Akron | Akron City Campus | Akron City Hospital | Basement | 2014-06-30 | Medium
No | 042229 | Infusion Pumps, Multitherapy | 8015 Alaris IV Pump Controller (PC) | 14081711 | Alaris Medical Systems | DMT Equipment Distribution | Akron | Akron City Campus | Akron City Hospital | Basement | 2014-06-30 | Medium
No | 042230 | Infusion Pumps, Multitherapy | 8015 Alaris IV Pump Controller (PC) | 14081747 | Alaris Medical Systems | DMT Equipment Distribution | Akron | Akron City Campus | Akron City Hospital | Basement | 2014-06-30 | Medium
No | 042231 | Infusion Pumps, Multitherapy | 8015 Alaris IV Pump Controller (PC) | 14081226 | Alaris Medical Systems | DMT Equipment Distribution | Akron | Akron City Campus | Akron City Hospital | Basement | 2014-06-30 | Medium
No | 042232 | Infusion Pumps, Multitherapy | 8015 Alaris IV Pump Controller (PC) | 14081795 | Alaris Medical Systems | DMT Equipment Distribution | Akron | Akron City Campus | Akron City Hospital | Basement | 2014-06-30 | Medium
No | 042233 | Infusion Pumps, Multitherapy | 8015 Alaris IV Pump Controller (PC) | 14082040 | Alaris Medical Systems | DMT Equipment Distribution | Akron | Akron City Campus | Akron City Hospital | Basement | 2014-06-30 | Medium
No | 042234 | Infusion Pumps, Multitherapy | 8015 Alaris IV Pump Controller (PC) | 14081729 | Alaris Medical Systems | DMT Equipment Distribution | Akron | Akron City Campus | Akron City Hospital | Basement | 2014-06-30 | Medium
No | 042235 | Infusion Pumps, Multitherapy | 8015 Alaris IV Pump Controller (PC) | 14079468 | Alaris Medical Systems | DMT Equipment Distribution | Akron | Akron City Campus | Akron City Hospital | Basement | 2014-06-30 | Medium
No | 042236 | Infusion Pumps, Multitherapy | 8015 Alaris IV Pump Controller (PC) | 14081696 | Alaris Medical Systems | DMT Equipment Distribution | Akron | Akron City Campus | Akron City Hospital | Basement | 2014-06-30 | Medium
No | 042238 | Infusion Pumps, Multitherapy | 8015 Alaris IV Pump Controller (PC) | 14082038 | Alaris Medical Systems | DMT Equipment Distribution | Akron | Akron City Campus | Akron City Hospital | Basement | 2014-06-30 | Medium
No | 042239 | Infusion Pumps, Multitherapy | 8015 Alaris IV Pump Controller (PC) | 14081717 | Alaris Medical Systems | DMT Equipment Distribution | Akron | Akron City Campus | Akron City Hospital | Basement | 2014-06-30 | Medium
No | 042240 | Infusion Pumps, Multitherapy | 8015 Alaris IV Pump Controller (PC) | 14081710 | Alaris Medical Systems | DMT Equipment Distribution | Akron | Akron City Campus | Akron City Hospital | Basement | 2014-06-30 | Medium
No | 042241 | Infusion Pumps, Multitherapy | 8015 Alaris IV Pump Controller (PC) | 14081713 | Alaris Medical Systems | DMT Equipment Distribution | Akron | Akron City Campus | Akron City Hospital | Basement | 2014-06-30 | Medium
No | 042242 | Infusion Pumps, Multitherapy | 8015 Alaris IV Pump Controller (PC) | 14084197 | Alaris Medical Systems | DMT Equipment Distribution | Akron | Akron City Campus | Akron City Hospital | Basement | 2014-06-30 | Medium
No | 042243 | Infusion Pumps, Multitherapy | 8015 Alaris IV Pump Controller (PC) | 14084206 | Alaris Medical Systems | DMT Equipment Distribution | Akron | Akron City Campus | Akron City Hospital | Basement | 2014-06-30 | Medium
No | 042244 | Infusion Pumps, Multitherapy | 8015 Alaris IV Pump Controller (PC) | 14084205 | Alaris Medical Systems | DMT Equipment Distribution | Akron | Akron City Campus | Akron City Hospital | Basement | 2014-06-30 | Medium
No | 042245 | Infusion Pumps, Multitherapy | 8015 Alaris IV Pump Controller (PC) | 14083611 | Alaris Medical Systems | DMT Equipment Distribution | Akron | Akron City Campus | Akron City Hospital | Basement | 2014-06-30 | Medium
No | 042246 | Infusion Pumps, Multitherapy | 8015 Alaris IV Pump Controller (PC) | 14082466 | Alaris Medical Systems | DMT Equipment Distribution | Akron | Akron City Campus | Akron City Hospital | Basement | 2014-06-30 | Medium
No | 042247 | Infusion Pumps, Multitherapy | 8015 Alaris IV Pump Controller (PC) | 14082963 | Alaris Medical Systems | DMT Equipment Distribution | Akron | Akron City Campus | Akron City Hospital | Basement | 2014-06-30 | Medium
No | 042248 | Infusion Pumps, Multitherapy | 8015 Alaris IV Pump Controller (PC) | 14083726 | Alaris Medical Systems | DMT Equipment Distribution | Akron | Akron City Campus | Akron City Hospital | Basement | 2014-06-30 | Medium
No | 042249 | Infusion Pumps, Multitherapy | 8015 Alaris IV Pump Controller (PC) | 14084032 | Alaris Medical Systems | DMT Equipment Distribution | Akron | Akron City Campus | Akron City Hospital | Basement | 2014-06-30 | Medium
No | 042250 | Infusion Pumps, Multitherapy | 8015 Alaris IV Pump Controller (PC) | 14082519 | Alaris Medical Systems | DMT Equipment Distribution | Akron | Akron City Campus | Akron City Hospital | Basement | 2014-06-30 | Medium
No | 042251 | Infusion Pumps, Multitherapy | 8015 Alaris IV Pump Controller (PC) | 14081759 | Alaris Medical Systems | DMT Equipment Distribution | Akron | Akron City Campus | Akron City Hospital | Basement | 2014-06-30 | Medium
No | 042252 | Infusion Pumps, Multitherapy | 8015 Alaris IV Pump Controller (PC) | 14083691 | Alaris Medical Systems | DMT Equipment Distribution | Akron | Akron City Campus | Akron City Hospital | Basement | 2014-06-30 | Medium
No | 042253 | Infusion Pumps, Multitherapy | 8015 Alaris IV Pump Controller (PC) | 14082302 | Alaris Medical Systems | DMT Equipment Distribution - SB | Barberton | Barberton Campus | Summa Barberton Hospital | 5th Floor | 2014-06-30 | Medium
No | 042254 | Infusion Pumps, Multitherapy | 8015 Alaris IV Pump Controller (PC) | 14084204 | Alaris Medical Systems | DMT Equipment Distribution | Akron | Akron City Campus | Akron City Hospital | Basement | 2014-06-30 | Medium
No | 042255 | Infusion Pumps, Multitherapy | 8015 Alaris IV Pump Controller (PC) | 14079296 | Alaris Medical Systems | DMT Equipment Distribution - SB | Barberton | Barberton Campus | Summa Barberton Hospital | 5th Floor | 2014-06-30 | Medium
No | 042256 | Infusion Pumps, Multitherapy | 8015 Alaris IV Pump Controller (PC) | 14084145 | Alaris Medical Systems | DMT Equipment Distribution | Akron | Akron City Campus | Akron City Hospital | Basement | 2014-06-30 | Medium
No | 042257 | Infusion Pumps, Multitherapy | 8015 Alaris IV Pump Controller (PC) | 14082026 | Alaris Medical Systems | DMT Equipment Distribution | Akron | Akron City Campus | Akron City Hospital | Basement | 2014-06-30 | Medium
No | 042258 | Infusion Pumps, Multitherapy | 8015 Alaris IV Pump Controller (PC) | 14084089 | Alaris Medical Systems | DMT Equipment Distribution - SB | Barberton | Barberton Campus | Summa Barberton Hospital | 5th Floor | 2014-06-30 | Medium
No | 042259 | Infusion Pumps, Multitherapy | 8015 Alaris IV Pump Controller (PC) | 14083927 | Alaris Medical Systems | DMT Equipment Distribution | Akron | Akron City Campus | Akron City Hospital | Basement | 2014-06-30 | Medium
No | 042260 | Infusion Pumps, Multitherapy | 8015 Alaris IV Pump Controller (PC) | 14079657 | Alaris Medical Systems | DMT Equipment Distribution | Akron | Akron City Campus | Akron City Hospital | Basement | 2014-06-30 | Medium
No | 042261 | Infusion Pumps, Multitherapy | 8015 Alaris IV Pump Controller (PC) | 14082560 | Alaris Medical Systems | DMT Equipment Distribution - SB | Barberton | Medina Campus | Medina Medical Center | 1st Floor | 2014-06-30 | Medium
No | 042262 | Infusion Pumps, Multitherapy | 8015 Alaris IV Pump Controller (PC) | 14082382 | Alaris Medical Systems | DMT Equipment Distribution | Akron | Akron City Campus | Akron City Hospital | Basement | 2014-06-30 | Medium
No | 042263 | Infusion Pumps, Multitherapy | 8015 Alaris IV Pump Controller (PC) | 14083739 | Alaris Medical Systems | DMT Equipment Distribution | Akron | Akron City Campus | Akron City Hospital | Basement | 2014-06-30 | Medium
No | 042264 | Infusion Pumps, Multitherapy | 8015 Alaris IV Pump Controller (PC) | 14083970 | Alaris Medical Systems | DMT Equipment Distribution - SB | Barberton | Barberton Campus | Summa Barberton Hospital | 5th Floor | 2014-06-30 | Medium
No | 042265 | Infusion Pumps, Multitherapy | 8015 Alaris IV Pump Controller (PC) | 14082587 | Alaris Medical Systems | DMT Equipment Distribution | Akron | Akron City Campus | Akron City Hospital | Basement | 2014-06-30 | Medium
No | 042266 | Infusion Pumps, Multitherapy | 8015 Alaris IV Pump Controller (PC) | 14084155 | Alaris Medical Systems | DMT Equipment Distribution | Akron | Akron City Campus | Akron City Hospital | Basement | 2014-06-30 | Medium
No | 042267 | Infusion Pumps, Multitherapy | 8015 Alaris IV Pump Controller (PC) | 14084138 | Alaris Medical Systems | DMT Equipment Distribution | Akron | Akron City Campus | Akron City Hospital | Basement | 2014-06-30 | Medium
No | 042268 | Infusion Pumps, Multitherapy | 8015 Alaris IV Pump Controller (PC) | 14083686 | Alaris Medical Systems | DMT Equipment Distribution | Akron | Akron City Campus | Akron City Hospital | Basement | 2014-06-30 | Medium
No | 042269 | Infusion Pumps, Multitherapy | 8015 Alaris IV Pump Controller (PC) | 14082110 | Alaris Medical Systems | DMT Equipment Distribution | Akron | Akron City Campus | Akron City Hospital | Basement | 2014-06-30 | Medium
No | 042270 | Infusion Pumps, Multitherapy | 8015 Alaris IV Pump Controller (PC) | 14079987 | Alaris Medical Systems | DMT Equipment Distribution | Akron | Akron City Campus | Akron City Hospital | Basement | 2014-06-30 | Medium
No | 042271 | Infusion Pumps, Multitherapy | 8015 Alaris IV Pump Controller (PC) | 14081968 | Alaris Medical Systems | Central Processing/Supply - SW | Barberton | Wadsworth Campus | Wadsworth-Rittman Medical Center | 1st Floor | 2014-06-30 | Medium
No | 042272 | Infusion Pumps, Multitherapy | 8015 Alaris IV Pump Controller (PC) | 14081716 | Alaris Medical Systems | DMT Equipment Distribution | Akron | Akron City Campus | Akron City Hospital | Basement | 2014-06-30 | Medium
No | 042273 | Infusion Pumps, Multitherapy | 8015 Alaris IV Pump Controller (PC) | 14083947 | Alaris Medical Systems | Medina ASC | Barberton | Medina Campus | Medina Medical Center | 1st Floor | 2014-07-02 | Medium
No | 042274 | Infusion Pumps, Multitherapy | 8015 Alaris IV Pump Controller (PC) | 14082055 | Alaris Medical Systems | DMT Equipment Distribution - SB | Barberton | Barberton Campus | Summa Barberton Hospital | 5th Floor | 2014-06-30 | Medium
No | 042275 | Infusion Pumps, Multitherapy | 8015 Alaris IV Pump Controller (PC) | 14083880 | Alaris Medical Systems | Central Processing/Supply - SW | Barberton | Wadsworth Campus | Wadsworth-Rittman Medical Center | 1st Floor | 2014-07-02 | Medium
No | 042276 | Infusion Pumps, Multitherapy | 8015 Alaris IV Pump Controller (PC) | 14083674 | Alaris Medical Systems | DMT Equipment Distribution | Akron | Akron City Campus | Akron City Hospital | Basement | 2014-07-02 | Medium
No | 042277 | Infusion Pumps, Multitherapy | 8015 Alaris IV Pump Controller (PC) | 14079507 | Alaris Medical Systems | DMT Equipment Distribution | Akron | Akron City Campus | Akron City Hospital | Basement | 2014-07-02 | Medium
No | 042278 | Infusion Pumps, Multitherapy | 8015 Alaris IV Pump Controller (PC) | 14081241 | Alaris Medical Systems | Central Processing/Supply - SW | Barberton | Wadsworth Campus | Wadsworth-Rittman Medical Center | 1st Floor | 2014-07-02 | Medium
No | 042279 | Infusion Pumps, Multitherapy | 8015 Alaris IV Pump Controller (PC) | 14083538 | Alaris Medical Systems | DMT Equipment Distribution - SB | Barberton | Barberton Campus | Summa Barberton Hospital | 5th Floor | 2014-07-02 | Medium
No | 042280 | Infusion Pumps, Multitherapy | 8015 Alaris IV Pump Controller (PC) | 14083510 | Alaris Medical Systems | DMT Equipment Distribution | Akron | Akron City Campus | Akron City Hospital | Basement | 2014-07-02 | Medium
No | 042281 | Infusion Pumps, Multitherapy | 8015 Alaris IV Pump Controller (PC) | 14084092 | Alaris Medical Systems | DMT Equipment Distribution - SB | Barberton | Barberton Campus | Summa Barberton Hospital | 5th Floor | 2014-07-02 | Medium
No | 042282 | Infusion Pumps, Multitherapy | 8015 Alaris IV Pump Controller (PC) | 14084088 | Alaris Medical Systems | Outpatient Oncology - Medina | Barberton | Medina Campus | Medina Medical Center | 1st Floor | 2014-07-02 | Medium
No | 042283 | Infusion Pumps, Multitherapy | 8015 Alaris IV Pump Controller (PC) | 14084132 | Alaris Medical Systems | Central Processing/Supply - SW | Barberton | Wadsworth Campus | Wadsworth-Rittman Medical Center | 1st Floor | 2014-07-02 | Medium
No | 042284 | Infusion Pumps, Multitherapy | 8015 Alaris IV Pump Controller (PC) | 14083597 | Alaris Medical Systems | DMT Equipment Distribution | Akron | Akron City Campus | Akron City Hospital | Basement | 2014-07-02 | Medium
No | 042285 | Infusion Pumps, Multitherapy | 8015 Alaris IV Pump Controller (PC) | 14084129 | Alaris Medical Systems | DMT Equipment Distribution | Akron | Akron City Campus | Akron City Hospital | Basement | 2014-07-02 | Medium
No | 042286 | Infusion Pumps, Multitherapy | 8015 Alaris IV Pump Controller (PC) | 14081706 | Alaris Medical Systems | Virtual Care Simulation Lab | Akron | Akron City Campus | Akron City Hospital | 1st Floor | 2014-06-30 | Medium
No | 042287 | Infusion Pumps, Multitherapy | 8015 Alaris IV Pump Controller (PC) | 14083747 | Alaris Medical Systems | DMT Equipment Distribution | Akron | Akron City Campus | Akron City Hospital | Basement | 2014-06-30 | Medium
No | 042288 | Infusion Pumps, Multitherapy | 8015 Alaris IV Pump Controller (PC) | 14083311 | Alaris Medical Systems | DMT Equipment Distribution | Akron | Akron City Campus | Akron City Hospital | Basement | 2014-06-30 | Medium
No | 042289 | Infusion Pumps, Multitherapy | 8015 Alaris IV Pump Controller (PC) | 14082025 | Alaris Medical Systems | DMT Equipment Distribution | Akron | Akron City Campus | Akron City Hospital | Basement | 2014-06-30 | Medium
No | 042290 | Infusion Pumps, Multitherapy | 8015 Alaris IV Pump Controller (PC) | 14084122 | Alaris Medical Systems | Virtual Care Simulation Lab | Akron | Akron City Campus | Akron City Hospital | 1st Floor | 2014-06-30 | Medium
No | 042291 | Infusion Pumps, Multitherapy | 8015 Alaris IV Pump Controller (PC) | 14083942 | Alaris Medical Systems | DMT Equipment Distribution | Akron | Akron City Campus | Akron City Hospital | Basement | 2014-06-30 | Medium
No | 042292 | Infusion Pumps, Multitherapy | 8015 Alaris IV Pump Controller (PC) | 14082424 | Alaris Medical Systems | DMT Equipment Distribution | Akron | Akron City Campus | Akron City Hospital | Basement | 2014-06-30 | Medium
No | 042293 | Infusion Pumps, Multitherapy | 8015 Alaris IV Pump Controller (PC) | 14075908 | Alaris Medical Systems | DMT Equipment Distribution | Akron | Akron City Campus | Akron City Hospital | Basement | 2014-06-30 | Medium
No | 042294 | Infusion Pumps, Multitherapy | 8015 Alaris IV Pump Controller (PC) | 14074021 | Alaris Medical Systems | DMT Equipment Distribution | Akron | Akron City Campus | Akron City Hospital | Basement | 2014-06-30 | Medium
No | 042295 | Infusion Pumps, Multitherapy | 8015 Alaris IV Pump Controller (PC) | 14078834 | Alaris Medical Systems | DMT Equipment Distribution | Akron | Akron City Campus | Akron City Hospital | Basement | 2014-06-30 | Medium
No | 042296 | Infusion Pumps, Multitherapy | 8015 Alaris IV Pump Controller (PC) | 14083959 | Alaris Medical Systems | DMT Equipment Distribution | Akron | Akron City Campus | Akron City Hospital | Basement | 2014-06-30 | Medium
No | 042297 | Infusion Pumps, Multitherapy | 8015 Alaris IV Pump Controller (PC) | 14082604 | Alaris Medical Systems | DMT Equipment Distribution | Akron | Akron City Campus | Akron City Hospital | Basement | 2014-06-30 | Medium
No | 042298 | Infusion Pumps, Multitherapy | 8015 Alaris IV Pump Controller (PC) | 14083562 | Alaris Medical Systems | DMT Equipment Distribution | Akron | Akron City Campus | Akron City Hospital | Basement | 2014-06-30 | Medium
No | 042299 | Infusion Pumps, Multitherapy | 8015 Alaris IV Pump Controller (PC) | 14084036 | Alaris Medical Systems | DMT Equipment Distribution | Akron | Akron City Campus | Akron City Hospital | Basement | 2014-06-30 | Medium
No | 042300 | Infusion Pumps, Multitherapy | 8015 Alaris IV Pump Controller (PC) | 14080094 | Alaris Medical Systems | DMT Equipment Distribution | Akron | Akron City Campus | Akron City Hospital | Basement | 2014-06-30 | Medium
No | 042301 | Infusion Pumps, Multitherapy | 8015 Alaris IV Pump Controller (PC) | 14083375 | Alaris Medical Systems | DMT Equipment Distribution - SB | Barberton | Barberton Campus | Summa Barberton Hospital | 5th Floor | 2014-06-30 | Medium
No | 042302 | Infusion Pumps, Multitherapy | 8015 Alaris IV Pump Controller (PC) | 14082527 | Alaris Medical Systems | DMT Equipment Distribution | Akron | Akron City Campus | Akron City Hospital | Basement | 2014-06-30 | Medium
No | 042303 | Infusion Pumps, Multitherapy | 8015 Alaris IV Pump Controller (PC) | 14082329 | Alaris Medical Systems | DMT Equipment Distribution | Akron | Akron City Campus | Akron City Hospital | Basement | 2014-06-30 | Medium
No | 042304 | Infusion Pumps, Multitherapy | 8015 Alaris IV Pump Controller (PC) | 14082546 | Alaris Medical Systems | DMT Equipment Distribution | Akron | Akron City Campus | Akron City Hospital | Basement | 2014-06-30 | Medium
No | 042305 | Infusion Pumps, Multitherapy | 8015 Alaris IV Pump Controller (PC) | 14082353 | Alaris Medical Systems | DMT Equipment Distribution | Akron | Akron City Campus | Akron City Hospital | Basement | 2014-06-30 | Medium
No | 042306 | Infusion Pumps, Multitherapy | 8015 Alaris IV Pump Controller (PC) | 14082548 | Alaris Medical Systems | DMT Equipment Distribution | Akron | Akron City Campus | Akron City Hospital | Basement | 2014-06-30 | Medium
No | 042307 | Infusion Pumps, Multitherapy | 8015 Alaris IV Pump Controller (PC) | 14079304 | Alaris Medical Systems | DMT Equipment Distribution | Akron | Akron City Campus | Akron City Hospital | Basement | 2014-06-30 | Medium
No | 042308 | Infusion Pumps, Multitherapy | 8015 Alaris IV Pump Controller (PC) | 14081725 | Alaris Medical Systems | DMT Equipment Distribution | Akron | Akron City Campus | Akron City Hospital | Basement | 2014-06-30 | Medium
No | 042309 | Infusion Pumps, Multitherapy | 8015 Alaris IV Pump Controller (PC) | 14082602 | Alaris Medical Systems | DMT Equipment Distribution | Akron | Akron City Campus | Akron City Hospital | Basement | 2014-06-30 | Medium
No | 042310 | Infusion Pumps, Multitherapy | 8015 Alaris IV Pump Controller (PC) | 14075937 | Alaris Medical Systems | DMT Equipment Distribution | Akron | Akron City Campus | Akron City Hospital | Basement | 2014-06-30 | Medium
No | 042311 | Infusion Pumps, Multitherapy | 8015 Alaris IV Pump Controller (PC) | 14075472 | Alaris Medical Systems | DMT Equipment Distribution | Akron | Akron City Campus | Akron City Hospital | Basement | 2014-06-30 | Medium
No | 042313 | Infusion Pumps, Multitherapy | 8015 Alaris IV Pump Controller (PC) | 14083309 | Alaris Medical Systems | DMT Equipment Distribution | Akron | Akron City Campus | Akron City Hospital | Basement | 2014-06-30 | Medium
No | 042314 | Infusion Pumps, Multitherapy | 8015 Alaris IV Pump Controller (PC) | 14084121 | Alaris Medical Systems | DMT Equipment Distribution | Akron | Akron City Campus | Akron City Hospital | Basement | 2014-06-30 | Medium
No | 042315 | Infusion Pumps, Multitherapy | 8015 Alaris IV Pump Controller (PC) | 14080095 | Alaris Medical Systems | DMT Equipment Distribution | Akron | Akron City Campus | Akron City Hospital | Basement | 2014-06-30 | Medium
No | 042317 | Infusion Pumps, Multitherapy | 8015 Alaris IV Pump Controller (PC) | 14082935 | Alaris Medical Systems | DMT Equipment Distribution | Akron | Akron City Campus | Akron City Hospital | Basement | 2014-06-30 | Medium
No | 042318 | Infusion Pumps, Multitherapy | 8015 Alaris IV Pump Controller (PC) | 14080810 | Alaris Medical Systems | Virtual Care Simulation Lab | Akron | Akron City Campus | Akron City Hospital | 1st Floor | 2014-06-30 | Medium
No | 042319 | Infusion Pumps, Multitherapy | 8015 Alaris IV Pump Controller (PC) | 14080775 | Alaris Medical Systems | Central Processing/Supply - SW | Barberton | Wadsworth Campus | Wadsworth-Rittman Medical Center | 1st Floor | 2014-06-30 | Medium
No | 042320 | Infusion Pumps, Multitherapy | 8015 Alaris IV Pump Controller (PC) | 14080741 | Alaris Medical Systems | DMT Equipment Distribution | Akron | Akron City Campus | Akron City Hospital | Basement | 2014-06-30 | Medium
No | 042321 | Infusion Pumps, Multitherapy | 8015 Alaris IV Pump Controller (PC) | 14082380 | Alaris Medical Systems | DMT Equipment Distribution | Akron | Akron City Campus | Akron City Hospital | Basement | 2014-06-30 | Medium
No | 042322 | Infusion Pumps, Multitherapy | 8015 Alaris IV Pump Controller (PC) | 14082582 | Alaris Medical Systems | DMT Equipment Distribution | Akron | Akron City Campus | Akron City Hospital | Basement | 2014-06-30 | Medium
No | 042323 | Infusion Pumps, Multitherapy | 8015 Alaris IV Pump Controller (PC) | 14084284 | Alaris Medical Systems | DMT Equipment Distribution - SB | Barberton | Barberton Campus | Summa Barberton Hospital | 5th Floor | 2014-06-30 | Medium
No | 042324 | Infusion Pumps, Multitherapy | 8015 Alaris IV Pump Controller (PC) | 14084201 | Alaris Medical Systems | Infusion Center - Stow | Akron | Stow-Kent Campus | Stow-Kent Medical Center | 1st Floor | 2014-06-30 | Medium
No | 042325 | Infusion Pumps, Multitherapy | 8015 Alaris IV Pump Controller (PC) | 14081890 | Alaris Medical Systems | DMT Equipment Distribution | Akron | Akron City Campus | Akron City Hospital | Basement | 2014-06-30 | Medium
No | 042326 | Infusion Pumps, Multitherapy | 8015 Alaris IV Pump Controller (PC) | 14082279 | Alaris Medical Systems | DMT Equipment Distribution - SB | Barberton | Barberton Campus | Summa Barberton Hospital | 5th Floor | 2014-06-30 | Medium
No | 042327 | Infusion Pumps, Multitherapy | 8015 Alaris IV Pump Controller (PC) | 14082344 | Alaris Medical Systems | DMT Equipment Distribution | Akron | Akron City Campus | Akron City Hospital | Basement | 2014-06-30 | Medium
No | 042328 | Infusion Pumps, Multitherapy | 8015 Alaris IV Pump Controller (PC) | 14080694 | Alaris Medical Systems | DMT Equipment Distribution | Akron | Akron City Campus | Akron City Hospital | Basement | 2014-06-30 | Medium
No | 042329 | Infusion Pumps, Multitherapy | 8015 Alaris IV Pump Controller (PC) | 14080778 | Alaris Medical Systems | DMT Equipment Distribution | Akron | Akron City Campus | Akron City Hospital | Basement | 2014-06-30 | Medium
No | 042330 | Infusion Pumps, Multitherapy | 8015 Alaris IV Pump Controller (PC) | 14082093 | Alaris Medical Systems | DMT Equipment Distribution - SB | Barberton | Green Campus | Green Medical Center | Ground Floor | 2014-06-30 | Medium
No | 042331 | Infusion Pumps, Multitherapy | 8015 Alaris IV Pump Controller (PC) | 14082612 | Alaris Medical Systems | DMT Equipment Distribution | Akron | Akron City Campus | Akron City Hospital | Basement | 2014-06-30 | Medium
No | 042332 | Infusion Pumps, Multitherapy | 8015 Alaris IV Pump Controller (PC) | 14078517 | Alaris Medical Systems | DMT Equipment Distribution | Akron | Akron City Campus | Akron City Hospital | Basement | 2014-06-30 | Medium
No | 042333 | Infusion Pumps, Multitherapy | 8015 Alaris IV Pump Controller (PC) | 14082080 | Alaris Medical Systems | DMT Equipment Distribution | Akron | Akron City Campus | Akron City Hospital | Basement | 2014-06-30 | Medium
No | 042334 | Infusion Pumps, Multitherapy | 8015 Alaris IV Pump Controller (PC) | 14082605 | Alaris Medical Systems | DMT Equipment Distribution | Akron | Akron City Campus | Akron City Hospital | Basement | 2014-06-30 | Medium
No | 042335 | Infusion Pumps, Multitherapy | 8015 Alaris IV Pump Controller (PC) | 14082291 | Alaris Medical Systems | DMT Equipment Distribution | Akron | Akron City Campus | Akron City Hospital | Basement | 2014-06-30 | Medium
No | 042336 | Infusion Pumps, Multitherapy | 8015 Alaris IV Pump Controller (PC) | 14082043 | Alaris Medical Systems | DMT Equipment Distribution | Akron | Akron City Campus | Akron City Hospital | Basement | 2014-06-30 | Medium
No | 042337 | Infusion Pumps, Multitherapy | 8015 Alaris IV Pump Controller (PC) | 14081577 | Alaris Medical Systems | DMT Equipment Distribution - SB | Barberton | Barberton Campus | Summa Barberton Hospital | 5th Floor | 2014-06-30 | Medium
No | 042338 | Infusion Pumps, Multitherapy | 8015 Alaris IV Pump Controller (PC) | 14080467 | Alaris Medical Systems | DMT Equipment Distribution | Akron | Akron City Campus | Akron City Hospital | Basement | 2014-06-30 | Medium
No | 042339 | Infusion Pumps, Multitherapy | 8015 Alaris IV Pump Controller (PC) | 14082444 | Alaris Medical Systems | DMT Equipment Distribution | Akron | Akron City Campus | Akron City Hospital | Basement | 2014-06-30 | Medium
No | 042340 | Infusion Pumps, Multitherapy | 8015 Alaris IV Pump Controller (PC) | 14081265 | Alaris Medical Systems | DMT Equipment Distribution | Akron | Akron City Campus | Akron City Hospital | Basement | 2014-06-30 | Medium
No | 042341 | Infusion Pumps, Multitherapy | 8015 Alaris IV Pump Controller (PC) | 14082094 | Alaris Medical Systems | DMT Equipment Distribution | Akron | Akron City Campus | Akron City Hospital | Basement | 2014-06-30 | Medium
No | 042342 | Infusion Pumps, Multitherapy | 8015 Alaris IV Pump Controller (PC) | 14076783 | Alaris Medical Systems | Emergency Department (ED) - Green | Barberton | Green Campus | Green Medical Center | Ground Floor | 2014-06-30 | Medium
No | 042343 | Infusion Pumps, Multitherapy | 8015 Alaris IV Pump Controller (PC) | 14082318 | Alaris Medical Systems | Staff Development | Akron | Corporate Campus | Corporate Center |  | 2014-06-30 | Medium
No | 042344 | Infusion Pumps, Multitherapy | 8015 Alaris IV Pump Controller (PC) | 14080688 | Alaris Medical Systems | Central Processing/Supply - SW | Barberton | Wadsworth Campus | Wadsworth-Rittman Medical Center | 1st Floor | 2014-07-01 | Medium
No | 042345 | Infusion Pumps, Multitherapy | 8015 Alaris IV Pump Controller (PC) | 14080940 | Alaris Medical Systems | DMT Equipment Distribution | Akron | Akron City Campus | Akron City Hospital | Basement | 2014-06-30 | Medium
No | 042346 | Infusion Pumps, Multitherapy | 8015 Alaris IV Pump Controller (PC) | 14081547 | Alaris Medical Systems | DMT Equipment Distribution | Akron | Akron City Campus | Akron City Hospital | Basement | 2014-06-30 | Medium
No | 042347 | Infusion Pumps, Multitherapy | 8015 Alaris IV Pump Controller (PC) | 14082495 | Alaris Medical Systems | DMT Equipment Distribution | Akron | Akron City Campus | Akron City Hospital | Basement | 2014-06-30 | Medium
No | 042348 | Infusion Pumps, Multitherapy | 8015 Alaris IV Pump Controller (PC) | 14082347 | Alaris Medical Systems | DMT Equipment Distribution | Akron | Akron City Campus | Akron City Hospital | Basement | 2014-06-30 | Medium
No | 042349 | Infusion Pumps, Multitherapy | 8015 Alaris IV Pump Controller (PC) | 14082148 | Alaris Medical Systems | DMT Equipment Distribution | Akron | Akron City Campus | Akron City Hospital | Basement | 2014-06-30 | Medium
No | 042350 | Infusion Pumps, Multitherapy | 8015 Alaris IV Pump Controller (PC) | 14082242 | Alaris Medical Systems | DMT Equipment Distribution | Akron | Akron City Campus | Akron City Hospital | Basement | 2014-06-30 | Medium
No | 042351 | Infusion Pumps, Multitherapy | 8015 Alaris IV Pump Controller (PC) | 14082060 | Alaris Medical Systems | DMT Equipment Distribution | Akron | Akron City Campus | Akron City Hospital | Basement | 2014-06-30 | Medium
No | 042352 | Infusion Pumps, Multitherapy | 8015 Alaris IV Pump Controller (PC) | 14081258 | Alaris Medical Systems | DMT Equipment Distribution | Akron | Akron City Campus | Akron City Hospital | Basement | 2014-06-30 | Medium
No | 042353 | Infusion Pumps, Multitherapy | 8015 Alaris IV Pump Controller (PC) | 14082255 | Alaris Medical Systems | DMT Equipment Distribution | Akron | Akron City Campus | Akron City Hospital | Basement | 2014-06-30 | Medium
No | 042354 | Infusion Pumps, Multitherapy | 8015 Alaris IV Pump Controller (PC) | 14081744 | Alaris Medical Systems | DMT Equipment Distribution - SB | Barberton | Green Campus | Green Medical Center | Ground Floor | 2014-06-30 | Medium
No | 042355 | Infusion Pumps, Multitherapy | 8015 Alaris IV Pump Controller (PC) | 14080789 | Alaris Medical Systems | DMT Equipment Distribution | Akron | Akron City Campus | Akron City Hospital | Basement | 2014-06-30 | Medium
No | 042357 | Infusion Pumps, Multitherapy | 8015 Alaris IV Pump Controller (PC) | 14082465 | Alaris Medical Systems | Central Processing/Supply - SW | Barberton | Wadsworth Campus | Wadsworth-Rittman Medical Center | 1st Floor | 2014-06-30 | Medium
No | 042358 | Infusion Pumps, Multitherapy | 8015 Alaris IV Pump Controller (PC) | 14082556 | Alaris Medical Systems | DMT Equipment Distribution | Akron | Akron City Campus | Akron City Hospital | Basement | 2014-06-30 | Medium
No | 042359 | Infusion Pumps, Multitherapy | 8015 Alaris IV Pump Controller (PC) | 14082328 | Alaris Medical Systems | DMT Equipment Distribution | Akron | Akron City Campus | Akron City Hospital | Basement | 2014-06-30 | Medium
No | 042360 | Infusion Pumps, Multitherapy | 8015 Alaris IV Pump Controller (PC) | 14080691 | Alaris Medical Systems | DMT Equipment Distribution - SB | Barberton | Barberton Campus | Summa Barberton Hospital | 5th Floor | 2014-06-30 | Medium
No | 042361 | Infusion Pumps, Multitherapy | 8015 Alaris IV Pump Controller (PC) | 14082423 | Alaris Medical Systems | DMT Equipment Distribution | Akron | Akron City Campus | Akron City Hospital | Basement | 2014-06-30 | Medium
No | 042362 | Infusion Pumps, Multitherapy | 8015 Alaris IV Pump Controller (PC) | 14079554 | Alaris Medical Systems | DMT Equipment Distribution - SB | Barberton | Barberton Campus | Summa Barberton Hospital | 5th Floor | 2014-06-30 | Medium
No | 042363 | Infusion Pumps, Multitherapy | 8015 Alaris IV Pump Controller (PC) | 14046919 | Alaris Medical Systems | DMT Equipment Distribution | Akron | Akron City Campus | Akron City Hospital | Basement | 2014-06-30 | Medium
No | 042364 | Infusion Pumps, Multitherapy | 8015 Alaris IV Pump Controller (PC) | 14080796 | Alaris Medical Systems | DMT Equipment Distribution | Akron | Akron City Campus | Akron City Hospital | Basement | 2014-06-30 | Medium
No | 042365 | Infusion Pumps, Multitherapy | 8015 Alaris IV Pump Controller (PC) | 14082558 | Alaris Medical Systems | DMT Equipment Distribution | Akron | Akron City Campus | Akron City Hospital | Basement | 2014-06-30 | Medium
No | 042366 | Infusion Pumps, Multitherapy | 8015 Alaris IV Pump Controller (PC) | 14082150 | Alaris Medical Systems | DMT Equipment Distribution | Akron | Akron City Campus | Akron City Hospital | Basement | 2014-06-30 | Medium
No | 042367 | Infusion Pumps, Multitherapy | 8015 Alaris IV Pump Controller (PC) | 14082295 | Alaris Medical Systems | DMT Equipment Distribution | Akron | Akron City Campus | Akron City Hospital | Basement | 2014-06-30 | Medium
No | 042368 | Infusion Pumps, Multitherapy | 8015 Alaris IV Pump Controller (PC) | 14082502 | Alaris Medical Systems | DMT Equipment Distribution | Akron | Akron City Campus | Akron City Hospital | Basement | 2014-06-30 | Medium
No | 042369 | Infusion Pumps, Multitherapy | 8015 Alaris IV Pump Controller (PC) | 14082679 | Alaris Medical Systems | DMT Equipment Distribution | Akron | Akron City Campus | Akron City Hospital | Basement | 2014-06-30 | Medium
No | 042370 | Infusion Pumps, Multitherapy | 8015 Alaris IV Pump Controller (PC) | 14079312 | Alaris Medical Systems | DMT Equipment Distribution | Akron | Akron City Campus | Akron City Hospital | Basement | 2014-06-30 | Medium
No | 042371 | Infusion Pumps, Multitherapy | 8015 Alaris IV Pump Controller (PC) | 14082063 | Alaris Medical Systems | DMT Equipment Distribution | Akron | Akron City Campus | Akron City Hospital | Basement | 2014-06-30 | Medium
No | 042372 | Infusion Pumps, Multitherapy | 8015 Alaris IV Pump Controller (PC) | 14082497 | Alaris Medical Systems | DMT Equipment Distribution - SB | Barberton | Barberton Campus | Summa Barberton Hospital | 5th Floor | 2014-06-30 | Medium
No | 042373 | Infusion Pumps, Multitherapy | 8015 Alaris IV Pump Controller (PC) | 14082010 | Alaris Medical Systems | DMT Equipment Distribution | Akron | Akron City Campus | Akron City Hospital | Basement | 2014-06-30 | Medium
No | 042374 | Infusion Pumps, Multitherapy | 8015 Alaris IV Pump Controller (PC) | 14080469 | Alaris Medical Systems | DMT Equipment Distribution | Akron | Akron City Campus | Akron City Hospital | Basement | 2014-07-01 | Medium
No | 042375 | Infusion Pumps, Multitherapy | 8015 Alaris IV Pump Controller (PC) | 14081655 | Alaris Medical Systems | DMT Equipment Distribution - SB | Barberton | Barberton Campus | Summa Barberton Hospital | 5th Floor | 2014-07-01 | Medium
No | 042376 | Infusion Pumps, Multitherapy | 8015 Alaris IV Pump Controller (PC) | 14081509 | Alaris Medical Systems | DMT Equipment Distribution | Akron | Akron City Campus | Akron City Hospital | Basement | 2014-07-01 | Medium
No | 042377 | Infusion Pumps, Multitherapy | 8015 Alaris IV Pump Controller (PC) | 14081850 | Alaris Medical Systems | DMT Equipment Distribution | Akron | Akron City Campus | Akron City Hospital | Basement | 2014-07-01 | Medium
No | 042378 | Infusion Pumps, Multitherapy | 8015 Alaris IV Pump Controller (PC) | 14075499 | Alaris Medical Systems | DMT Equipment Distribution | Akron | Akron City Campus | Akron City Hospital | Basement | 2014-07-01 | Medium
No | 042379 | Infusion Pumps, Multitherapy | 8015 Alaris IV Pump Controller (PC) | 14081495 | Alaris Medical Systems | DMT Equipment Distribution | Akron | Akron City Campus | Akron City Hospital | Basement | 2014-07-01 | Medium
No | 042380 | Infusion Pumps, Multitherapy | 8015 Alaris IV Pump Controller (PC) | 14081242 | Alaris Medical Systems | DMT Equipment Distribution - SB | Barberton | Barberton Campus | Summa Barberton Hospital | 5th Floor | 2014-07-01 | Medium
No | 042381 | Infusion Pumps, Multitherapy | 8015 Alaris IV Pump Controller (PC) | 14075596 | Alaris Medical Systems | DMT Equipment Distribution - SB | Barberton | Barberton Campus | Summa Barberton Hospital | 5th Floor | 2014-07-01 | Medium
No | 042382 | Infusion Pumps, Multitherapy | 8015 Alaris IV Pump Controller (PC) | 14082938 | Alaris Medical Systems | DMT Equipment Distribution | Akron | Akron City Campus | Akron City Hospital | Basement | 2014-07-01 | Medium
No | 042383 | Infusion Pumps, Multitherapy | 8015 Alaris IV Pump Controller (PC) | 14082027 | Alaris Medical Systems | DMT Equipment Distribution | Akron | Akron City Campus | Akron City Hospital | Basement | 2014-07-01 | Medium
No | 042384 | Infusion Pumps, Multitherapy | 8015 Alaris IV Pump Controller (PC) | 14082048 | Alaris Medical Systems | Radiation Therapy - Medina | Barberton | Medina Campus | Medina Medical Center | 1st Floor | 2014-07-01 | Medium
No | 042385 | Infusion Pumps, Multitherapy | 8015 Alaris IV Pump Controller (PC) | 14083154 | Alaris Medical Systems | DMT Equipment Distribution | Akron | Akron City Campus | Akron City Hospital | Basement | 2014-07-01 | Medium
No | 042386 | Infusion Pumps, Multitherapy | 8015 Alaris IV Pump Controller (PC) | 14080699 | Alaris Medical Systems | DMT Equipment Distribution | Akron | Akron City Campus | Akron City Hospital | Basement | 2014-07-01 | Medium
No | 042387 | Infusion Pumps, Multitherapy | 8015 Alaris IV Pump Controller (PC) | 14083235 | Alaris Medical Systems | DMT Equipment Distribution | Akron | Akron City Campus | Akron City Hospital | Basement | 2014-07-01 | Medium
No | 042388 | Infusion Pumps, Multitherapy | 8015 Alaris IV Pump Controller (PC) | 14078693 | Alaris Medical Systems | DMT Equipment Distribution - SB | Barberton | Barberton Campus | Summa Barberton Hospital | 5th Floor | 2014-07-01 | Medium
No | 042389 | Infusion Pumps, Multitherapy | 8015 Alaris IV Pump Controller (PC) | 14079235 | Alaris Medical Systems | DMT Equipment Distribution - SB | Barberton | Barberton Campus | Summa Barberton Hospital | 5th Floor | 2014-07-01 | Medium
No | 042390 | Infusion Pumps, Multitherapy | 8015 Alaris IV Pump Controller (PC) | 14083131 | Alaris Medical Systems | DMT Equipment Distribution | Akron | Akron City Campus | Akron City Hospital | Basement | 2014-07-01 | Medium
No | 042391 | Infusion Pumps, Multitherapy | 8015 Alaris IV Pump Controller (PC) | 14083021 | Alaris Medical Systems | DMT Equipment Distribution - SB | Barberton | Barberton Campus | Summa Barberton Hospital | 5th Floor | 2014-07-01 | Medium
No | 042392 | Infusion Pumps, Multitherapy | 8015 Alaris IV Pump Controller (PC) | 14079778 | Alaris Medical Systems | DMT Equipment Distribution | Akron | Akron City Campus | Akron City Hospital | Basement | 2014-07-01 | Medium
No | 042393 | Infusion Pumps, Multitherapy | 8015 Alaris IV Pump Controller (PC) | 14083379 | Alaris Medical Systems | DMT Equipment Distribution | Akron | Akron City Campus | Akron City Hospital | Basement | 2014-07-01 | Medium
No | 042394 | Infusion Pumps, Multitherapy | 8015 Alaris IV Pump Controller (PC) | 14080751 | Alaris Medical Systems | DMT Equipment Distribution | Akron | Akron City Campus | Akron City Hospital | Basement | 2014-07-01 | Medium
No | 042395 | Infusion Pumps, Multitherapy | 8015 Alaris IV Pump Controller (PC) | 14082501 | Alaris Medical Systems | DMT Equipment Distribution | Akron | Akron City Campus | Akron City Hospital | Basement | 2014-07-01 | Medium
No | 042396 | Infusion Pumps, Multitherapy | 8015 Alaris IV Pump Controller (PC) | 14081510 | Alaris Medical Systems | Respiratory Care - SB | Barberton | Barberton Campus | Summa Barberton Hospital | 5th Floor | 2014-07-01 | Medium
No | 042398 | Infusion Pumps, Multitherapy | 8015 Alaris IV Pump Controller (PC) | 14082940 | Alaris Medical Systems | DMT Equipment Distribution | Akron | Akron City Campus | Akron City Hospital | Basement | 2014-07-01 | Medium
No | 042399 | Infusion Pumps, Multitherapy | 8015 Alaris IV Pump Controller (PC) | 14080892 | Alaris Medical Systems | DMT Equipment Distribution - SB | Barberton | Barberton Campus | Summa Barberton Hospital | 5th Floor | 2014-07-01 | Medium
No | 042400 | Infusion Pumps, Multitherapy | 8015 Alaris IV Pump Controller (PC) | 14082319 | Alaris Medical Systems | DMT Equipment Distribution | Akron | Akron City Campus | Akron City Hospital | Basement | 2014-06-30 | Medium
No | 042401 | Infusion Pumps, Multitherapy | 8015 Alaris IV Pump Controller (PC) | 14081493 | Alaris Medical Systems | DMT Equipment Distribution - SB | Barberton | Barberton Campus | Summa Barberton Hospital | 5th Floor | 2014-07-01 | Medium
No | 042402 | Infusion Pumps, Multitherapy | 8015 Alaris IV Pump Controller (PC) | 14083126 | Alaris Medical Systems | DMT Equipment Distribution - SB | Barberton | Barberton Campus | Summa Barberton Hospital | 5th Floor | 2014-07-01 | Medium
No | 042403 | Infusion Pumps, Multitherapy | 8015 Alaris IV Pump Controller (PC) | 14079404 | Alaris Medical Systems | DMT Equipment Distribution | Akron | Akron City Campus | Akron City Hospital | Basement | 2014-07-01 | Medium
No | 042404 | Infusion Pumps, Multitherapy | 8015 Alaris IV Pump Controller (PC) | 14083225 | Alaris Medical Systems | DMT Equipment Distribution | Akron | Akron City Campus | Akron City Hospital | Basement | 2014-07-01 | Medium
No | 042405 | Infusion Pumps, Multitherapy | 8015 Alaris IV Pump Controller (PC) | 14082335 | Alaris Medical Systems | DMT Equipment Distribution | Akron | Akron City Campus | Akron City Hospital | Basement | 2014-07-01 | Medium
No | 042436 | Infusion Pumps, Multitherapy | 8015 Alaris IV Pump Controller (PC) | 14079671 | Alaris Medical Systems | DMT Equipment Distribution | Akron | Akron City Campus | Akron City Hospital | Basement | 2014-07-01 | Medium
No | 042437 | Infusion Pumps, Multitherapy | 8015 Alaris IV Pump Controller (PC) | 14079257 | Alaris Medical Systems | DMT Equipment Distribution - SB | Barberton | Barberton Campus | Summa Barberton Hospital | 5th Floor | 2014-07-01 | Medium
No | 042438 | Infusion Pumps, Multitherapy | 8015 Alaris IV Pump Controller (PC) | 14081660 | Alaris Medical Systems | DMT Equipment Distribution - SB | Barberton | Barberton Campus | Summa Barberton Hospital | 5th Floor | 2014-07-01 | Medium
No | 042439 | Infusion Pumps, Multitherapy | 8015 Alaris IV Pump Controller (PC) | 14084024 | Alaris Medical Systems | DMT Equipment Distribution | Akron | Akron City Campus | Akron City Hospital | Basement | 2014-07-01 | Medium
No | 042462 | Infusion Pumps, Multitherapy | 8015 Alaris IV Pump Controller (PC) | 14081662 | Alaris Medical Systems | DMT Equipment Distribution | Akron | Akron City Campus | Akron City Hospital | Basement | 2014-07-01 | Medium
No | 042463 | Infusion Pumps, Multitherapy | 8015 Alaris IV Pump Controller (PC) | 14081557 | Alaris Medical Systems | DMT Equipment Distribution - SB | Barberton | Barberton Campus | Summa Barberton Hospital | 5th Floor | 2014-07-01 | Medium
No | 042464 | Infusion Pumps, Multitherapy | 8015 Alaris IV Pump Controller (PC) | 14081523 | Alaris Medical Systems | DMT Equipment Distribution | Akron | Akron City Campus | Akron City Hospital | Basement | 2014-07-01 | Medium
No | 042465 | Infusion Pumps, Multitherapy | 8015 Alaris IV Pump Controller (PC) | 14080974 | Alaris Medical Systems | DMT Equipment Distribution - SB | Barberton | Barberton Campus | Summa Barberton Hospital | 5th Floor | 2014-07-01 | Medium
No | 042468 | Infusion Pumps, Multitherapy | 8015 Alaris IV Pump Controller (PC) | 14081295 | Alaris Medical Systems | DMT Equipment Distribution | Akron | Akron City Campus | Akron City Hospital | Basement | 2014-07-01 | Medium
No | 042469 | Infusion Pumps, Multitherapy | 8015 Alaris IV Pump Controller (PC) | 14082350 | Alaris Medical Systems | DMT Equipment Distribution - SB | Barberton | Barberton Campus | Summa Barberton Hospital | 5th Floor | 2014-06-30 | Medium
No | 042470 | Infusion Pumps, Multitherapy | 8015 Alaris IV Pump Controller (PC) | 14081656 | Alaris Medical Systems | DMT Equipment Distribution | Akron | Akron City Campus | Akron City Hospital | Basement | 2014-07-01 | Medium
No | 042471 | Infusion Pumps, Multitherapy | 8015 Alaris IV Pump Controller (PC) | 14079817 | Alaris Medical Systems | DMT Equipment Distribution - SB | Barberton | Barberton Campus | Summa Barberton Hospital | 5th Floor | 2014-07-01 | Medium
No | 042472 | Infusion Pumps, Multitherapy | 8015 Alaris IV Pump Controller (PC) | 14082039 | Alaris Medical Systems | DMT Equipment Distribution | Akron | Akron City Campus | Akron City Hospital | Basement | 2014-06-30 | Medium
No | 042473 | Infusion Pumps, Multitherapy | 8015 Alaris IV Pump Controller (PC) | 14081296 | Alaris Medical Systems | DMT Equipment Distribution - SB | Barberton | Barberton Campus | Summa Barberton Hospital | 5th Floor | 2014-07-01 | Medium
No | 042474 | Infusion Pumps, Multitherapy | 8015 Alaris IV Pump Controller (PC) | 14075459 | Alaris Medical Systems | DMT Equipment Distribution - SB | Barberton | Barberton Campus | Summa Barberton Hospital | 5th Floor | 2014-07-01 | Medium
No | 042475 | Infusion Pumps, Multitherapy | 8015 Alaris IV Pump Controller (PC) | 14081225 | Alaris Medical Systems | DMT Equipment Distribution | Akron | Akron City Campus | Akron City Hospital | Basement | 2014-07-01 | Medium
No | 042476 | Infusion Pumps, Multitherapy | 8015 Alaris IV Pump Controller (PC) | 14083943 | Alaris Medical Systems | DMT Equipment Distribution | Akron | Akron City Campus | Akron City Hospital | Basement | 2014-07-01 | Medium
No | 042494 | Infusion Pumps, Multitherapy | 8015 Alaris IV Pump Controller (PC) | 14081284 | Alaris Medical Systems | DMT Equipment Distribution | Akron | Akron City Campus | Akron City Hospital | Basement | 2014-06-30 | Medium
No | 042495 | Infusion Pumps, Multitherapy | 8015 Alaris IV Pump Controller (PC) | 14082676 | Alaris Medical Systems | DMT Equipment Distribution - SB | Barberton | Barberton Campus | Summa Barberton Hospital | 5th Floor | 2014-06-30 | Medium
No | 042496 | Infusion Pumps, Multitherapy | 8015 Alaris IV Pump Controller (PC) | 14081485 | Alaris Medical Systems | DMT Equipment Distribution | Akron | Akron City Campus | Akron City Hospital | Basement | 2014-06-30 | Medium
No | 042497 | Infusion Pumps, Multitherapy | 8015 Alaris IV Pump Controller (PC) | 14082642 | Alaris Medical Systems | DMT Equipment Distribution | Akron | Akron City Campus | Akron City Hospital | Basement | 2014-06-30 | Medium
No | 042498 | Infusion Pumps, Multitherapy | 8015 Alaris IV Pump Controller (PC) | 14081845 | Alaris Medical Systems | DMT Equipment Distribution | Akron | Akron City Campus | Akron City Hospital | Basement | 2014-06-30 | Medium
No | 042499 | Infusion Pumps, Multitherapy | 8015 Alaris IV Pump Controller (PC) | 14082406 | Alaris Medical Systems | DMT Equipment Distribution | Akron | Akron City Campus | Akron City Hospital | Basement | 2014-06-30 | Medium
No | 042500 | Infusion Pumps, Multitherapy | 8015 Alaris IV Pump Controller (PC) | 14085005 | Alaris Medical Systems | DMT Equipment Distribution | Akron | Akron City Campus | Akron City Hospital | Basement | 2014-07-01 | Medium
No | 042501 | Infusion Pumps, Multitherapy | 8015 Alaris IV Pump Controller (PC) | 14083460 | Alaris Medical Systems | DMT Equipment Distribution | Akron | Akron City Campus | Akron City Hospital | Basement | 2014-06-30 | Medium
No | 042502 | Infusion Pumps, Multitherapy | 8015 Alaris IV Pump Controller (PC) | 14085018 | Alaris Medical Systems | DMT Equipment Distribution | Akron | Akron City Campus | Akron City Hospital | Basement | 2014-07-01 | Medium
No | 042503 | Infusion Pumps, Multitherapy | 8015 Alaris IV Pump Controller (PC) | 14083614 | Alaris Medical Systems | DMT Equipment Distribution | Akron | Akron City Campus | Akron City Hospital | Basement | 2014-06-30 | Medium
No | 042504 | Infusion Pumps, Multitherapy | 8015 Alaris IV Pump Controller (PC) | 14083680 | Alaris Medical Systems | DMT Equipment Distribution | Akron | Akron City Campus | Akron City Hospital | Basement | 2014-06-30 | Medium
No | 042505 | Infusion Pumps, Multitherapy | 8015 Alaris IV Pump Controller (PC) | 14083504 | Alaris Medical Systems | DMT Equipment Distribution | Akron | Akron City Campus | Akron City Hospital | Basement | 2014-06-30 | Medium
No | 042506 | Infusion Pumps, Multitherapy | 8015 Alaris IV Pump Controller (PC) | 14083688 | Alaris Medical Systems | DMT Equipment Distribution | Akron | Akron City Campus | Akron City Hospital | Basement | 2014-06-30 | Medium
No | 042507 | Infusion Pumps, Multitherapy | 8015 Alaris IV Pump Controller (PC) | 14083000 | Alaris Medical Systems | Infusion Center - Stow | Akron | Stow-Kent Campus | Stow-Kent Medical Center | 1st Floor | 2014-06-30 | Medium
No | 042508 | Infusion Pumps, Multitherapy | 8015 Alaris IV Pump Controller (PC) | 14083466 | Alaris Medical Systems | DMT Equipment Distribution | Akron | Akron City Campus | Akron City Hospital | Basement | 2014-06-30 | Medium
No | 042509 | Infusion Pumps, Multitherapy | 8015 Alaris IV Pump Controller (PC) | 14084003 | Alaris Medical Systems | DMT Equipment Distribution | Akron | Akron City Campus | Akron City Hospital | Basement | 2014-06-30 | Medium
No | 042510 | Infusion Pumps, Multitherapy | 8015 Alaris IV Pump Controller (PC) | 14083615 | Alaris Medical Systems | DMT Equipment Distribution | Akron | Akron City Campus | Akron City Hospital | Basement | 2014-06-30 | Medium
No | 042511 | Infusion Pumps, Multitherapy | 8015 Alaris IV Pump Controller (PC) | 14084682 | Alaris Medical Systems | DMT Equipment Distribution - SB | Barberton | Barberton Campus | Summa Barberton Hospital | 5th Floor | 2014-07-01 | Medium
No | 042512 | Infusion Pumps, Multitherapy | 8015 Alaris IV Pump Controller (PC) | 14084934 | Alaris Medical Systems | DMT Equipment Distribution | Akron | Akron City Campus | Akron City Hospital | Basement | 2014-07-01 | Medium
No | 042513 | Infusion Pumps, Multitherapy | 8015 Alaris IV Pump Controller (PC) | 14084488 | Alaris Medical Systems | Outpatient Oncology - Medina | Barberton | Medina Campus | Medina Medical Center | 1st Floor | 2014-07-01 | Medium
No | 042514 | Infusion Pumps, Multitherapy | 8015 Alaris IV Pump Controller (PC) | 14085003 | Alaris Medical Systems | DMT Equipment Distribution | Akron | Akron City Campus | Akron City Hospital | Basement | 2014-07-01 | Medium
No | 042515 | Infusion Pumps, Multitherapy | 8015 Alaris IV Pump Controller (PC) | 14084911 | Alaris Medical Systems | DMT Equipment Distribution - SB | Barberton | Barberton Campus | Summa Barberton Hospital | 5th Floor | 2014-07-01 | Medium
No | 042516 | Infusion Pumps, Multitherapy | 8015 Alaris IV Pump Controller (PC) | 14084860 | Alaris Medical Systems | DMT Equipment Distribution - SB | Barberton | Barberton Campus | Summa Barberton Hospital | 5th Floor | 2014-07-01 | Medium
No | 042517 | Infusion Pumps, Multitherapy | 8015 Alaris IV Pump Controller (PC) | 14084886 | Alaris Medical Systems | DMT Equipment Distribution | Akron | Akron City Campus | Akron City Hospital | Basement | 2014-07-01 | Medium
No | 042518 | Infusion Pumps, Multitherapy | 8015 Alaris IV Pump Controller (PC) | 14084996 | Alaris Medical Systems | DMT Equipment Distribution - SB | Barberton | Barberton Campus | Summa Barberton Hospital | 5th Floor | 2014-07-01 | Medium
No | 042519 | Infusion Pumps, Multitherapy | 8015 Alaris IV Pump Controller (PC) | 14084883 | Alaris Medical Systems | DMT Equipment Distribution | Akron | Akron City Campus | Akron City Hospital | Basement | 2014-07-01 | Medium
No | 042520 | Infusion Pumps, Multitherapy | 8015 Alaris IV Pump Controller (PC) | 14084033 | Alaris Medical Systems | DMT Equipment Distribution | Akron | Akron City Campus | Akron City Hospital | Basement | 2014-06-30 | Medium
No | 042521 | Infusion Pumps, Multitherapy | 8015 Alaris IV Pump Controller (PC) | 14084948 | Alaris Medical Systems | DMT Equipment Distribution | Akron | Akron City Campus | Akron City Hospital | Basement | 2014-07-01 | Medium
No | 042522 | Infusion Pumps, Multitherapy | 8015 Alaris IV Pump Controller (PC) | 14084549 | Alaris Medical Systems | DMT Equipment Distribution | Akron | Akron City Campus | Akron City Hospital | Basement | 2014-07-01 | Medium
No | 042523 | Infusion Pumps, Multitherapy | 8015 Alaris IV Pump Controller (PC) | 14084960 | Alaris Medical Systems | DMT Equipment Distribution - SB | Barberton | Barberton Campus | Summa Barberton Hospital | 5th Floor | 2014-07-01 | Medium
No | 042524 | Infusion Pumps, Multitherapy | 8015 Alaris IV Pump Controller (PC) | 14084912 | Alaris Medical Systems | DMT Equipment Distribution - SB | Barberton | Barberton Campus | Summa Barberton Hospital | 5th Floor | 2014-07-01 | Medium
No | 042525 | Infusion Pumps, Multitherapy | 8015 Alaris IV Pump Controller (PC) | 14083508 | Alaris Medical Systems | DMT Equipment Distribution | Akron | Akron City Campus | Akron City Hospital | Basement | 2014-06-30 | Medium
No | 042526 | Infusion Pumps, Multitherapy | 8015 Alaris IV Pump Controller (PC) | 14083461 | Alaris Medical Systems | DMT Equipment Distribution | Akron | Akron City Campus | Akron City Hospital | Basement | 2014-06-30 | Medium
No | 042527 | Infusion Pumps, Multitherapy | 8015 Alaris IV Pump Controller (PC) | 14083961 | Alaris Medical Systems | DMT Equipment Distribution | Akron | Akron City Campus | Akron City Hospital | Basement | 2014-06-30 | Medium
No | 042528 | Infusion Pumps, Multitherapy | 8015 Alaris IV Pump Controller (PC) | 14081406 | Alaris Medical Systems | DMT Equipment Distribution | Akron | Akron City Campus | Akron City Hospital | Basement | 2014-06-30 | Medium
No | 042529 | Infusion Pumps, Multitherapy | 8015 Alaris IV Pump Controller (PC) | 14083222 | Alaris Medical Systems | DMT Equipment Distribution | Akron | Akron City Campus | Akron City Hospital | Basement | 2014-06-30 | Medium
No | 042530 | Infusion Pumps, Multitherapy | 8015 Alaris IV Pump Controller (PC) | 14083967 | Alaris Medical Systems | DMT Equipment Distribution | Akron | Akron City Campus | Akron City Hospital | Basement | 2014-06-30 | Medium
No | 042531 | Infusion Pumps, Multitherapy | 8015 Alaris IV Pump Controller (PC) | 14083458 | Alaris Medical Systems | DMT Equipment Distribution | Akron | Akron City Campus | Akron City Hospital | Basement | 2014-06-30 | Medium
No | 042532 | Infusion Pumps, Multitherapy | 8015 Alaris IV Pump Controller (PC) | 14083018 | Alaris Medical Systems | DMT Equipment Distribution | Akron | Akron City Campus | Akron City Hospital | Basement | 2014-06-30 | Medium
No | 042533 | Infusion Pumps, Multitherapy | 8015 Alaris IV Pump Controller (PC) | 14085008 | Alaris Medical Systems | DMT Equipment Distribution | Akron | Akron City Campus | Akron City Hospital | Basement | 2014-07-01 | Medium
No | 042534 | Infusion Pumps, Multitherapy | 8015 Alaris IV Pump Controller (PC) | 14084970 | Alaris Medical Systems | DMT Equipment Distribution - SB | Barberton | Barberton Campus | Summa Barberton Hospital | 5th Floor | 2014-07-01 | Medium
No | 042535 | Infusion Pumps, Multitherapy | 8015 Alaris IV Pump Controller (PC) | 14084831 | Alaris Medical Systems | DMT Equipment Distribution | Akron | Akron City Campus | Akron City Hospital | Basement | 2014-07-01 | Medium
No | 042536 | Infusion Pumps, Multitherapy | 8015 Alaris IV Pump Controller (PC) | 14083546 | Alaris Medical Systems | DMT Equipment Distribution - SB | Barberton | Green Campus | Green Medical Center | Ground Floor | 2014-06-30 | Medium
No | 042537 | Infusion Pumps, Multitherapy | 8015 Alaris IV Pump Controller (PC) | 14083595 | Alaris Medical Systems | DMT Equipment Distribution | Akron | Akron City Campus | Akron City Hospital | Basement | 2014-06-30 | Medium
No | 042538 | Infusion Pumps, Multitherapy | 8015 Alaris IV Pump Controller (PC) | 14083612 | Alaris Medical Systems | DMT Equipment Distribution | Akron | Akron City Campus | Akron City Hospital | Basement | 2014-06-30 | Medium
No | 042539 | Infusion Pumps, Multitherapy | 8015 Alaris IV Pump Controller (PC) | 14084597 | Alaris Medical Systems | DMT Equipment Distribution - SB | Barberton | Barberton Campus | Summa Barberton Hospital | 5th Floor | 2014-07-01 | Medium
No | 042540 | Infusion Pumps, Multitherapy | 8015 Alaris IV Pump Controller (PC) | 14081570 | Alaris Medical Systems | DMT Equipment Distribution | Akron | Akron City Campus | Akron City Hospital | Basement | 2014-06-30 | Medium
No | 042541 | Infusion Pumps, Multitherapy | 8015 Alaris IV Pump Controller (PC) | 14084952 | Alaris Medical Systems | Central Processing/Supply - SW | Barberton | Wadsworth Campus | Wadsworth-Rittman Medical Center | 1st Floor | 2014-07-01 | Medium
No | 042542 | Infusion Pumps, Multitherapy | 8015 Alaris IV Pump Controller (PC) | 14084898 | Alaris Medical Systems | DMT Equipment Distribution | Akron | Akron City Campus | Akron City Hospital | Basement | 2014-07-01 | Medium
No | 042543 | Infusion Pumps, Multitherapy | 8015 Alaris IV Pump Controller (PC) | 14084926 | Alaris Medical Systems | DMT Equipment Distribution | Akron | Akron City Campus | Akron City Hospital | Basement | 2014-07-01 | Medium
No | 042544 | Infusion Pumps, Multitherapy | 8015 Alaris IV Pump Controller (PC) | 14084945 | Alaris Medical Systems | DMT Equipment Distribution | Akron | Akron City Campus | Akron City Hospital | Basement | 2014-07-01 | Medium
No | 042545 | Infusion Pumps, Multitherapy | 8015 Alaris IV Pump Controller (PC) | 14084962 | Alaris Medical Systems | DMT Equipment Distribution | Akron | Akron City Campus | Akron City Hospital | Basement | 2014-07-01 | Medium
No | 042546 | Infusion Pumps, Multitherapy | 8015 Alaris IV Pump Controller (PC) | 14084973 | Alaris Medical Systems | DMT Equipment Distribution | Akron | Akron City Campus | Akron City Hospital | Basement | 2014-07-01 | Medium
No | 042547 | Infusion Pumps, Multitherapy | 8015 Alaris IV Pump Controller (PC) | 14082949 | Alaris Medical Systems | DMT Equipment Distribution | Akron | Akron City Campus | Akron City Hospital | Basement | 2014-07-01 | Medium
No | 042548 | Infusion Pumps, Multitherapy | 8015 Alaris IV Pump Controller (PC) | 14079259 | Alaris Medical Systems | Emergency Department (ED) - Green | Barberton | Green Campus | Green Medical Center | Ground Floor | 2014-07-01 | Medium
No | 042549 | Infusion Pumps, Multitherapy | 8015 Alaris IV Pump Controller (PC) | 14075506 | Alaris Medical Systems | DMT Equipment Distribution | Akron | Akron City Campus | Akron City Hospital | Basement | 2014-06-30 | Medium
No | 042550 | Infusion Pumps, Multitherapy | 8015 Alaris IV Pump Controller (PC) | 14080882 | Alaris Medical Systems | DMT Equipment Distribution | Akron | Akron City Campus | Akron City Hospital | Basement | 2014-06-30 | Medium
No | 042551 | Infusion Pumps, Multitherapy | 8015 Alaris IV Pump Controller (PC) | 14082503 | Alaris Medical Systems | DMT Equipment Distribution | Akron | Akron City Campus | Akron City Hospital | Basement | 2014-06-30 | Medium
No | 042552 | Infusion Pumps, Multitherapy | 8015 Alaris IV Pump Controller (PC) | 14081250 | Alaris Medical Systems | DMT Equipment Distribution | Akron | Akron City Campus | Akron City Hospital | Basement | 2014-06-30 | Medium
No | 042553 | Infusion Pumps, Multitherapy | 8015 Alaris IV Pump Controller (PC) | 14079791 | Alaris Medical Systems | IMG Medina Imaging | Barberton | Medina Campus | Medina Medical Center | 2nd Floor | 2014-07-01 | Medium
No | 042554 | Infusion Pumps, Multitherapy | 8015 Alaris IV Pump Controller (PC) | 14080912 | Alaris Medical Systems | DMT Equipment Distribution | Akron | Akron City Campus | Akron City Hospital | Basement | 2014-07-01 | Medium
No | 042555 | Infusion Pumps, Multitherapy | 8015 Alaris IV Pump Controller (PC) | 14081251 | Alaris Medical Systems | DMT Equipment Distribution | Akron | Akron City Campus | Akron City Hospital | Basement | 2014-07-01 | Medium
No | 042556 | Infusion Pumps, Multitherapy | 8015 Alaris IV Pump Controller (PC) | 14082589 | Alaris Medical Systems | DMT Equipment Distribution | Akron | Akron City Campus | Akron City Hospital | Basement | 2014-07-01 | Medium
No | 042557 | Infusion Pumps, Multitherapy | 8015 Alaris IV Pump Controller (PC) | 14079243 | Alaris Medical Systems | DMT Equipment Distribution - SB | Barberton | Barberton Campus | Summa Barberton Hospital | 5th Floor | 2014-07-01 | Medium
No | 042558 | Infusion Pumps, Multitherapy | 8015 Alaris IV Pump Controller (PC) | 14083001 | Alaris Medical Systems | DMT Equipment Distribution - SB | Barberton | Barberton Campus | Summa Barberton Hospital | 5th Floor | 2014-07-01 | Medium
No | 042559 | Infusion Pumps, Multitherapy | 8015 Alaris IV Pump Controller (PC) | 14075420 | Alaris Medical Systems | DMT Equipment Distribution | Akron | Akron City Campus | Akron City Hospital | Basement | 2014-07-01 | Medium
No | 042560 | Infusion Pumps, Multitherapy | 8015 Alaris IV Pump Controller (PC) | 14083155 | Alaris Medical Systems | DMT Equipment Distribution | Akron | Akron City Campus | Akron City Hospital | Basement | 2014-07-01 | Medium
No | 042561 | Infusion Pumps, Multitherapy | 8015 Alaris IV Pump Controller (PC) | 14080939 | Alaris Medical Systems | DMT Equipment Distribution | Akron | Akron City Campus | Akron City Hospital | Basement | 2014-07-01 | Medium
No | 042562 | Infusion Pumps, Multitherapy | 8015 Alaris IV Pump Controller (PC) | 14083129 | Alaris Medical Systems | DMT Equipment Distribution | Akron | Akron City Campus | Akron City Hospital | Basement | 2014-07-01 | Medium
No | 042563 | Infusion Pumps, Multitherapy | 8015 Alaris IV Pump Controller (PC) | 14083115 | Alaris Medical Systems | DMT Equipment Distribution | Akron | Akron City Campus | Akron City Hospital | Basement | 2014-07-01 | Medium
No | 042564 | Infusion Pumps, Multitherapy | 8015 Alaris IV Pump Controller (PC) | 14079535 | Alaris Medical Systems | DMT Equipment Distribution - SB | Barberton | Green Campus | Green Medical Center | Ground Floor | 2014-07-01 | Medium
No | 042565 | Infusion Pumps, Multitherapy | 8015 Alaris IV Pump Controller (PC) | 14082937 | Alaris Medical Systems | DMT Equipment Distribution | Akron | Akron City Campus | Akron City Hospital | Basement | 2014-07-01 | Medium
No | 042566 | Infusion Pumps, Multitherapy | 8015 Alaris IV Pump Controller (PC) | 14083213 | Alaris Medical Systems | DMT Equipment Distribution | Akron | Akron City Campus | Akron City Hospital | Basement | 2014-07-01 | Medium
No | 042567 | Infusion Pumps, Multitherapy | 8015 Alaris IV Pump Controller (PC) | 14083403 | Alaris Medical Systems | DMT Equipment Distribution | Akron | Akron City Campus | Akron City Hospital | Basement | 2014-07-01 | Medium
No | 042568 | Infusion Pumps, Multitherapy | 8015 Alaris IV Pump Controller (PC) | 14083205 | Alaris Medical Systems | DMT Equipment Distribution - SB | Barberton | Barberton Campus | Summa Barberton Hospital | 5th Floor | 2014-07-01 | Medium
No | 042569 | Infusion Pumps, Multitherapy | 8015 Alaris IV Pump Controller (PC) | 14083119 | Alaris Medical Systems | DMT Equipment Distribution | Akron | Akron City Campus | Akron City Hospital | Basement | 2014-07-01 | Medium
No | 042570 | Infusion Pumps, Multitherapy | 8015 Alaris IV Pump Controller (PC) | 14081405 | Alaris Medical Systems | DMT Equipment Distribution | Akron | Akron City Campus | Akron City Hospital | Basement | 2014-07-01 | Medium
No | 042572 | Infusion Pumps, Multitherapy | 8015 Alaris IV Pump Controller (PC) | 14084318 | Alaris Medical Systems | DMT Equipment Distribution | Akron | Akron City Campus | Akron City Hospital | Basement | 2014-06-30 | Medium
No | 042573 | Infusion Pumps, Multitherapy | 8015 Alaris IV Pump Controller (PC) | 14084201 | Alaris Medical Systems | DMT Equipment Distribution | Akron | Akron City Campus | Akron City Hospital | Basement | 2014-06-30 | Medium
No | 042574 | Infusion Pumps, Multitherapy | 8015 Alaris IV Pump Controller (PC) | 14084217 | Alaris Medical Systems | Medina ASC | Barberton | Medina Campus | Medina Medical Center | 1st Floor | 2014-06-30 | Medium
No | 042575 | Infusion Pumps, Multitherapy | 8015 Alaris IV Pump Controller (PC) | 14084043 | Alaris Medical Systems | DMT Equipment Distribution | Akron | Akron City Campus | Akron City Hospital | Basement | 2014-06-30 | Medium
No | 042576 | Infusion Pumps, Multitherapy | 8015 Alaris IV Pump Controller (PC) | 14084306 | Alaris Medical Systems | DMT Equipment Distribution - SB | Barberton | Green Campus | Green Medical Center | Ground Floor | 2014-06-30 | Medium
No | 042577 | Infusion Pumps, Multitherapy | 8015 Alaris IV Pump Controller (PC) | 14084135 | Alaris Medical Systems | DMT Equipment Distribution | Akron | Akron City Campus | Akron City Hospital | Basement | 2014-06-30 | Medium
No | 042578 | Infusion Pumps, Multitherapy | 8015 Alaris IV Pump Controller (PC) | 14084133 | Alaris Medical Systems | DMT Equipment Distribution | Akron | Akron City Campus | Akron City Hospital | Basement | 2014-06-30 | Medium
No | 042579 | Infusion Pumps, Multitherapy | 8015 Alaris IV Pump Controller (PC) | 14084259 | Alaris Medical Systems | DMT Equipment Distribution | Akron | Akron City Campus | Akron City Hospital | Basement | 2014-06-30 | Medium
No | 042580 | Infusion Pumps, Multitherapy | 8015 Alaris IV Pump Controller (PC) | 14083893 | Alaris Medical Systems | DMT Equipment Distribution | Akron | Akron City Campus | Akron City Hospital | Basement | 2014-06-30 | Medium
No | 042581 | Infusion Pumps, Multitherapy | 8015 Alaris IV Pump Controller (PC) | 14082425 | Alaris Medical Systems | Infusion Center - Stow | Akron | Stow-Kent Campus | Stow-Kent Medical Center | 1st Floor | 2014-06-30 | Medium
No | 042582 | Infusion Pumps, Multitherapy | 8015 Alaris IV Pump Controller (PC) | 14082952 | Alaris Medical Systems | DMT Equipment Distribution | Akron | Akron City Campus | Akron City Hospital | Basement | 2014-06-30 | Medium
No | 042583 | Infusion Pumps, Multitherapy | 8015 Alaris IV Pump Controller (PC) | 14084297 | Alaris Medical Systems | DMT Equipment Distribution | Akron | Akron City Campus | Akron City Hospital | Basement | 2014-06-30 | Medium
No | 042584 | Infusion Pumps, Multitherapy | 8015 Alaris IV Pump Controller (PC) | 14083926 | Alaris Medical Systems | DMT Equipment Distribution | Akron | Akron City Campus | Akron City Hospital | Basement | 2014-06-30 | Medium
No | 042585 | Infusion Pumps, Multitherapy | 8015 Alaris IV Pump Controller (PC) | 14084207 | Alaris Medical Systems | DMT Equipment Distribution | Akron | Akron City Campus | Akron City Hospital | Basement | 2014-06-30 | Medium
No | 042586 | Infusion Pumps, Multitherapy | 8015 Alaris IV Pump Controller (PC) | 14084068 | Alaris Medical Systems | DMT Equipment Distribution | Akron | Akron City Campus | Akron City Hospital | Basement | 2014-06-30 | Medium
No | 042587 | Infusion Pumps, Multitherapy | 8015 Alaris IV Pump Controller (PC) | 14084214 | Alaris Medical Systems | DMT Equipment Distribution | Akron | Akron City Campus | Akron City Hospital | Basement | 2014-06-30 | Medium
No | 042588 | Infusion Pumps, Multitherapy | 8015 Alaris IV Pump Controller (PC) | 14084360 | Alaris Medical Systems | DMT Equipment Distribution | Akron | Akron City Campus | Akron City Hospital | Basement | 2014-06-30 | Medium
No | 042589 | Infusion Pumps, Multitherapy | 8015 Alaris IV Pump Controller (PC) | 14084289 | Alaris Medical Systems | DMT Equipment Distribution | Akron | Akron City Campus | Akron City Hospital | Basement | 2014-06-30 | Medium
No | 042590 | Infusion Pumps, Multitherapy | 8015 Alaris IV Pump Controller (PC) | 14084285 | Alaris Medical Systems | DMT Equipment Distribution | Akron | Akron City Campus | Akron City Hospital | Basement | 2014-06-30 | Medium
No | 042591 | Infusion Pumps, Multitherapy | 8015 Alaris IV Pump Controller (PC) | 14082710 | Alaris Medical Systems | DMT Equipment Distribution | Akron | Akron City Campus | Akron City Hospital | Basement | 2014-06-30 | Medium
No | 042592 | Infusion Pumps, Multitherapy | 8015 Alaris IV Pump Controller (PC) | 14084310 | Alaris Medical Systems | DMT Equipment Distribution - SB | Barberton | Barberton Campus | Summa Barberton Hospital | 5th Floor | 2014-06-30 | Medium
No | 042593 | Infusion Pumps, Multitherapy | 8015 Alaris IV Pump Controller (PC) | 14084215 | Alaris Medical Systems | DMT Equipment Distribution | Akron | Akron City Campus | Akron City Hospital | Basement | 2014-06-30 | Medium
No | 042594 | Infusion Pumps, Multitherapy | 8015 Alaris IV Pump Controller (PC) | 14084039 | Alaris Medical Systems | DMT Equipment Distribution | Akron | Akron City Campus | Akron City Hospital | Basement | 2014-06-30 | Medium
No | 042595 | Infusion Pumps, Multitherapy | 8015 Alaris IV Pump Controller (PC) | 14084260 | Alaris Medical Systems | DMT Equipment Distribution | Akron | Akron City Campus | Akron City Hospital | Basement | 2014-06-30 | Medium
No | 042596 | Infusion Pumps, Multitherapy | 8015 Alaris IV Pump Controller (PC) | 14084213 | Alaris Medical Systems | DMT Equipment Distribution - SB | Barberton | Barberton Campus | Summa Barberton Hospital | 5th Floor | 2014-06-30 | Medium
No | 042597 | Infusion Pumps, Multitherapy | 8015 Alaris IV Pump Controller (PC) | 14084210 | Alaris Medical Systems | DMT Equipment Distribution - SB | Barberton | Barberton Campus | Summa Barberton Hospital | 5th Floor | 2014-06-30 | Medium
No | 042598 | Infusion Pumps, Multitherapy | 8015 Alaris IV Pump Controller (PC) | 14084202 | Alaris Medical Systems | DMT Equipment Distribution | Akron | Akron City Campus | Akron City Hospital | Basement | 2014-06-30 | Medium
No | 042599 | Infusion Pumps, Multitherapy | 8015 Alaris IV Pump Controller (PC) | 14084275 | Alaris Medical Systems | DMT Equipment Distribution | Akron | Akron City Campus | Akron City Hospital | Basement | 2014-06-30 | Medium
No | 042600 | Infusion Pumps, Multitherapy | 8015 Alaris IV Pump Controller (PC) | 14084281 | Alaris Medical Systems | DMT Equipment Distribution - SB | Barberton | Green Campus | Green Medical Center | Ground Floor | 2014-06-30 | Medium
No | 042601 | Infusion Pumps, Multitherapy | 8015 Alaris IV Pump Controller (PC) | 14084358 | Alaris Medical Systems | DMT Equipment Distribution | Akron | Akron City Campus | Akron City Hospital | Basement | 2014-06-30 | Medium
No | 042602 | Infusion Pumps, Multitherapy | 8015 Alaris IV Pump Controller (PC) | 14084564 | Alaris Medical Systems | DMT Equipment Distribution | Akron | Akron City Campus | Akron City Hospital | Basement | 2014-06-30 | Medium
No | 042603 | Infusion Pumps, Multitherapy | 8015 Alaris IV Pump Controller (PC) | 14084282 | Alaris Medical Systems | DMT Equipment Distribution | Akron | Akron City Campus | Akron City Hospital | Basement | 2014-06-30 | Medium
No | 042604 | Infusion Pumps, Multitherapy | 8015 Alaris IV Pump Controller (PC) | 14084219 | Alaris Medical Systems | Infusion Center - Stow | Akron | Stow-Kent Campus | Stow-Kent Medical Center | 1st Floor | 2014-06-30 | Medium
No | 042605 | Infusion Pumps, Multitherapy | 8015 Alaris IV Pump Controller (PC) | 14084313 | Alaris Medical Systems | DMT Equipment Distribution | Akron | Akron City Campus | Akron City Hospital | Basement | 2014-06-30 | Medium
No | 042606 | Infusion Pumps, Multitherapy | 8015 Alaris IV Pump Controller (PC) | 14084199 | Alaris Medical Systems | Outpatient Oncology - Medina | Barberton | Medina Campus | Medina Medical Center | 1st Floor | 2014-06-30 | Medium
No | 042607 | Infusion Pumps, Multitherapy | 8015 Alaris IV Pump Controller (PC) | 14080351 | Alaris Medical Systems | DMT Equipment Distribution | Akron | Akron City Campus | Akron City Hospital | Basement | 2014-06-30 | Medium
No | 042608 | Infusion Pumps, Multitherapy | 8015 Alaris IV Pump Controller (PC) | 14081723 | Alaris Medical Systems | DMT Equipment Distribution | Akron | Akron City Campus | Akron City Hospital | Basement | 2014-06-30 | Medium
No | 042609 | Infusion Pumps, Multitherapy | 8015 Alaris IV Pump Controller (PC) | 14080774 | Alaris Medical Systems | DMT Equipment Distribution - SB | Barberton | Barberton Campus | Summa Barberton Hospital | 5th Floor | 2014-06-30 | Medium
No | 042617 | Infusion Pumps, Multitherapy | 8015 Alaris IV Pump Controller (PC) | 14079041 | Alaris Medical Systems | DMT Equipment Distribution | Akron | Akron City Campus | Akron City Hospital | Basement | 2014-06-30 | Medium
No | 042618 | Infusion Pumps, Multitherapy | 8015 Alaris IV Pump Controller (PC) | 14083117 | Alaris Medical Systems | DMT Equipment Distribution | Akron | Akron City Campus | Akron City Hospital | Basement | 2014-06-30 | Medium
No | 042619 | Infusion Pumps, Multitherapy | 8015 Alaris IV Pump Controller (PC) | 14083114 | Alaris Medical Systems | DMT Equipment Distribution | Akron | Akron City Campus | Akron City Hospital | Basement | 2014-06-30 | Medium
No | 042620 | Infusion Pumps, Multitherapy | 8015 Alaris IV Pump Controller (PC) | 14083730 | Alaris Medical Systems | DMT Equipment Distribution | Akron | Akron City Campus | Akron City Hospital | Basement | 2014-06-30 | Medium
No | 042646 | Infusion Pumps, Multitherapy | 8015 Alaris IV Pump Controller (PC) | 14081838 | Alaris Medical Systems | DMT Equipment Distribution | Akron | Akron City Campus | Akron City Hospital | Basement | 2014-06-30 | Medium
No | 042648 | Infusion Pumps, Multitherapy | 8015 Alaris IV Pump Controller (PC) | 14079849 | Alaris Medical Systems | DMT Equipment Distribution | Akron | Akron City Campus | Akron City Hospital | Basement | 2014-06-30 | Medium
No | 042649 | Infusion Pumps, Multitherapy | 8015 Alaris IV Pump Controller (PC) | 14082047 | Alaris Medical Systems | DMT Equipment Distribution | Akron | Akron City Campus | Akron City Hospital | Basement | 2014-06-30 | Medium
No | 042650 | Infusion Pumps, Multitherapy | 8015 Alaris IV Pump Controller (PC) | 14082049 | Alaris Medical Systems | DMT Equipment Distribution | Akron | Akron City Campus | Akron City Hospital | Basement | 2014-06-30 | Medium
No | 042651 | Infusion Pumps, Multitherapy | 8015 Alaris IV Pump Controller (PC) | 14081719 | Alaris Medical Systems | DMT Equipment Distribution | Akron | Akron City Campus | Akron City Hospital | Basement | 2014-06-30 | Medium
No | 042652 | Infusion Pumps, Multitherapy | 8015 Alaris IV Pump Controller (PC) | 14081735 | Alaris Medical Systems | DMT Equipment Distribution | Akron | Akron City Campus | Akron City Hospital | Basement | 2014-06-30 | Medium
No | 042653 | Infusion Pumps, Multitherapy | 8015 Alaris IV Pump Controller (PC) | 14082050 | Alaris Medical Systems | DMT Equipment Distribution | Akron | Akron City Campus | Akron City Hospital | Basement | 2014-06-30 | Medium
No | 042654 | Infusion Pumps, Multitherapy | 8015 Alaris IV Pump Controller (PC) | 14081294 | Alaris Medical Systems | DMT Equipment Distribution | Akron | Akron City Campus | Akron City Hospital | Basement | 2014-06-30 | Medium
No | 042655 | Infusion Pumps, Multitherapy | 8015 Alaris IV Pump Controller (PC) | 14082056 | Alaris Medical Systems | DMT Equipment Distribution | Akron | Akron City Campus | Akron City Hospital | Basement | 2014-06-30 | Medium
No | 042656 | Infusion Pumps, Multitherapy | 8015 Alaris IV Pump Controller (PC) | 14081229 | Alaris Medical Systems | DMT Equipment Distribution - SB | Barberton | Barberton Campus | Summa Barberton Hospital | 5th Floor | 2014-06-30 | Medium
No | 042657 | Infusion Pumps, Multitherapy | 8015 Alaris IV Pump Controller (PC) | 14075482 | Alaris Medical Systems | DMT Equipment Distribution | Akron | Akron City Campus | Akron City Hospital | Basement | 2014-06-30 | Medium
No | 042749 | Infusion Pumps, Multitherapy | 8015 Alaris IV Pump Controller (PC) | 14076883 | Alaris Medical Systems | DMT Equipment Distribution - SB | Barberton | Barberton Campus | Summa Barberton Hospital | 5th Floor | 2014-06-30 | Medium
No | 042752 | Infusion Pumps, Multitherapy | 8015 Alaris IV Pump Controller (PC) | 14081527 | Alaris Medical Systems | DMT Equipment Distribution | Akron | Akron City Campus | Akron City Hospital | Basement | 2014-06-30 | Medium
No | 042755 | Infusion Pumps, Multitherapy | 8015 Alaris IV Pump Controller (PC) | 14081856 | Alaris Medical Systems | DMT Equipment Distribution | Akron | Akron City Campus | Akron City Hospital | Basement | 2014-06-30 | Medium
No | 042756 | Infusion Pumps, Multitherapy | 8015 Alaris IV Pump Controller (PC) | 14080576 | Alaris Medical Systems | DMT Equipment Distribution | Akron | Akron City Campus | Akron City Hospital | Basement | 2014-06-30 | Medium
No | 042757 | Infusion Pumps, Multitherapy | 8015 Alaris IV Pump Controller (PC) | 14080568 | Alaris Medical Systems | DMT Equipment Distribution | Akron | Akron City Campus | Akron City Hospital | Basement | 2014-06-30 | Medium
No | 042758 | Infusion Pumps, Multitherapy | 8015 Alaris IV Pump Controller (PC) | 14081520 | Alaris Medical Systems | DMT Equipment Distribution | Akron | Akron City Campus | Akron City Hospital | Basement | 2014-06-30 | Medium
No | 042759 | Infusion Pumps, Multitherapy | 8015 Alaris IV Pump Controller (PC) | 14082053 | Alaris Medical Systems | DMT Equipment Distribution | Akron | Akron City Campus | Akron City Hospital | Basement | 2014-06-30 | Medium
No | 042760 | Infusion Pumps, Multitherapy | 8015 Alaris IV Pump Controller (PC) | 14081849 | Alaris Medical Systems | DMT Equipment Distribution | Akron | Akron City Campus | Akron City Hospital | Basement | 2014-06-30 | Medium
No | 042767 | Infusion Pumps, Multitherapy | 8015 Alaris IV Pump Controller (PC) | 14079552 | Alaris Medical Systems | DMT Equipment Distribution | Akron | Akron City Campus | Akron City Hospital | Basement | 2014-06-30 | Medium
No | 042768 | Infusion Pumps, Multitherapy | 8015 Alaris IV Pump Controller (PC) | 14081580 | Alaris Medical Systems | DMT Equipment Distribution | Akron | Akron City Campus | Akron City Hospital | Basement | 2014-06-30 | Medium
No | 042769 | Infusion Pumps, Multitherapy | 8015 Alaris IV Pump Controller (PC) | 14082321 | Alaris Medical Systems | DMT Equipment Distribution | Akron | Akron City Campus | Akron City Hospital | Basement | 2014-06-30 | Medium
No | 042770 | Infusion Pumps, Multitherapy | 8015 Alaris IV Pump Controller (PC) | 14080584 | Alaris Medical Systems | Central Processing/Supply - SW | Barberton | Wadsworth Campus | Wadsworth-Rittman Medical Center | 1st Floor | 2014-06-30 | Medium
No | 042771 | Infusion Pumps, Multitherapy | 8015 Alaris IV Pump Controller (PC) | 14081889 | Alaris Medical Systems | DMT Equipment Distribution | Akron | Akron City Campus | Akron City Hospital | Basement | 2014-06-30 | Medium
No | 042772 | Infusion Pumps, Multitherapy | 8015 Alaris IV Pump Controller (PC) | 14081714 | Alaris Medical Systems | DMT Equipment Distribution | Akron | Akron City Campus | Akron City Hospital | Basement | 2014-06-30 | Medium
No | 042773 | Infusion Pumps, Multitherapy | 8015 Alaris IV Pump Controller (PC) | 14082002 | Alaris Medical Systems | DMT Equipment Distribution | Akron | Akron City Campus | Akron City Hospital | Basement | 2014-06-30 | Medium
No | 042774 | Infusion Pumps, Multitherapy | 8015 Alaris IV Pump Controller (PC) | 14081519 | Alaris Medical Systems | DMT Equipment Distribution | Akron | Akron City Campus | Akron City Hospital | Basement | 2014-06-30 | Medium
No | 042775 | Infusion Pumps, Multitherapy | 8015 Alaris IV Pump Controller (PC) | 14081215 | Alaris Medical Systems | DMT Equipment Distribution | Akron | Akron City Campus | Akron City Hospital | Basement | 2014-06-30 | Medium
No | 042776 | Infusion Pumps, Multitherapy | 8015 Alaris IV Pump Controller (PC) | 14081555 | Alaris Medical Systems | DMT Equipment Distribution | Akron | Akron City Campus | Akron City Hospital | Basement | 2014-06-30 | Medium
No | 043356 | Infusion Pumps, Multitherapy | 8015 Alaris IV Pump Controller (PC) | 14106007 | Alaris Medical Systems | DMT Equipment Distribution | Akron | Akron City Campus | Akron City Hospital | Basement | 2014-06-30 | Medium
No | 043360 | Infusion Pumps, Multitherapy | 8015 Alaris IV Pump Controller (PC) | 14102631 | Alaris Medical Systems | Central Processing/Supply - SW | Barberton | Wadsworth Campus | Wadsworth-Rittman Medical Center | 1st Floor | 2014-07-01 | Medium
No | 043365 | Infusion Pumps, Multitherapy | 8015 Alaris IV Pump Controller (PC) | 14070620 | Alaris Medical Systems | DMT Equipment Distribution - SB | Barberton | Barberton Campus | Summa Barberton Hospital | 5th Floor | 2014-06-30 | Medium
No | 043367 | Infusion Pumps, Multitherapy | 8015 Alaris IV Pump Controller (PC) | 14070268 | Alaris Medical Systems | DMT Equipment Distribution | Akron | Akron City Campus | Akron City Hospital | Basement | 2014-06-30 | Medium
No | 043369 | Infusion Pumps, Multitherapy | 8015 Alaris IV Pump Controller (PC) | 14070627 | Alaris Medical Systems | DMT Equipment Distribution | Akron | Akron City Campus | Akron City Hospital | Basement | 2014-06-30 | Medium
No | 043371 | Infusion Pumps, Multitherapy | 8015 Alaris IV Pump Controller (PC) | 14070591 | Alaris Medical Systems | DMT Equipment Distribution | Akron | Akron City Campus | Akron City Hospital | Basement | 2014-06-30 | Medium
No | 043372 | Infusion Pumps, Multitherapy | 8015 Alaris IV Pump Controller (PC) | 14070227 | Alaris Medical Systems | DMT Equipment Distribution | Akron | Akron City Campus | Akron City Hospital | Basement | 2014-06-30 | Medium
No | 052115 | Infusion Pumps, Multitherapy | 8015 Alaris IV Pump Controller (PC) | 14083124 | Alaris Medical Systems | DMT Equipment Distribution | Akron | Akron City Campus | Akron City Hospital | Basement | 2018-04-04 | Medium
No | 055348 | Infusion Pumps, Multitherapy | 8015 Alaris IV Pump Controller (PC) | 15077590 | Alaris Medical Systems | DMT Equipment Distribution | Akron | Akron City Campus | Akron City Hospital | Basement | 2018-08-10 | Medium
No | 055349 | Infusion Pumps, Multitherapy | 8015 Alaris IV Pump Controller (PC) | 15105343 | Alaris Medical Systems | DMT Equipment Distribution | Akron | Akron City Campus | Akron City Hospital | Basement | 2018-08-10 | Medium
No | 055350 | Infusion Pumps, Multitherapy | 8015 Alaris IV Pump Controller (PC) | 15077785 | Alaris Medical Systems | DMT Equipment Distribution | Akron | Akron City Campus | Akron City Hospital | Basement | 2018-08-10 | Medium
No | 055351 | Infusion Pumps, Multitherapy | 8015 Alaris IV Pump Controller (PC) | 15077816 | Alaris Medical Systems | DMT Equipment Distribution - SB | Barberton | Barberton Campus | Summa Barberton Hospital | 5th Floor | 2018-08-10 | Medium
No | 055352 | Infusion Pumps, Multitherapy | 8015 Alaris IV Pump Controller (PC) | 15109726 | Alaris Medical Systems | DMT Equipment Distribution - SB | Barberton | Green Campus | Green Medical Center | Ground Floor | 2018-08-15 | Medium
No | 055353 | Infusion Pumps, Multitherapy | 8015 Alaris IV Pump Controller (PC) | 15109249 | Alaris Medical Systems | DMT Equipment Distribution | Akron | Akron City Campus | Akron City Hospital | Basement | 2018-08-15 | Medium
No | 055354 | Infusion Pumps, Multitherapy | 8015 Alaris IV Pump Controller (PC) | 15109765 | Alaris Medical Systems | DMT Equipment Distribution | Akron | Akron City Campus | Akron City Hospital | Basement | 2018-08-15 | Medium
No | 055356 | Infusion Pumps, Multitherapy | 8015 Alaris IV Pump Controller (PC) | 15109787 | Alaris Medical Systems | DMT Equipment Distribution | Akron | Akron City Campus | Akron City Hospital | Basement | 2018-08-15 | Medium
No | 055357 | Infusion Pumps, Multitherapy | 8015 Alaris IV Pump Controller (PC) | 15108474 | Alaris Medical Systems | DMT Equipment Distribution | Akron | Akron City Campus | Akron City Hospital | Basement | 2018-08-15 | Medium
No | 055358 | Infusion Pumps, Multitherapy | 8015 Alaris IV Pump Controller (PC) | 15109251 | Alaris Medical Systems | DMT Equipment Distribution | Akron | Akron City Campus | Akron City Hospital | Basement | 2018-08-15 | Medium
No | 055359 | Infusion Pumps, Multitherapy | 8015 Alaris IV Pump Controller (PC) | 15108605 | Alaris Medical Systems | DMT Equipment Distribution | Akron | Akron City Campus | Akron City Hospital | Basement | 2018-08-15 | Medium
No | 055360 | Infusion Pumps, Multitherapy | 8015 Alaris IV Pump Controller (PC) | 15109254 | Alaris Medical Systems | DMT Equipment Distribution | Akron | Akron City Campus | Akron City Hospital | Basement | 2018-08-15 | Medium
No | 055361 | Infusion Pumps, Multitherapy | 8015 Alaris IV Pump Controller (PC) | 15107710 | Alaris Medical Systems | DMT Equipment Distribution | Akron | Akron City Campus | Akron City Hospital | Basement | 2018-08-15 | Medium
No | 055362 | Infusion Pumps, Multitherapy | 8015 Alaris IV Pump Controller (PC) | 15108279 | Alaris Medical Systems | DMT Equipment Distribution | Akron | Akron City Campus | Akron City Hospital | Basement | 2018-08-15 | Medium
No | 055363 | Infusion Pumps, Multitherapy | 8015 Alaris IV Pump Controller (PC) | 15108655 | Alaris Medical Systems | DMT Equipment Distribution | Akron | Akron City Campus | Akron City Hospital | Basement | 2018-08-15 | Medium
No | 055364 | Infusion Pumps, Multitherapy | 8015 Alaris IV Pump Controller (PC) | 15109537 | Alaris Medical Systems | DMT Equipment Distribution | Akron | Akron City Campus | Akron City Hospital | Basement | 2018-08-15 | Medium
No | 055365 | Infusion Pumps, Multitherapy | 8015 Alaris IV Pump Controller (PC) | 15107459 | Alaris Medical Systems | DMT Equipment Distribution | Akron | Akron City Campus | Akron City Hospital | Basement | 2018-08-15 | Medium
No | 055366 | Infusion Pumps, Multitherapy | 8015 Alaris IV Pump Controller (PC) | 15109473 | Alaris Medical Systems | DMT Equipment Distribution | Akron | Akron City Campus | Akron City Hospital | Basement | 2018-08-15 | Medium
No | 055367 | Infusion Pumps, Multitherapy | 8015 Alaris IV Pump Controller (PC) | 15108469 | Alaris Medical Systems | DMT Equipment Distribution | Akron | Akron City Campus | Akron City Hospital | Basement | 2018-08-15 | Medium
No | 055368 | Infusion Pumps, Multitherapy | 8015 Alaris IV Pump Controller (PC) | 15109550 | Alaris Medical Systems | DMT Equipment Distribution | Akron | Akron City Campus | Akron City Hospital | Basement | 2018-08-15 | Medium
No | 055369 | Infusion Pumps, Multitherapy | 8015 Alaris IV Pump Controller (PC) | 15109276 | Alaris Medical Systems | DMT Equipment Distribution | Akron | Akron City Campus | Akron City Hospital | Basement | 2018-08-15 | Medium
No | 055370 | Infusion Pumps, Multitherapy | 8015 Alaris IV Pump Controller (PC) | 15108245 | Alaris Medical Systems | DMT Equipment Distribution | Akron | Akron City Campus | Akron City Hospital | Basement | 2018-08-15 | Medium
No | 055371 | Infusion Pumps, Multitherapy | 8015 Alaris IV Pump Controller (PC) | 15107747 | Alaris Medical Systems | DMT Equipment Distribution | Akron | Akron City Campus | Akron City Hospital | Basement | 2018-08-15 | Medium
No | 055372 | Infusion Pumps, Multitherapy | 8015 Alaris IV Pump Controller (PC) | 15108593 | Alaris Medical Systems | DMT Equipment Distribution | Akron | Akron City Campus | Akron City Hospital | Basement | 2018-08-15 | Medium
No | 055373 | Infusion Pumps, Multitherapy | 8015 Alaris IV Pump Controller (PC) | 15108466 | Alaris Medical Systems | DMT Equipment Distribution | Akron | Akron City Campus | Akron City Hospital | Basement | 2018-08-15 | Medium
No | 055374 | Infusion Pumps, Multitherapy | 8015 Alaris IV Pump Controller (PC) | 15109519 | Alaris Medical Systems | DMT Equipment Distribution | Akron | Akron City Campus | Akron City Hospital | Basement | 2018-08-15 | Medium
No | 055375 | Infusion Pumps, Multitherapy | 8015 Alaris IV Pump Controller (PC) | 15109262 | Alaris Medical Systems | DMT Equipment Distribution | Akron | Akron City Campus | Akron City Hospital | Basement | 2018-08-15 | Medium
No | 055376 | Infusion Pumps, Multitherapy | 8015 Alaris IV Pump Controller (PC) | 15109533 | Alaris Medical Systems | Infusion Center - Stow | Akron | Stow-Kent Campus | Stow-Kent Medical Center | 1st Floor | 2018-08-15 | Medium
No | 055377 | Infusion Pumps, Multitherapy | 8015 Alaris IV Pump Controller (PC) | 15109223 | Alaris Medical Systems | DMT Equipment Distribution | Akron | Akron City Campus | Akron City Hospital | Basement | 2018-08-15 | Medium
No | 055378 | Infusion Pumps, Multitherapy | 8015 Alaris IV Pump Controller (PC) | 15108458 | Alaris Medical Systems | DMT Equipment Distribution | Akron | Akron City Campus | Akron City Hospital | Basement | 2018-08-15 | Medium
No | 055379 | Infusion Pumps, Multitherapy | 8015 Alaris IV Pump Controller (PC) | 15109242 | Alaris Medical Systems | Infusion Center - Stow | Akron | Stow-Kent Campus | Stow-Kent Medical Center | 1st Floor | 2018-08-15 | Medium
No | 055380 | Infusion Pumps, Multitherapy | 8015 Alaris IV Pump Controller (PC) | 15109189 | Alaris Medical Systems | DMT Equipment Distribution | Akron | Akron City Campus | Akron City Hospital | Basement | 2018-08-15 | Medium
No | 055381 | Infusion Pumps, Multitherapy | 8015 Alaris IV Pump Controller (PC) | 15108591 | Alaris Medical Systems | DMT Equipment Distribution - SB | Barberton | Barberton Campus | Summa Barberton Hospital | 5th Floor | 2018-08-15 | Medium
No | 055382 | Infusion Pumps, Multitherapy | 8015 Alaris IV Pump Controller (PC) | 15108473 | Alaris Medical Systems | DMT Equipment Distribution | Akron | Akron City Campus | Akron City Hospital | Basement | 2018-08-15 | Medium
No | 055383 | Infusion Pumps, Multitherapy | 8015 Alaris IV Pump Controller (PC) | 15108225 | Alaris Medical Systems | DMT Equipment Distribution | Akron | Akron City Campus | Akron City Hospital | Basement | 2018-08-15 | Medium
No | 055384 | Infusion Pumps, Multitherapy | 8015 Alaris IV Pump Controller (PC) | 15108581 | Alaris Medical Systems | DMT Equipment Distribution | Akron | Akron City Campus | Akron City Hospital | Basement | 2018-08-15 | Medium
No | 055385 | Infusion Pumps, Multitherapy | 8015 Alaris IV Pump Controller (PC) | 15108572 | Alaris Medical Systems | DMT Equipment Distribution | Akron | Akron City Campus | Akron City Hospital | Basement | 2018-08-15 | Medium
No | 055386 | Infusion Pumps, Multitherapy | 8015 Alaris IV Pump Controller (PC) | 15109243 | Alaris Medical Systems | DMT Equipment Distribution | Akron | Akron City Campus | Akron City Hospital | Basement | 2018-08-15 | Medium
No | 055387 | Infusion Pumps, Multitherapy | 8015 Alaris IV Pump Controller (PC) | 15109241 | Alaris Medical Systems | DMT Equipment Distribution | Akron | Akron City Campus | Akron City Hospital | Basement | 2018-08-15 | Medium
No | 055388 | Infusion Pumps, Multitherapy | 8015 Alaris IV Pump Controller (PC) | 15108468 | Alaris Medical Systems | DMT Equipment Distribution | Akron | Akron City Campus | Akron City Hospital | Basement | 2018-08-15 | Medium
No | 055389 | Infusion Pumps, Multitherapy | 8015 Alaris IV Pump Controller (PC) | 15109947 | Alaris Medical Systems | DMT Equipment Distribution | Akron | Akron City Campus | Akron City Hospital | Basement | 2018-08-15 | Medium
No | 055390 | Infusion Pumps, Multitherapy | 8015 Alaris IV Pump Controller (PC) | 15109463 | Alaris Medical Systems | DMT Equipment Distribution | Akron | Akron City Campus | Akron City Hospital | Basement | 2018-08-15 | Medium
No | 055391 | Infusion Pumps, Multitherapy | 8015 Alaris IV Pump Controller (PC) | 15108293 | Alaris Medical Systems | DMT Equipment Distribution | Akron | Akron City Campus | Akron City Hospital | Basement | 2018-08-15 | Medium
No | 055392 | Infusion Pumps, Multitherapy | 8015 Alaris IV Pump Controller (PC) | 15108612 | Alaris Medical Systems | DMT Equipment Distribution | Akron | Akron City Campus | Akron City Hospital | Basement | 2018-08-15 | Medium
No | 055393 | Infusion Pumps, Multitherapy | 8015 Alaris IV Pump Controller (PC) | 15109875 | Alaris Medical Systems | DMT Equipment Distribution | Akron | Akron City Campus | Akron City Hospital | Basement | 2018-08-15 | Medium
No | 055394 | Infusion Pumps, Multitherapy | 8015 Alaris IV Pump Controller (PC) | 15108472 | Alaris Medical Systems | DMT Equipment Distribution | Akron | Akron City Campus | Akron City Hospital | Basement | 2018-08-15 | Medium
No | 055395 | Infusion Pumps, Multitherapy | 8015 Alaris IV Pump Controller (PC) | 15108266 | Alaris Medical Systems | DMT Equipment Distribution | Akron | Akron City Campus | Akron City Hospital | Basement | 2018-08-15 | Medium
No | 055396 | Infusion Pumps, Multitherapy | 8015 Alaris IV Pump Controller (PC) | 15109516 | Alaris Medical Systems | DMT Equipment Distribution | Akron | Akron City Campus | Akron City Hospital | Basement | 2018-08-15 | Medium
No | 055397 | Infusion Pumps, Multitherapy | 8015 Alaris IV Pump Controller (PC) | 15109870 | Alaris Medical Systems | DMT Equipment Distribution | Akron | Akron City Campus | Akron City Hospital | Basement | 2018-08-15 | Medium
No | 055398 | Infusion Pumps, Multitherapy | 8015 Alaris IV Pump Controller (PC) | 15108588 | Alaris Medical Systems | DMT Equipment Distribution | Akron | Akron City Campus | Akron City Hospital | Basement | 2018-08-15 | Medium
No | 055399 | Infusion Pumps, Multitherapy | 8015 Alaris IV Pump Controller (PC) | 15108464 | Alaris Medical Systems | DMT Equipment Distribution | Akron | Akron City Campus | Akron City Hospital | Basement | 2018-08-15 | Medium
No | 055400 | Infusion Pumps, Multitherapy | 8015 Alaris IV Pump Controller (PC) | 15109566 | Alaris Medical Systems | DMT Equipment Distribution | Akron | Akron City Campus | Akron City Hospital | Basement | 2018-08-15 | Medium
No | 055401 | Infusion Pumps, Multitherapy | 8015 Alaris IV Pump Controller (PC) | 15109247 | Alaris Medical Systems | DMT Equipment Distribution | Akron | Akron City Campus | Akron City Hospital | Basement | 2018-08-15 | Medium
No | 055402 | Infusion Pumps, Multitherapy | 8015 Alaris IV Pump Controller (PC) | 15108287 | Alaris Medical Systems | DMT Equipment Distribution | Akron | Akron City Campus | Akron City Hospital | Basement | 2018-08-15 | Medium
No | 055403 | Infusion Pumps, Multitherapy | 8015 Alaris IV Pump Controller (PC) | 15108568 | Alaris Medical Systems | DMT Equipment Distribution | Akron | Akron City Campus | Akron City Hospital | Basement | 2018-08-15 | Medium
No | 055404 | Infusion Pumps, Multitherapy | 8015 Alaris IV Pump Controller (PC) | 15108267 | Alaris Medical Systems | DMT Equipment Distribution | Akron | Akron City Campus | Akron City Hospital | Basement | 2018-08-15 | Medium
No | 055405 | Infusion Pumps, Multitherapy | 8015 Alaris IV Pump Controller (PC) | 15107809 | Alaris Medical Systems | DMT Equipment Distribution | Akron | Akron City Campus | Akron City Hospital | Basement | 2018-08-15 | Medium
No | 055406 | Infusion Pumps, Multitherapy | 8015 Alaris IV Pump Controller (PC) | 15109552 | Alaris Medical Systems | DMT Equipment Distribution | Akron | Akron City Campus | Akron City Hospital | Basement | 2018-08-15 | Medium
No | 055407 | Infusion Pumps, Multitherapy | 8015 Alaris IV Pump Controller (PC) | 15108635 | Alaris Medical Systems | DMT Equipment Distribution | Akron | Akron City Campus | Akron City Hospital | Basement | 2018-08-15 | Medium
No | 055408 | Infusion Pumps, Multitherapy | 8015 Alaris IV Pump Controller (PC) | 15108495 | Alaris Medical Systems | Central Processing/Supply - SW | Barberton | Wadsworth Campus | Wadsworth-Rittman Medical Center | 1st Floor | 2018-08-15 | Medium
No | 055409 | Infusion Pumps, Multitherapy | 8015 Alaris IV Pump Controller (PC) | 15109803 | Alaris Medical Systems | DMT Equipment Distribution - SB | Barberton | Barberton Campus | Summa Barberton Hospital | 5th Floor | 2018-08-15 | Medium
No | 055410 | Infusion Pumps, Multitherapy | 8015 Alaris IV Pump Controller (PC) | 15107762 | Alaris Medical Systems | DMT Equipment Distribution | Akron | Akron City Campus | Akron City Hospital | Basement | 2018-08-15 | Medium
No | 055411 | Infusion Pumps, Multitherapy | 8015 Alaris IV Pump Controller (PC) | 15109795 | Alaris Medical Systems | DMT Equipment Distribution | Akron | Akron City Campus | Akron City Hospital | Basement | 2018-08-15 | Medium
No | 055412 | Infusion Pumps, Multitherapy | 8015 Alaris IV Pump Controller (PC) | 15109560 | Alaris Medical Systems | DMT Equipment Distribution | Akron | Akron City Campus | Akron City Hospital | Basement | 2018-08-15 | Medium
No | 055413 | Infusion Pumps, Multitherapy | 8015 Alaris IV Pump Controller (PC) | 15108247 | Alaris Medical Systems | DMT Equipment Distribution | Akron | Akron City Campus | Akron City Hospital | Basement | 2018-08-15 | Medium
No | 055414 | Infusion Pumps, Multitherapy | 8015 Alaris IV Pump Controller (PC) | 15108280 | Alaris Medical Systems | DMT Equipment Distribution | Akron | Akron City Campus | Akron City Hospital | Basement | 2018-08-15 | Medium
No | 055415 | Infusion Pumps, Multitherapy | 8015 Alaris IV Pump Controller (PC) | 15108286 | Alaris Medical Systems | DMT Equipment Distribution | Akron | Akron City Campus | Akron City Hospital | Basement | 2018-08-15 | Medium
No | 055416 | Infusion Pumps, Multitherapy | 8015 Alaris IV Pump Controller (PC) | 15109163 | Alaris Medical Systems | DMT Equipment Distribution | Akron | Akron City Campus | Akron City Hospital | Basement | 2018-08-15 | Medium
No | 055417 | Infusion Pumps, Multitherapy | 8015 Alaris IV Pump Controller (PC) | 15108471 | Alaris Medical Systems | DMT Equipment Distribution | Akron | Akron City Campus | Akron City Hospital | Basement | 2018-08-15 | Medium
No | 055418 | Infusion Pumps, Multitherapy | 8015 Alaris IV Pump Controller (PC) | 15107794 | Alaris Medical Systems | DMT Equipment Distribution | Akron | Akron City Campus | Akron City Hospital | Basement | 2018-08-15 | Medium
No | 055490 | Infusion Pumps, Multitherapy | 8015 Alaris IV Pump Controller (PC) | 15109255 | Alaris Medical Systems | DMT Equipment Distribution | Akron | Akron City Campus | Akron City Hospital | Basement | 2018-08-15 | Medium
No | 057238 | Infusion Pumps, Multitherapy | 8015 Alaris IV Pump Controller (PC) | 14082584 | Alaris Medical Systems | DMT Equipment Distribution | Akron | Akron City Campus | Akron City Hospital | Basement | 2014-06-01 | Medium
No | 058426 | Infusion Pumps, Multitherapy | 8015 Alaris IV Pump Controller (PC) | 15720669 | Alaris Medical Systems | DMT Equipment Distribution | Akron | Akron City Campus | Akron City Hospital | Basement | 2019-10-18 | Medium
No | 058427 | Infusion Pumps, Multitherapy | 8015 Alaris IV Pump Controller (PC) | 15720681 | Alaris Medical Systems | DMT Equipment Distribution | Akron | Akron City Campus | Akron City Hospital | Basement | 2019-10-18 | Medium
No | 058428 | Infusion Pumps, Multitherapy | 8015 Alaris IV Pump Controller (PC) | 15720706 | Alaris Medical Systems | Infusion Center - Stow | Akron | Stow-Kent Campus | Stow-Kent Medical Center | 1st Floor | 2019-10-18 | Medium
No | 058429 | Infusion Pumps, Multitherapy | 8015 Alaris IV Pump Controller (PC) | 15721416 | Alaris Medical Systems | DMT Equipment Distribution | Akron | Akron City Campus | Akron City Hospital | Basement | 2019-10-18 | Medium
No | 058430 | Infusion Pumps, Multitherapy | 8015 Alaris IV Pump Controller (PC) | 15721534 | Alaris Medical Systems | DMT Equipment Distribution | Akron | Akron City Campus | Akron City Hospital | Basement | 2019-10-18 | Medium
No | 058431 | Infusion Pumps, Multitherapy | 8015 Alaris IV Pump Controller (PC) | 15721609 | Alaris Medical Systems | DMT Equipment Distribution | Akron | Akron City Campus | Akron City Hospital | Basement | 2019-10-18 | Medium
No | 058432 | Infusion Pumps, Multitherapy | 8015 Alaris IV Pump Controller (PC) | 15721643 | Alaris Medical Systems | DMT Equipment Distribution | Akron | Akron City Campus | Akron City Hospital | Basement | 2019-10-18 | Medium
No | 058433 | Infusion Pumps, Multitherapy | 8015 Alaris IV Pump Controller (PC) | 15721654 | Alaris Medical Systems | DMT Equipment Distribution | Akron | Akron City Campus | Akron City Hospital | Basement | 2019-10-18 | Medium
No | 058434 | Infusion Pumps, Multitherapy | 8015 Alaris IV Pump Controller (PC) | 15721673 | Alaris Medical Systems | DMT Equipment Distribution | Akron | Akron City Campus | Akron City Hospital | Basement | 2019-10-18 | Medium
No | 058435 | Infusion Pumps, Multitherapy | 8015 Alaris IV Pump Controller (PC) | 15721674 | Alaris Medical Systems | DMT Equipment Distribution | Akron | Akron City Campus | Akron City Hospital | Basement | 2019-10-18 | Medium
No | 058436 | Infusion Pumps, Multitherapy | 8015 Alaris IV Pump Controller (PC) | 15721679 | Alaris Medical Systems | DMT Equipment Distribution | Akron | Akron City Campus | Akron City Hospital | Basement | 2019-10-18 | Medium
No | 058597 | Infusion Pumps, Multitherapy | 8015 Alaris IV Pump Controller (PC) | 15720992 | Alaris Medical Systems | DMT Equipment Distribution | Akron | Akron City Campus | Akron City Hospital | Basement | 2020-02-14 | Medium
No | 060651 | Infusion Pumps, Multitherapy | 8015 Alaris IV Pump Controller (PC) | 13070146 | Alaris Medical Systems | DMT Equipment Distribution | Akron | Akron City Campus | Akron City Hospital | Basement | 2021-06-14 | Medium
No | 060652 | Infusion Pumps, Multitherapy | 8015 Alaris IV Pump Controller (PC) | 13069593 | Alaris Medical Systems | DMT Equipment Distribution | Akron | Akron City Campus | Akron City Hospital | Basement | 2021-06-14 | Medium
No | 060653 | Infusion Pumps, Multitherapy | 8015 Alaris IV Pump Controller (PC) | 12832968 | Alaris Medical Systems | DMT Equipment Distribution | Akron | Akron City Campus | Akron City Hospital | Basement | 2021-06-14 | Medium
No | 060654 | Infusion Pumps, Multitherapy | 8015 Alaris IV Pump Controller (PC) | 13070255 | Alaris Medical Systems | DMT Equipment Distribution | Akron | Akron City Campus | Akron City Hospital | Basement | 2021-06-14 | Medium
No | 060655 | Infusion Pumps, Multitherapy | 8015 Alaris IV Pump Controller (PC) | 12978616 | Alaris Medical Systems | DMT Equipment Distribution | Akron | Akron City Campus | Akron City Hospital | Basement | 2021-06-14 | Medium
No | 060656 | Infusion Pumps, Multitherapy | 8015 Alaris IV Pump Controller (PC) | 13457159 | Alaris Medical Systems | DMT Equipment Distribution | Akron | Akron City Campus | Akron City Hospital | Basement | 2021-06-14 | Medium
No | 060657 | Infusion Pumps, Multitherapy | 8015 Alaris IV Pump Controller (PC) | 13070131 | Alaris Medical Systems | DMT Equipment Distribution | Akron | Akron City Campus | Akron City Hospital | Basement | 2021-06-14 | Medium
No | 060658 | Infusion Pumps, Multitherapy | 8015 Alaris IV Pump Controller (PC) | 13070143 | Alaris Medical Systems | DMT Equipment Distribution | Akron | Akron City Campus | Akron City Hospital | Basement | 2021-06-14 | Medium
No | 060659 | Infusion Pumps, Multitherapy | 8015 Alaris IV Pump Controller (PC) | 12960427 | Alaris Medical Systems | DMT Equipment Distribution | Akron | Akron City Campus | Akron City Hospital | Basement | 2021-06-14 | Medium
No | 060853 | Infusion Pumps, Multitherapy | 8015 Alaris IV Pump Controller (PC) | 12853032 | Alaris Medical Systems | DMT Equipment Distribution | Akron | Akron City Campus | Akron City Hospital | Basement | 2021-08-11 | Medium
No | 064969 | Infusion Pumps, Multitherapy | 8015 Alaris IV Pump Controller (PC) | 14722675 | Alaris Medical Systems | DMT Equipment Distribution - SB | Barberton | Green Campus | Green Medical Center | Ground Floor | 2014-06-30 | Medium
No | 064989 | Infusion Pumps, Multitherapy | 8015 Alaris IV Pump Controller (PC) | 14082951 | Alaris Medical Systems | DMT Equipment Distribution | Akron | Akron City Campus | Akron City Hospital | Basement | 2014-06-30 | Medium
No | 036556 | Infusion Pumps, Multitherapy | 8100 Alaris Large Volume Pump Module (LVP) | 14089328 | Alaris Medical Systems | DMT Equipment Distribution | Akron | Akron City Campus | Akron City Hospital | Basement | 2014-07-01 | Medium
No | 040004 | Infusion Pumps, Multitherapy | 8100 Alaris Large Volume Pump Module (LVP) | 14087287 | Alaris Medical Systems | DMT Equipment Distribution | Akron | Akron City Campus | Akron City Hospital | Basement | 2014-06-01 | Medium
No | 040005 | Infusion Pumps, Multitherapy | 8100 Alaris Large Volume Pump Module (LVP) | 14087198 | Alaris Medical Systems | DMT Equipment Distribution | Akron | Akron City Campus | Akron City Hospital | Basement | 2014-06-01 | Medium
No | 040006 | Infusion Pumps, Multitherapy | 8100 Alaris Large Volume Pump Module (LVP) | 14087196 | Alaris Medical Systems | DMT Equipment Distribution - SB | Barberton | Barberton Campus | Summa Barberton Hospital | 5th Floor | 2014-06-01 | Medium
No | 040007 | Infusion Pumps, Multitherapy | 8100 Alaris Large Volume Pump Module (LVP) | 14081289 | Alaris Medical Systems | DMT Equipment Distribution | Akron | Akron City Campus | Akron City Hospital | Basement | 2014-06-01 | Medium
No | 040009 | Infusion Pumps, Multitherapy | 8100 Alaris Large Volume Pump Module (LVP) | 14087193 | Alaris Medical Systems | DMT Equipment Distribution | Akron | Akron City Campus | Akron City Hospital | Basement | 2014-06-01 | Medium
No | 040010 | Infusion Pumps, Multitherapy | 8100 Alaris Large Volume Pump Module (LVP) | 14087107 | Alaris Medical Systems | DMT Equipment Distribution | Akron | Akron City Campus | Akron City Hospital | Basement | 2014-06-01 | Medium
No | 040011 | Infusion Pumps, Multitherapy | 8100 Alaris Large Volume Pump Module (LVP) | 14087652 | Alaris Medical Systems | DMT Equipment Distribution - SB | Barberton | Barberton Campus | Summa Barberton Hospital | 5th Floor | 2014-06-01 | Medium
No | 040012 | Infusion Pumps, Multitherapy | 8100 Alaris Large Volume Pump Module (LVP) | 14087168 | Alaris Medical Systems | DMT Equipment Distribution | Akron | Akron City Campus | Akron City Hospital | Basement | 2014-06-01 | Medium
No | 040013 | Infusion Pumps, Multitherapy | 8100 Alaris Large Volume Pump Module (LVP) | 14088230 | Alaris Medical Systems | DMT Equipment Distribution - SB | Barberton | Barberton Campus | Summa Barberton Hospital | 5th Floor | 2014-06-01 | Medium
No | 040014 | Infusion Pumps, Multitherapy | 8100 Alaris Large Volume Pump Module (LVP) | 14087327 | Alaris Medical Systems | DMT Equipment Distribution | Akron | Akron City Campus | Akron City Hospital | Basement | 2014-06-01 | Medium
No | 040015 | Infusion Pumps, Multitherapy | 8100 Alaris Large Volume Pump Module (LVP) | 14087902 | Alaris Medical Systems | DMT Equipment Distribution | Akron | Akron City Campus | Akron City Hospital | Basement | 2014-06-01 | Medium
No | 040016 | Infusion Pumps, Multitherapy | 8100 Alaris Large Volume Pump Module (LVP) | 14087189 | Alaris Medical Systems | DMT Equipment Distribution | Akron | Akron City Campus | Akron City Hospital | Basement | 2014-06-01 | Medium
No | 040017 | Infusion Pumps, Multitherapy | 8100 Alaris Large Volume Pump Module (LVP) | 14087942 | Alaris Medical Systems | DMT Equipment Distribution | Akron | Akron City Campus | Akron City Hospital | Basement | 2014-06-01 | Medium
No | 040018 | Infusion Pumps, Multitherapy | 8100 Alaris Large Volume Pump Module (LVP) | 14087655 | Alaris Medical Systems | DMT Equipment Distribution - SB | Barberton | Barberton Campus | Summa Barberton Hospital | 5th Floor | 2014-06-01 | Medium
No | 040019 | Infusion Pumps, Multitherapy | 8100 Alaris Large Volume Pump Module (LVP) | 14087245 | Alaris Medical Systems | Staff Development | Akron | Corporate Campus | Corporate Center |  | 2014-06-01 | Medium
No | 040020 | Infusion Pumps, Multitherapy | 8100 Alaris Large Volume Pump Module (LVP) | 14087662 | Alaris Medical Systems | DMT Equipment Distribution | Akron | Akron City Campus | Akron City Hospital | Basement | 2014-06-01 | Medium
No | 040021 | Infusion Pumps, Multitherapy | 8100 Alaris Large Volume Pump Module (LVP) | 14087632 | Alaris Medical Systems | DMT Equipment Distribution | Akron | Akron City Campus | Akron City Hospital | Basement | 2014-06-01 | Medium
No | 040022 | Infusion Pumps, Multitherapy | 8100 Alaris Large Volume Pump Module (LVP) | 14087243 | Alaris Medical Systems | DMT Equipment Distribution | Akron | Akron City Campus | Akron City Hospital | Basement | 2014-06-01 | Medium
No | 040023 | Infusion Pumps, Multitherapy | 8100 Alaris Large Volume Pump Module (LVP) | 14087377 | Alaris Medical Systems | DMT Equipment Distribution | Akron | Akron City Campus | Akron City Hospital | Basement | 2014-06-01 | Medium
No | 040024 | Infusion Pumps, Multitherapy | 8100 Alaris Large Volume Pump Module (LVP) | 14087328 | Alaris Medical Systems | DMT Equipment Distribution | Akron | Akron City Campus | Akron City Hospital | Basement | 2014-06-01 | Medium
No | 040025 | Infusion Pumps, Multitherapy | 8100 Alaris Large Volume Pump Module (LVP) | 14087118 | Alaris Medical Systems | DMT Equipment Distribution | Akron | Akron City Campus | Akron City Hospital | Basement | 2014-06-01 | Medium
No | 040026 | Infusion Pumps, Multitherapy | 8100 Alaris Large Volume Pump Module (LVP) | 14087974 | Alaris Medical Systems | DMT Equipment Distribution | Akron | Akron City Campus | Akron City Hospital | Basement | 2014-06-01 | Medium
No | 040027 | Infusion Pumps, Multitherapy | 8100 Alaris Large Volume Pump Module (LVP) | 14087548 | Alaris Medical Systems | DMT Equipment Distribution | Akron | Akron City Campus | Akron City Hospital | Basement | 2014-06-01 | Medium
No | 040028 | Infusion Pumps, Multitherapy | 8100 Alaris Large Volume Pump Module (LVP) | 14088089 | Alaris Medical Systems | DMT Equipment Distribution - SB | Barberton | Barberton Campus | Summa Barberton Hospital | 5th Floor | 2014-06-01 | Medium
No | 040029 | Infusion Pumps, Multitherapy | 8100 Alaris Large Volume Pump Module (LVP) | 14088254 | Alaris Medical Systems | DMT Equipment Distribution | Akron | Akron City Campus | Akron City Hospital | Basement | 2014-06-01 | Medium
No | 040030 | Infusion Pumps, Multitherapy | 8100 Alaris Large Volume Pump Module (LVP) | 14088123 | Alaris Medical Systems | DMT Equipment Distribution | Akron | Akron City Campus | Akron City Hospital | Basement | 2014-06-01 | Medium
No | 040031 | Infusion Pumps, Multitherapy | 8100 Alaris Large Volume Pump Module (LVP) | 14088239 | Alaris Medical Systems | DMT Equipment Distribution | Akron | Akron City Campus | Akron City Hospital | Basement | 2014-06-01 | Medium
No | 040032 | Infusion Pumps, Multitherapy | 8100 Alaris Large Volume Pump Module (LVP) | 14087579 | Alaris Medical Systems | DMT Equipment Distribution | Akron | Akron City Campus | Akron City Hospital | Basement | 2014-06-01 | Medium
No | 040033 | Infusion Pumps, Multitherapy | 8100 Alaris Large Volume Pump Module (LVP) | 14088103 | Alaris Medical Systems | DMT Equipment Distribution | Akron | Akron City Campus | Akron City Hospital | Basement | 2014-06-01 | Medium
No | 040034 | Infusion Pumps, Multitherapy | 8100 Alaris Large Volume Pump Module (LVP) | 14087268 | Alaris Medical Systems | DMT Equipment Distribution | Akron | Akron City Campus | Akron City Hospital | Basement | 2014-06-01 | Medium
No | 040035 | Infusion Pumps, Multitherapy | 8100 Alaris Large Volume Pump Module (LVP) | 14088178 | Alaris Medical Systems | DMT Equipment Distribution | Akron | Akron City Campus | Akron City Hospital | Basement | 2014-06-01 | Medium
No | 040037 | Infusion Pumps, Multitherapy | 8100 Alaris Large Volume Pump Module (LVP) | 14087388 | Alaris Medical Systems | Infusion Center - Stow | Akron | Stow-Kent Campus | Stow-Kent Medical Center | 1st Floor | 2014-06-01 | Medium
No | 040038 | Infusion Pumps, Multitherapy | 8100 Alaris Large Volume Pump Module (LVP) | 14088232 | Alaris Medical Systems | DMT Equipment Distribution | Akron | Akron City Campus | Akron City Hospital | Basement | 2014-06-01 | Medium
No | 040039 | Infusion Pumps, Multitherapy | 8100 Alaris Large Volume Pump Module (LVP) | 14088187 | Alaris Medical Systems | DMT Equipment Distribution | Akron | Akron City Campus | Akron City Hospital | Basement | 2014-06-01 | Medium
No | 040040 | Infusion Pumps, Multitherapy | 8100 Alaris Large Volume Pump Module (LVP) | 14088085 | Alaris Medical Systems | DMT Equipment Distribution - SB | Barberton | Green Campus | Green Medical Center | Ground Floor | 2014-06-01 | Medium
No | 040043 | Infusion Pumps, Multitherapy | 8100 Alaris Large Volume Pump Module (LVP) | 14088242 | Alaris Medical Systems | DMT Equipment Distribution | Akron | Akron City Campus | Akron City Hospital | Basement | 2014-06-01 | Medium
No | 040044 | Infusion Pumps, Multitherapy | 8100 Alaris Large Volume Pump Module (LVP) | 14087171 | Alaris Medical Systems | DMT Equipment Distribution | Akron | Akron City Campus | Akron City Hospital | Basement | 2014-06-01 | Medium
No | 040045 | Infusion Pumps, Multitherapy | 8100 Alaris Large Volume Pump Module (LVP) | 14088080 | Alaris Medical Systems | DMT Equipment Distribution | Akron | Akron City Campus | Akron City Hospital | Basement | 2014-06-01 | Medium
No | 040046 | Infusion Pumps, Multitherapy | 8100 Alaris Large Volume Pump Module (LVP) | 14087567 | Alaris Medical Systems | DMT Equipment Distribution | Akron | Akron City Campus | Akron City Hospital | Basement | 2014-06-01 | Medium
No | 040047 | Infusion Pumps, Multitherapy | 8100 Alaris Large Volume Pump Module (LVP) | 14087656 | Alaris Medical Systems | DMT Equipment Distribution | Akron | Akron City Campus | Akron City Hospital | Basement | 2014-06-01 | Medium
No | 040048 | Infusion Pumps, Multitherapy | 8100 Alaris Large Volume Pump Module (LVP) | 14087055 | Alaris Medical Systems | DMT Equipment Distribution | Akron | Akron City Campus | Akron City Hospital | Basement | 2014-06-01 | Medium
No | 040049 | Infusion Pumps, Multitherapy | 8100 Alaris Large Volume Pump Module (LVP) | 14088267 | Alaris Medical Systems | DMT Equipment Distribution | Akron | Akron City Campus | Akron City Hospital | Basement | 2014-06-01 | Medium
No | 040051 | Infusion Pumps, Multitherapy | 8100 Alaris Large Volume Pump Module (LVP) | 14087428 | Alaris Medical Systems | DMT Equipment Distribution | Akron | Akron City Campus | Akron City Hospital | Basement | 2014-06-01 | Medium
No | 040053 | Infusion Pumps, Multitherapy | 8100 Alaris Large Volume Pump Module (LVP) | 14087070 | Alaris Medical Systems | DMT Equipment Distribution | Akron | Akron City Campus | Akron City Hospital | Basement | 2014-06-01 | Medium
No | 040054 | Infusion Pumps, Multitherapy | 8100 Alaris Large Volume Pump Module (LVP) | 14087335 | Alaris Medical Systems | DMT Equipment Distribution | Akron | Akron City Campus | Akron City Hospital | Basement | 2014-06-01 | Medium
No | 040055 | Infusion Pumps, Multitherapy | 8100 Alaris Large Volume Pump Module (LVP) | 14087179 | Alaris Medical Systems | DMT Equipment Distribution | Akron | Akron City Campus | Akron City Hospital | Basement | 2014-06-01 | Medium
No | 040056 | Infusion Pumps, Multitherapy | 8100 Alaris Large Volume Pump Module (LVP) | 14088308 | Alaris Medical Systems | DMT Equipment Distribution | Akron | Akron City Campus | Akron City Hospital | Basement | 2014-06-01 | Medium
No | 040057 | Infusion Pumps, Multitherapy | 8100 Alaris Large Volume Pump Module (LVP) | 14087069 | Alaris Medical Systems | DMT Equipment Distribution | Akron | Akron City Campus | Akron City Hospital | Basement | 2014-06-01 | Medium
No | 040058 | Infusion Pumps, Multitherapy | 8100 Alaris Large Volume Pump Module (LVP) | 14087549 | Alaris Medical Systems | DMT Equipment Distribution | Akron | Akron City Campus | Akron City Hospital | Basement | 2014-06-01 | Medium
No | 040059 | Infusion Pumps, Multitherapy | 8100 Alaris Large Volume Pump Module (LVP) | 14088143 | Alaris Medical Systems | DMT Equipment Distribution | Akron | Akron City Campus | Akron City Hospital | Basement | 2014-06-01 | Medium
No | 040060 | Infusion Pumps, Multitherapy | 8100 Alaris Large Volume Pump Module (LVP) | 14087529 | Alaris Medical Systems | DMT Equipment Distribution | Akron | Akron City Campus | Akron City Hospital | Basement | 2014-06-01 | Medium
No | 040061 | Infusion Pumps, Multitherapy | 8100 Alaris Large Volume Pump Module (LVP) | 14088034 | Alaris Medical Systems | DMT Equipment Distribution | Akron | Akron City Campus | Akron City Hospital | Basement | 2014-06-01 | Medium
No | 040064 | Infusion Pumps, Multitherapy | 8100 Alaris Large Volume Pump Module (LVP) | 14087984 | Alaris Medical Systems | DMT Equipment Distribution | Akron | Akron City Campus | Akron City Hospital | Basement | 2014-06-01 | Medium
No | 040065 | Infusion Pumps, Multitherapy | 8100 Alaris Large Volume Pump Module (LVP) | 14088155 | Alaris Medical Systems | DMT Equipment Distribution | Akron | Akron City Campus | Akron City Hospital | Basement | 2014-06-01 | Medium
No | 040154 | Infusion Pumps, Multitherapy | 8100 Alaris Large Volume Pump Module (LVP) | 14082065 | Alaris Medical Systems | DMT Equipment Distribution - SB | Barberton | Barberton Campus | Summa Barberton Hospital | 5th Floor | 2014-06-01 | Medium
No | 040157 | Infusion Pumps, Multitherapy | 8100 Alaris Large Volume Pump Module (LVP) | 14082299 | Alaris Medical Systems | DMT Equipment Distribution - SB | Barberton | Barberton Campus | Summa Barberton Hospital | 5th Floor | 2014-06-01 | Medium
No | 040158 | Infusion Pumps, Multitherapy | 8100 Alaris Large Volume Pump Module (LVP) | 14081639 | Alaris Medical Systems | DMT Equipment Distribution | Akron | Akron City Campus | Akron City Hospital | Basement | 2014-06-01 | Medium
No | 040174 | Infusion Pumps, Multitherapy | 8100 Alaris Large Volume Pump Module (LVP) | 14082294 | Alaris Medical Systems | Infusion Center - Stow | Akron | Stow-Kent Campus | Stow-Kent Medical Center | 1st Floor | 2014-06-01 | Medium
No | 040175 | Infusion Pumps, Multitherapy | 8100 Alaris Large Volume Pump Module (LVP) | 14082088 | Alaris Medical Systems | DMT Equipment Distribution | Akron | Akron City Campus | Akron City Hospital | Basement | 2014-06-01 | Medium
No | 040176 | Infusion Pumps, Multitherapy | 8100 Alaris Large Volume Pump Module (LVP) | 14081458 | Alaris Medical Systems | DMT Equipment Distribution | Akron | Akron City Campus | Akron City Hospital | Basement | 2014-06-01 | Medium
No | 040177 | Infusion Pumps, Multitherapy | 8100 Alaris Large Volume Pump Module (LVP) | 14082153 | Alaris Medical Systems | DMT Equipment Distribution | Akron | Akron City Campus | Akron City Hospital | Basement | 2014-06-01 | Medium
No | 040178 | Infusion Pumps, Multitherapy | 8100 Alaris Large Volume Pump Module (LVP) | 14081604 | Alaris Medical Systems | DMT Equipment Distribution | Akron | Akron City Campus | Akron City Hospital | Basement | 2014-06-01 | Medium
No | 040179 | Infusion Pumps, Multitherapy | 8100 Alaris Large Volume Pump Module (LVP) | 14086008 | Alaris Medical Systems | DMT Equipment Distribution | Akron | Akron City Campus | Akron City Hospital | Basement | 2014-06-01 | Medium
No | 040180 | Infusion Pumps, Multitherapy | 8100 Alaris Large Volume Pump Module (LVP) | 14081989 | Alaris Medical Systems | DMT Equipment Distribution | Akron | Akron City Campus | Akron City Hospital | Basement | 2014-06-01 | Medium
No | 040181 | Infusion Pumps, Multitherapy | 8100 Alaris Large Volume Pump Module (LVP) | 14082014 | Alaris Medical Systems | DMT Equipment Distribution | Akron | Akron City Campus | Akron City Hospital | Basement | 2014-06-01 | Medium
No | 040182 | Infusion Pumps, Multitherapy | 8100 Alaris Large Volume Pump Module (LVP) | 14085906 | Alaris Medical Systems | DMT Equipment Distribution | Akron | Akron City Campus | Akron City Hospital | Basement | 2014-06-01 | Medium
No | 040205 | Infusion Pumps, Multitherapy | 8100 Alaris Large Volume Pump Module (LVP) | 14086190 | Alaris Medical Systems | DMT Equipment Distribution - SB | Barberton | Barberton Campus | Summa Barberton Hospital | 5th Floor | 2014-06-01 | Medium
No | 040206 | Infusion Pumps, Multitherapy | 8100 Alaris Large Volume Pump Module (LVP) | 14086182 | Alaris Medical Systems | DMT Equipment Distribution | Akron | Akron City Campus | Akron City Hospital | Basement | 2014-06-01 | Medium
No | 040207 | Infusion Pumps, Multitherapy | 8100 Alaris Large Volume Pump Module (LVP) | 14086228 | Alaris Medical Systems | DMT Equipment Distribution - SB | Barberton | Barberton Campus | Summa Barberton Hospital | 5th Floor | 2014-06-01 | Medium
No | 040208 | Infusion Pumps, Multitherapy | 8100 Alaris Large Volume Pump Module (LVP) | 14086192 | Alaris Medical Systems | Staff Development | Akron | Corporate Campus | Corporate Center |  | 2014-06-01 | Medium
No | 040209 | Infusion Pumps, Multitherapy | 8100 Alaris Large Volume Pump Module (LVP) | 14086230 | Alaris Medical Systems | DMT Equipment Distribution | Akron | Akron City Campus | Akron City Hospital | Basement | 2014-06-01 | Medium
No | 040210 | Infusion Pumps, Multitherapy | 8100 Alaris Large Volume Pump Module (LVP) | 14087506 | Alaris Medical Systems | DMT Equipment Distribution | Akron | Akron City Campus | Akron City Hospital | Basement | 2014-07-01 | Medium
No | 040211 | Infusion Pumps, Multitherapy | 8100 Alaris Large Volume Pump Module (LVP) | 14087240 | Alaris Medical Systems | DMT Equipment Distribution | Akron | Akron City Campus | Akron City Hospital | Basement | 2014-07-01 | Medium
No | 040212 | Infusion Pumps, Multitherapy | 8100 Alaris Large Volume Pump Module (LVP) | 14086187 | Alaris Medical Systems | DMT Equipment Distribution | Akron | Akron City Campus | Akron City Hospital | Basement | 2014-06-01 | Medium
No | 040213 | Infusion Pumps, Multitherapy | 8100 Alaris Large Volume Pump Module (LVP) | 14086189 | Alaris Medical Systems | DMT Equipment Distribution | Akron | Akron City Campus | Akron City Hospital | Basement | 2014-06-01 | Medium
No | 040214 | Infusion Pumps, Multitherapy | 8100 Alaris Large Volume Pump Module (LVP) | 14086196 | Alaris Medical Systems | DMT Equipment Distribution | Akron | Akron City Campus | Akron City Hospital | Basement | 2014-06-01 | Medium
No | 040215 | Infusion Pumps, Multitherapy | 8100 Alaris Large Volume Pump Module (LVP) | 14086144 | Alaris Medical Systems | DMT Equipment Distribution | Akron | Akron City Campus | Akron City Hospital | Basement | 2014-06-01 | Medium
No | 040216 | Infusion Pumps, Multitherapy | 8100 Alaris Large Volume Pump Module (LVP) | 14086186 | Alaris Medical Systems | DMT Equipment Distribution | Akron | Akron City Campus | Akron City Hospital | Basement | 2014-06-01 | Medium
No | 040217 | Infusion Pumps, Multitherapy | 8100 Alaris Large Volume Pump Module (LVP) | 14086145 | Alaris Medical Systems | Outpatient Oncology - Medina | Barberton | Medina Campus | Medina Medical Center | 1st Floor | 2014-06-01 | Medium
No | 040218 | Infusion Pumps, Multitherapy | 8100 Alaris Large Volume Pump Module (LVP) | 14084852 | Alaris Medical Systems | DMT Equipment Distribution | Akron | Akron City Campus | Akron City Hospital | Basement | 2014-06-01 | Medium
No | 040219 | Infusion Pumps, Multitherapy | 8100 Alaris Large Volume Pump Module (LVP) | 14085898 | Alaris Medical Systems | DMT Equipment Distribution | Akron | Akron City Campus | Akron City Hospital | Basement | 2014-06-01 | Medium
No | 040221 | Infusion Pumps, Multitherapy | 8100 Alaris Large Volume Pump Module (LVP) | 14085904 | Alaris Medical Systems | DMT Equipment Distribution | Akron | Akron City Campus | Akron City Hospital | Basement | 2014-06-01 | Medium
No | 040222 | Infusion Pumps, Multitherapy | 8100 Alaris Large Volume Pump Module (LVP) | 14087389 | Alaris Medical Systems | Emergency Department (ED) - Green | Barberton | Green Campus | Green Medical Center | Ground Floor | 2014-07-01 | Medium
No | 040223 | Infusion Pumps, Multitherapy | 8100 Alaris Large Volume Pump Module (LVP) | 14085705 | Alaris Medical Systems | DMT Equipment Distribution | Akron | Akron City Campus | Akron City Hospital | Basement | 2014-06-01 | Medium
No | 040224 | Infusion Pumps, Multitherapy | 8100 Alaris Large Volume Pump Module (LVP) | 14087119 | Alaris Medical Systems | DMT Equipment Distribution | Akron | Akron City Campus | Akron City Hospital | Basement | 2014-07-01 | Medium
No | 040225 | Infusion Pumps, Multitherapy | 8100 Alaris Large Volume Pump Module (LVP) | 14088045 | Alaris Medical Systems | DMT Equipment Distribution - SB | Barberton | Barberton Campus | Summa Barberton Hospital | 5th Floor | 2014-07-01 | Medium
No | 040226 | Infusion Pumps, Multitherapy | 8100 Alaris Large Volume Pump Module (LVP) | 14087186 | Alaris Medical Systems | DMT Equipment Distribution | Akron | Akron City Campus | Akron City Hospital | Basement | 2014-07-01 | Medium
No | 040229 | Infusion Pumps, Multitherapy | 8100 Alaris Large Volume Pump Module (LVP) | 14087765 | Alaris Medical Systems | DMT Equipment Distribution | Akron | Akron City Campus | Akron City Hospital | Basement | 2014-07-01 | Medium
No | 040230 | Infusion Pumps, Multitherapy | 8100 Alaris Large Volume Pump Module (LVP) | 14088441 | Alaris Medical Systems | DMT Equipment Distribution | Akron | Akron City Campus | Akron City Hospital | Basement | 2014-07-01 | Medium
No | 040232 | Infusion Pumps, Multitherapy | 8100 Alaris Large Volume Pump Module (LVP) | 14087061 | Alaris Medical Systems | DMT Equipment Distribution | Akron | Akron City Campus | Akron City Hospital | Basement | 2014-07-01 | Medium
No | 040233 | Infusion Pumps, Multitherapy | 8100 Alaris Large Volume Pump Module (LVP) | 14087065 | Alaris Medical Systems | DMT Equipment Distribution | Akron | Akron City Campus | Akron City Hospital | Basement | 2014-07-01 | Medium
No | 040234 | Infusion Pumps, Multitherapy | 8100 Alaris Large Volume Pump Module (LVP) | 14088104 | Alaris Medical Systems | DMT Equipment Distribution | Akron | Akron City Campus | Akron City Hospital | Basement | 2014-07-01 | Medium
No | 040235 | Infusion Pumps, Multitherapy | 8100 Alaris Large Volume Pump Module (LVP) | 14087312 | Alaris Medical Systems | DMT Equipment Distribution - SB | Barberton | Barberton Campus | Summa Barberton Hospital | 5th Floor | 2014-07-01 | Medium
No | 040236 | Infusion Pumps, Multitherapy | 8100 Alaris Large Volume Pump Module (LVP) | 14087261 | Alaris Medical Systems | DMT Equipment Distribution | Akron | Akron City Campus | Akron City Hospital | Basement | 2014-07-01 | Medium
No | 040237 | Infusion Pumps, Multitherapy | 8100 Alaris Large Volume Pump Module (LVP) | 14087255 | Alaris Medical Systems | DMT Equipment Distribution | Akron | Akron City Campus | Akron City Hospital | Basement | 2014-07-01 | Medium
No | 040238 | Infusion Pumps, Multitherapy | 8100 Alaris Large Volume Pump Module (LVP) | 14088120 | Alaris Medical Systems | Outpatient Oncology - Medina | Barberton | Medina Campus | Medina Medical Center | 1st Floor | 2014-07-01 | Medium
No | 040239 | Infusion Pumps, Multitherapy | 8100 Alaris Large Volume Pump Module (LVP) | 14088438 | Alaris Medical Systems | Infusion Center - Stow | Akron | Stow-Kent Campus | Stow-Kent Medical Center | 1st Floor | 2014-07-01 | Medium
No | 040240 | Infusion Pumps, Multitherapy | 8100 Alaris Large Volume Pump Module (LVP) | 14085680 | Alaris Medical Systems | DMT Equipment Distribution | Akron | Akron City Campus | Akron City Hospital | Basement | 2014-06-01 | Medium
No | 040241 | Infusion Pumps, Multitherapy | 8100 Alaris Large Volume Pump Module (LVP) | 14086180 | Alaris Medical Systems | DMT Equipment Distribution | Akron | Akron City Campus | Akron City Hospital | Basement | 2014-06-01 | Medium
No | 040242 | Infusion Pumps, Multitherapy | 8100 Alaris Large Volume Pump Module (LVP) | 14087440 | Alaris Medical Systems | DMT Equipment Distribution | Akron | Akron City Campus | Akron City Hospital | Basement | 2014-07-01 | Medium
No | 040243 | Infusion Pumps, Multitherapy | 8100 Alaris Large Volume Pump Module (LVP) | 14087253 | Alaris Medical Systems | DMT Equipment Distribution | Akron | Akron City Campus | Akron City Hospital | Basement | 2014-07-01 | Medium
No | 040244 | Infusion Pumps, Multitherapy | 8100 Alaris Large Volume Pump Module (LVP) | 14087338 | Alaris Medical Systems | DMT Equipment Distribution | Akron | Akron City Campus | Akron City Hospital | Basement | 2014-07-01 | Medium
No | 040245 | Infusion Pumps, Multitherapy | 8100 Alaris Large Volume Pump Module (LVP) | 14087341 | Alaris Medical Systems | DMT Equipment Distribution | Akron | Akron City Campus | Akron City Hospital | Basement | 2014-07-01 | Medium
No | 040246 | Infusion Pumps, Multitherapy | 8100 Alaris Large Volume Pump Module (LVP) | 14087969 | Alaris Medical Systems | DMT Equipment Distribution | Akron | Akron City Campus | Akron City Hospital | Basement | 2014-07-01 | Medium
No | 040247 | Infusion Pumps, Multitherapy | 8100 Alaris Large Volume Pump Module (LVP) | 14082301 | Alaris Medical Systems | DMT Equipment Distribution | Akron | Akron City Campus | Akron City Hospital | Basement | 2014-06-01 | Medium
No | 040248 | Infusion Pumps, Multitherapy | 8100 Alaris Large Volume Pump Module (LVP) | 14087904 | Alaris Medical Systems | Central Processing/Supply - SW | Barberton | Wadsworth Campus | Wadsworth-Rittman Medical Center | 1st Floor | 2014-07-01 | Medium
No | 040249 | Infusion Pumps, Multitherapy | 8100 Alaris Large Volume Pump Module (LVP) | 14086167 | Alaris Medical Systems | Radiation Therapy - Medina | Barberton | Medina Campus | Medina Medical Center | 1st Floor | 2014-06-01 | Medium
No | 040250 | Infusion Pumps, Multitherapy | 8100 Alaris Large Volume Pump Module (LVP) | 14087216 | Alaris Medical Systems | DMT Equipment Distribution | Akron | Akron City Campus | Akron City Hospital | Basement | 2014-07-01 | Medium
No | 040251 | Infusion Pumps, Multitherapy | 8100 Alaris Large Volume Pump Module (LVP) | 14087305 | Alaris Medical Systems | DMT Equipment Distribution | Akron | Akron City Campus | Akron City Hospital | Basement | 2014-07-01 | Medium
No | 040252 | Infusion Pumps, Multitherapy | 8100 Alaris Large Volume Pump Module (LVP) | 14082392 | Alaris Medical Systems | DMT Equipment Distribution | Akron | Akron City Campus | Akron City Hospital | Basement | 2014-06-01 | Medium
No | 040253 | Infusion Pumps, Multitherapy | 8100 Alaris Large Volume Pump Module (LVP) | 14087505 | Alaris Medical Systems | DMT Equipment Distribution | Akron | Akron City Campus | Akron City Hospital | Basement | 2014-07-01 | Medium
No | 040254 | Infusion Pumps, Multitherapy | 8100 Alaris Large Volume Pump Module (LVP) | 14086183 | Alaris Medical Systems | DMT Equipment Distribution | Akron | Akron City Campus | Akron City Hospital | Basement | 2014-06-01 | Medium
No | 040255 | Infusion Pumps, Multitherapy | 8100 Alaris Large Volume Pump Module (LVP) | 14086108 | Alaris Medical Systems | DMT Equipment Distribution | Akron | Akron City Campus | Akron City Hospital | Basement | 2014-06-01 | Medium
No | 040256 | Infusion Pumps, Multitherapy | 8100 Alaris Large Volume Pump Module (LVP) | 14081583 | Alaris Medical Systems | Outpatient Oncology - Medina | Barberton | Medina Campus | Medina Medical Center | 1st Floor | 2014-06-01 | Medium
No | 040257 | Infusion Pumps, Multitherapy | 8100 Alaris Large Volume Pump Module (LVP) | 14086219 | Alaris Medical Systems | Central Processing/Supply - SW | Barberton | Wadsworth Campus | Wadsworth-Rittman Medical Center | 1st Floor | 2014-06-01 | Medium
No | 040258 | Infusion Pumps, Multitherapy | 8100 Alaris Large Volume Pump Module (LVP) | 14082223 | Alaris Medical Systems | DMT Equipment Distribution | Akron | Akron City Campus | Akron City Hospital | Basement | 2014-06-01 | Medium
No | 040259 | Infusion Pumps, Multitherapy | 8100 Alaris Large Volume Pump Module (LVP) | 14085711 | Alaris Medical Systems | DMT Equipment Distribution | Akron | Akron City Campus | Akron City Hospital | Basement | 2014-06-01 | Medium
No | 040260 | Infusion Pumps, Multitherapy | 8100 Alaris Large Volume Pump Module (LVP) | 14088275 | Alaris Medical Systems | DMT Equipment Distribution | Akron | Akron City Campus | Akron City Hospital | Basement | 2014-07-01 | Medium
No | 040261 | Infusion Pumps, Multitherapy | 8100 Alaris Large Volume Pump Module (LVP) | 14088313 | Alaris Medical Systems | DMT Equipment Distribution | Akron | Akron City Campus | Akron City Hospital | Basement | 2014-07-01 | Medium
No | 040262 | Infusion Pumps, Multitherapy | 8100 Alaris Large Volume Pump Module (LVP) | 14087431 | Alaris Medical Systems | DMT Equipment Distribution | Akron | Akron City Campus | Akron City Hospital | Basement | 2014-07-01 | Medium
No | 040263 | Infusion Pumps, Multitherapy | 8100 Alaris Large Volume Pump Module (LVP) | 14088186 | Alaris Medical Systems | DMT Equipment Distribution | Akron | Akron City Campus | Akron City Hospital | Basement | 2014-07-01 | Medium
No | 040268 | Infusion Pumps, Multitherapy | 8100 Alaris Large Volume Pump Module (LVP) | 14087499 | Alaris Medical Systems | DMT Equipment Distribution - SB | Barberton | Barberton Campus | Summa Barberton Hospital | 5th Floor | 2014-07-01 | Medium
No | 040269 | Infusion Pumps, Multitherapy | 8100 Alaris Large Volume Pump Module (LVP) | 14087402 | Alaris Medical Systems | DMT Equipment Distribution | Akron | Akron City Campus | Akron City Hospital | Basement | 2014-07-01 | Medium
No | 040271 | Infusion Pumps, Multitherapy | 8100 Alaris Large Volume Pump Module (LVP) | 14088409 | Alaris Medical Systems | DMT Equipment Distribution | Akron | Akron City Campus | Akron City Hospital | Basement | 2014-07-01 | Medium
No | 040274 | Infusion Pumps, Multitherapy | 8100 Alaris Large Volume Pump Module (LVP) | 14087116 | Alaris Medical Systems | DMT Equipment Distribution | Akron | Akron City Campus | Akron City Hospital | Basement | 2014-07-01 | Medium
No | 040275 | Infusion Pumps, Multitherapy | 8100 Alaris Large Volume Pump Module (LVP) | 14087182 | Alaris Medical Systems | DMT Equipment Distribution | Akron | Akron City Campus | Akron City Hospital | Basement | 2014-07-01 | Medium
No | 040276 | Infusion Pumps, Multitherapy | 8100 Alaris Large Volume Pump Module (LVP) | 14087276 | Alaris Medical Systems | DMT Equipment Distribution | Akron | Akron City Campus | Akron City Hospital | Basement | 2014-07-01 | Medium
No | 040277 | Infusion Pumps, Multitherapy | 8100 Alaris Large Volume Pump Module (LVP) | 14087487 | Alaris Medical Systems | DMT Equipment Distribution | Akron | Akron City Campus | Akron City Hospital | Basement | 2014-07-01 | Medium
No | 040278 | Infusion Pumps, Multitherapy | 8100 Alaris Large Volume Pump Module (LVP) | 14087968 | Alaris Medical Systems | DMT Equipment Distribution - SB | Barberton | Barberton Campus | Summa Barberton Hospital | 5th Floor | 2014-07-01 | Medium
No | 040279 | Infusion Pumps, Multitherapy | 8100 Alaris Large Volume Pump Module (LVP) | 14087334 | Alaris Medical Systems | DMT Equipment Distribution | Akron | Akron City Campus | Akron City Hospital | Basement | 2014-07-01 | Medium
No | 040280 | Infusion Pumps, Multitherapy | 8100 Alaris Large Volume Pump Module (LVP) | 14085707 | Alaris Medical Systems | DMT Equipment Distribution | Akron | Akron City Campus | Akron City Hospital | Basement | 2014-06-01 | Medium
No | 040281 | Infusion Pumps, Multitherapy | 8100 Alaris Large Volume Pump Module (LVP) | 14088451 | Alaris Medical Systems | DMT Equipment Distribution | Akron | Akron City Campus | Akron City Hospital | Basement | 2014-07-01 | Medium
No | 040282 | Infusion Pumps, Multitherapy | 8100 Alaris Large Volume Pump Module (LVP) | 14088445 | Alaris Medical Systems | DMT Equipment Distribution | Akron | Akron City Campus | Akron City Hospital | Basement | 2014-07-01 | Medium
No | 040283 | Infusion Pumps, Multitherapy | 8100 Alaris Large Volume Pump Module (LVP) | 14085713 | Alaris Medical Systems | DMT Equipment Distribution | Akron | Akron City Campus | Akron City Hospital | Basement | 2014-06-01 | Medium
No | 040284 | Infusion Pumps, Multitherapy | 8100 Alaris Large Volume Pump Module (LVP) | 14086117 | Alaris Medical Systems | DMT Equipment Distribution | Akron | Akron City Campus | Akron City Hospital | Basement | 2014-06-01 | Medium
No | 040285 | Infusion Pumps, Multitherapy | 8100 Alaris Large Volume Pump Module (LVP) | 14088029 | Alaris Medical Systems | DMT Equipment Distribution | Akron | Akron City Campus | Akron City Hospital | Basement | 2014-07-01 | Medium
No | 040286 | Infusion Pumps, Multitherapy | 8100 Alaris Large Volume Pump Module (LVP) | 14087442 | Alaris Medical Systems | DMT Equipment Distribution | Akron | Akron City Campus | Akron City Hospital | Basement | 2014-07-01 | Medium
No | 040287 | Infusion Pumps, Multitherapy | 8100 Alaris Large Volume Pump Module (LVP) | 14088134 | Alaris Medical Systems | DMT Equipment Distribution | Akron | Akron City Campus | Akron City Hospital | Basement | 2014-07-01 | Medium
No | 040288 | Infusion Pumps, Multitherapy | 8100 Alaris Large Volume Pump Module (LVP) | 14088440 | Alaris Medical Systems | DMT Equipment Distribution | Akron | Akron City Campus | Akron City Hospital | Basement | 2014-07-01 | Medium
No | 040289 | Infusion Pumps, Multitherapy | 8100 Alaris Large Volume Pump Module (LVP) | 14086184 | Alaris Medical Systems | DMT Equipment Distribution | Akron | Akron City Campus | Akron City Hospital | Basement | 2014-06-01 | Medium
No | 040290 | Infusion Pumps, Multitherapy | 8100 Alaris Large Volume Pump Module (LVP) | 14086210 | Alaris Medical Systems | DMT Equipment Distribution | Akron | Akron City Campus | Akron City Hospital | Basement | 2014-06-01 | Medium
No | 040291 | Infusion Pumps, Multitherapy | 8100 Alaris Large Volume Pump Module (LVP) | 14084974 | Alaris Medical Systems | DMT Equipment Distribution | Akron | Akron City Campus | Akron City Hospital | Basement | 2014-06-01 | Medium
No | 040292 | Infusion Pumps, Multitherapy | 8100 Alaris Large Volume Pump Module (LVP) | 14086217 | Alaris Medical Systems | DMT Equipment Distribution | Akron | Akron City Campus | Akron City Hospital | Basement | 2014-06-01 | Medium
No | 040293 | Infusion Pumps, Multitherapy | 8100 Alaris Large Volume Pump Module (LVP) | 14085908 | Alaris Medical Systems | DMT Equipment Distribution | Akron | Akron City Campus | Akron City Hospital | Basement | 2014-06-01 | Medium
No | 040294 | Infusion Pumps, Multitherapy | 8100 Alaris Large Volume Pump Module (LVP) | 14085982 | Alaris Medical Systems | DMT Equipment Distribution - SB | Barberton | Barberton Campus | Summa Barberton Hospital | 5th Floor | 2014-06-01 | Medium
No | 040295 | Infusion Pumps, Multitherapy | 8100 Alaris Large Volume Pump Module (LVP) | 14082399 | Alaris Medical Systems | DMT Equipment Distribution | Akron | Akron City Campus | Akron City Hospital | Basement | 2014-06-01 | Medium
No | 040296 | Infusion Pumps, Multitherapy | 8100 Alaris Large Volume Pump Module (LVP) | 14085793 | Alaris Medical Systems | DMT Equipment Distribution | Akron | Akron City Campus | Akron City Hospital | Basement | 2014-06-01 | Medium
No | 040298 | Infusion Pumps, Multitherapy | 8100 Alaris Large Volume Pump Module (LVP) | 14087936 | Alaris Medical Systems | DMT Equipment Distribution | Akron | Akron City Campus | Akron City Hospital | Basement | 2014-07-01 | Medium
No | 040299 | Infusion Pumps, Multitherapy | 8100 Alaris Large Volume Pump Module (LVP) | 14087371 | Alaris Medical Systems | DMT Equipment Distribution - SB | Barberton | Barberton Campus | Summa Barberton Hospital | 5th Floor | 2014-07-01 | Medium
No | 040300 | Infusion Pumps, Multitherapy | 8100 Alaris Large Volume Pump Module (LVP) | 14088452 | Alaris Medical Systems | DMT Equipment Distribution | Akron | Akron City Campus | Akron City Hospital | Basement | 2014-07-01 | Medium
No | 040301 | Infusion Pumps, Multitherapy | 8100 Alaris Large Volume Pump Module (LVP) | 14087015 | Alaris Medical Systems | DMT Equipment Distribution | Akron | Akron City Campus | Akron City Hospital | Basement | 2014-07-01 | Medium
No | 040302 | Infusion Pumps, Multitherapy | 8100 Alaris Large Volume Pump Module (LVP) | 14087006 | Alaris Medical Systems | DMT Equipment Distribution | Akron | Akron City Campus | Akron City Hospital | Basement | 2014-07-01 | Medium
No | 040303 | Infusion Pumps, Multitherapy | 8100 Alaris Large Volume Pump Module (LVP) | 14086091 | Alaris Medical Systems | DMT Equipment Distribution | Akron | Akron City Campus | Akron City Hospital | Basement | 2014-07-01 | Medium
No | 040304 | Infusion Pumps, Multitherapy | 8100 Alaris Large Volume Pump Module (LVP) | 14086688 | Alaris Medical Systems | DMT Equipment Distribution | Akron | Akron City Campus | Akron City Hospital | Basement | 2014-07-01 | Medium
No | 040305 | Infusion Pumps, Multitherapy | 8100 Alaris Large Volume Pump Module (LVP) | 14087321 | Alaris Medical Systems | DMT Equipment Distribution | Akron | Akron City Campus | Akron City Hospital | Basement | 2014-07-01 | Medium
No | 040307 | Infusion Pumps, Multitherapy | 8100 Alaris Large Volume Pump Module (LVP) | 14088659 | Alaris Medical Systems | DMT Equipment Distribution | Akron | Akron City Campus | Akron City Hospital | Basement | 2014-07-01 | Medium
No | 040309 | Infusion Pumps, Multitherapy | 8100 Alaris Large Volume Pump Module (LVP) | 14088049 | Alaris Medical Systems | DMT Equipment Distribution - SB | Barberton | Barberton Campus | Summa Barberton Hospital | 5th Floor | 2014-07-01 | Medium
No | 040313 | Infusion Pumps, Multitherapy | 8100 Alaris Large Volume Pump Module (LVP) | 14087660 | Alaris Medical Systems | DMT Equipment Distribution | Akron | Akron City Campus | Akron City Hospital | Basement | 2014-07-01 | Medium
No | 040314 | Infusion Pumps, Multitherapy | 8100 Alaris Large Volume Pump Module (LVP) | 14088360 | Alaris Medical Systems | DMT Equipment Distribution | Akron | Akron City Campus | Akron City Hospital | Basement | 2014-07-01 | Medium
No | 040315 | Infusion Pumps, Multitherapy | 8100 Alaris Large Volume Pump Module (LVP) | 14086947 | Alaris Medical Systems | DMT Equipment Distribution | Akron | Akron City Campus | Akron City Hospital | Basement | 2014-07-01 | Medium
No | 040316 | Infusion Pumps, Multitherapy | 8100 Alaris Large Volume Pump Module (LVP) | 14088026 | Alaris Medical Systems | DMT Equipment Distribution | Akron | Akron City Campus | Akron City Hospital | Basement | 2014-07-01 | Medium
No | 040320 | Infusion Pumps, Multitherapy | 8100 Alaris Large Volume Pump Module (LVP) | 14087264 | Alaris Medical Systems | DMT Equipment Distribution | Akron | Akron City Campus | Akron City Hospital | Basement | 2014-07-01 | Medium
No | 040321 | Infusion Pumps, Multitherapy | 8100 Alaris Large Volume Pump Module (LVP) | 14087174 | Alaris Medical Systems | DMT Equipment Distribution | Akron | Akron City Campus | Akron City Hospital | Basement | 2014-07-01 | Medium
No | 040322 | Infusion Pumps, Multitherapy | 8100 Alaris Large Volume Pump Module (LVP) | 14087438 | Alaris Medical Systems | DMT Equipment Distribution | Akron | Akron City Campus | Akron City Hospital | Basement | 2014-07-01 | Medium
No | 040323 | Infusion Pumps, Multitherapy | 8100 Alaris Large Volume Pump Module (LVP) | 14088064 | Alaris Medical Systems | DMT Equipment Distribution | Akron | Akron City Campus | Akron City Hospital | Basement | 2014-07-01 | Medium
No | 040324 | Infusion Pumps, Multitherapy | 8100 Alaris Large Volume Pump Module (LVP) | 14087522 | Alaris Medical Systems | DMT Equipment Distribution | Akron | Akron City Campus | Akron City Hospital | Basement | 2014-07-01 | Medium
No | 040325 | Infusion Pumps, Multitherapy | 8100 Alaris Large Volume Pump Module (LVP) | 14087113 | Alaris Medical Systems | DMT Equipment Distribution | Akron | Akron City Campus | Akron City Hospital | Basement | 2014-07-01 | Medium
No | 040326 | Infusion Pumps, Multitherapy | 8100 Alaris Large Volume Pump Module (LVP) | 14087509 | Alaris Medical Systems | DMT Equipment Distribution | Akron | Akron City Campus | Akron City Hospital | Basement | 2014-07-01 | Medium
No | 040329 | Infusion Pumps, Multitherapy | 8100 Alaris Large Volume Pump Module (LVP) | 14088336 | Alaris Medical Systems | DMT Equipment Distribution | Akron | Akron City Campus | Akron City Hospital | Basement | 2014-07-01 | Medium
No | 040331 | Infusion Pumps, Multitherapy | 8100 Alaris Large Volume Pump Module (LVP) | 14087323 | Alaris Medical Systems | DMT Equipment Distribution | Akron | Akron City Campus | Akron City Hospital | Basement | 2014-07-01 | Medium
No | 040332 | Infusion Pumps, Multitherapy | 8100 Alaris Large Volume Pump Module (LVP) | 14088211 | Alaris Medical Systems | DMT Equipment Distribution | Akron | Akron City Campus | Akron City Hospital | Basement | 2014-07-01 | Medium
No | 040333 | Infusion Pumps, Multitherapy | 8100 Alaris Large Volume Pump Module (LVP) | 14088218 | Alaris Medical Systems | DMT Equipment Distribution | Akron | Akron City Campus | Akron City Hospital | Basement | 2014-07-01 | Medium
No | 040335 | Infusion Pumps, Multitherapy | 8100 Alaris Large Volume Pump Module (LVP) | 14088074 | Alaris Medical Systems | DMT Equipment Distribution | Akron | Akron City Campus | Akron City Hospital | Basement | 2014-07-01 | Medium
No | 040337 | Infusion Pumps, Multitherapy | 8100 Alaris Large Volume Pump Module (LVP) | 14087492 | Alaris Medical Systems | DMT Equipment Distribution - SB | Barberton | Barberton Campus | Summa Barberton Hospital | 5th Floor | 2014-07-01 | Medium
No | 040338 | Infusion Pumps, Multitherapy | 8100 Alaris Large Volume Pump Module (LVP) | 14087241 | Alaris Medical Systems | DMT Equipment Distribution | Akron | Akron City Campus | Akron City Hospital | Basement | 2014-07-01 | Medium
No | 040339 | Infusion Pumps, Multitherapy | 8100 Alaris Large Volume Pump Module (LVP) | 14087269 | Alaris Medical Systems | DMT Equipment Distribution | Akron | Akron City Campus | Akron City Hospital | Basement | 2014-07-01 | Medium
No | 040340 | Infusion Pumps, Multitherapy | 8100 Alaris Large Volume Pump Module (LVP) | 14088332 | Alaris Medical Systems | DMT Equipment Distribution - SB | Barberton | Green Campus | Green Medical Center | Ground Floor | 2014-07-01 | Medium
No | 040342 | Infusion Pumps, Multitherapy | 8100 Alaris Large Volume Pump Module (LVP) | 14087344 | Alaris Medical Systems | DMT Equipment Distribution | Akron | Akron City Campus | Akron City Hospital | Basement | 2014-07-01 | Medium
No | 040343 | Infusion Pumps, Multitherapy | 8100 Alaris Large Volume Pump Module (LVP) | 14087374 | Alaris Medical Systems | DMT Equipment Distribution | Akron | Akron City Campus | Akron City Hospital | Basement | 2014-07-01 | Medium
No | 040344 | Infusion Pumps, Multitherapy | 8100 Alaris Large Volume Pump Module (LVP) | 14087551 | Alaris Medical Systems | DMT Equipment Distribution | Akron | Akron City Campus | Akron City Hospital | Basement | 2014-07-01 | Medium
No | 040345 | Infusion Pumps, Multitherapy | 8100 Alaris Large Volume Pump Module (LVP) | 14087254 | Alaris Medical Systems | DMT Equipment Distribution | Akron | Akron City Campus | Akron City Hospital | Basement | 2014-07-01 | Medium
No | 040346 | Infusion Pumps, Multitherapy | 8100 Alaris Large Volume Pump Module (LVP) | 14088355 | Alaris Medical Systems | DMT Equipment Distribution | Akron | Akron City Campus | Akron City Hospital | Basement | 2014-07-01 | Medium
No | 040347 | Infusion Pumps, Multitherapy | 8100 Alaris Large Volume Pump Module (LVP) | 14088348 | Alaris Medical Systems | DMT Equipment Distribution | Akron | Akron City Campus | Akron City Hospital | Basement | 2014-07-01 | Medium
No | 040349 | Infusion Pumps, Multitherapy | 8100 Alaris Large Volume Pump Module (LVP) | 14087246 | Alaris Medical Systems | DMT Equipment Distribution | Akron | Akron City Campus | Akron City Hospital | Basement | 2014-07-01 | Medium
No | 040350 | Infusion Pumps, Multitherapy | 8100 Alaris Large Volume Pump Module (LVP) | 14087951 | Alaris Medical Systems | DMT Equipment Distribution | Akron | Akron City Campus | Akron City Hospital | Basement | 2014-07-01 | Medium
No | 040354 | Infusion Pumps, Multitherapy | 8100 Alaris Large Volume Pump Module (LVP) | 14088091 | Alaris Medical Systems | DMT Equipment Distribution | Akron | Akron City Campus | Akron City Hospital | Basement | 2014-07-01 | Medium
No | 040355 | Infusion Pumps, Multitherapy | 8100 Alaris Large Volume Pump Module (LVP) | 14088358 | Alaris Medical Systems | DMT Equipment Distribution | Akron | Akron City Campus | Akron City Hospital | Basement | 2014-07-01 | Medium
No | 040356 | Infusion Pumps, Multitherapy | 8100 Alaris Large Volume Pump Module (LVP) | 14087897 | Alaris Medical Systems | DMT Equipment Distribution - SB | Barberton | Barberton Campus | Summa Barberton Hospital | 5th Floor | 2014-07-01 | Medium
No | 040357 | Infusion Pumps, Multitherapy | 8100 Alaris Large Volume Pump Module (LVP) | 14087801 | Alaris Medical Systems | DMT Equipment Distribution | Akron | Akron City Campus | Akron City Hospital | Basement | 2014-07-01 | Medium
No | 040358 | Infusion Pumps, Multitherapy | 8100 Alaris Large Volume Pump Module (LVP) | 14088081 | Alaris Medical Systems | DMT Equipment Distribution - SB | Barberton | Barberton Campus | Summa Barberton Hospital | 5th Floor | 2014-07-01 | Medium
No | 040359 | Infusion Pumps, Multitherapy | 8100 Alaris Large Volume Pump Module (LVP) | 14087962 | Alaris Medical Systems | DMT Equipment Distribution | Akron | Akron City Campus | Akron City Hospital | Basement | 2014-07-01 | Medium
No | 040360 | Infusion Pumps, Multitherapy | 8100 Alaris Large Volume Pump Module (LVP) | 14087195 | Alaris Medical Systems | DMT Equipment Distribution | Akron | Akron City Campus | Akron City Hospital | Basement | 2014-07-01 | Medium
No | 040361 | Infusion Pumps, Multitherapy | 8100 Alaris Large Volume Pump Module (LVP) | 14087510 | Alaris Medical Systems | DMT Equipment Distribution - SB | Barberton | Barberton Campus | Summa Barberton Hospital | 5th Floor | 2014-07-01 | Medium
No | 040362 | Infusion Pumps, Multitherapy | 8100 Alaris Large Volume Pump Module (LVP) | 14087073 | Alaris Medical Systems | Central Processing/Supply - SW | Barberton | Wadsworth Campus | Wadsworth Emergency Bldg | 1st Floor | 2014-07-01 | Medium
No | 040363 | Infusion Pumps, Multitherapy | 8100 Alaris Large Volume Pump Module (LVP) | 14088025 | Alaris Medical Systems | DMT Equipment Distribution | Akron | Akron City Campus | Akron City Hospital | Basement | 2014-07-01 | Medium
No | 040366 | Infusion Pumps, Multitherapy | 8100 Alaris Large Volume Pump Module (LVP) | 14088084 | Alaris Medical Systems | DMT Equipment Distribution | Akron | Akron City Campus | Akron City Hospital | Basement | 2014-07-01 | Medium
No | 040367 | Infusion Pumps, Multitherapy | 8100 Alaris Large Volume Pump Module (LVP) | 14088093 | Alaris Medical Systems | DMT Equipment Distribution | Akron | Akron City Campus | Akron City Hospital | Basement | 2014-07-01 | Medium
No | 040368 | Infusion Pumps, Multitherapy | 8100 Alaris Large Volume Pump Module (LVP) | 14087892 | Alaris Medical Systems | Infusion Center - Stow | Akron | Stow-Kent Campus | Stow-Kent Medical Center | 1st Floor | 2014-07-01 | Medium
No | 040369 | Infusion Pumps, Multitherapy | 8100 Alaris Large Volume Pump Module (LVP) | 14088483 | Alaris Medical Systems | DMT Equipment Distribution | Akron | Akron City Campus | Akron City Hospital | Basement | 2014-07-01 | Medium
No | 040370 | Infusion Pumps, Multitherapy | 8100 Alaris Large Volume Pump Module (LVP) | 14087406 | Alaris Medical Systems | DMT Equipment Distribution | Akron | Akron City Campus | Akron City Hospital | Basement | 2014-07-01 | Medium
No | 040371 | Infusion Pumps, Multitherapy | 8100 Alaris Large Volume Pump Module (LVP) | 14087391 | Alaris Medical Systems | DMT Equipment Distribution | Akron | Akron City Campus | Akron City Hospital | Basement | 2014-07-01 | Medium
No | 040372 | Infusion Pumps, Multitherapy | 8100 Alaris Large Volume Pump Module (LVP) | 14087339 | Alaris Medical Systems | DMT Equipment Distribution | Akron | Akron City Campus | Akron City Hospital | Basement | 2014-07-01 | Medium
No | 040373 | Infusion Pumps, Multitherapy | 8100 Alaris Large Volume Pump Module (LVP) | 14087952 | Alaris Medical Systems | DMT Equipment Distribution | Akron | Akron City Campus | Akron City Hospital | Basement | 2014-07-01 | Medium
No | 040374 | Infusion Pumps, Multitherapy | 8100 Alaris Large Volume Pump Module (LVP) | 14087259 | Alaris Medical Systems | DMT Equipment Distribution | Akron | Akron City Campus | Akron City Hospital | Basement | 2014-07-01 | Medium
No | 040375 | Infusion Pumps, Multitherapy | 8100 Alaris Large Volume Pump Module (LVP) | 14087180 | Alaris Medical Systems | DMT Equipment Distribution | Akron | Akron City Campus | Akron City Hospital | Basement | 2014-07-01 | Medium
No | 040376 | Infusion Pumps, Multitherapy | 8100 Alaris Large Volume Pump Module (LVP) | 14088234 | Alaris Medical Systems | DMT Equipment Distribution - SB | Barberton | Barberton Campus | Summa Barberton Hospital | 5th Floor | 2014-07-01 | Medium
No | 040377 | Infusion Pumps, Multitherapy | 8100 Alaris Large Volume Pump Module (LVP) | 14087251 | Alaris Medical Systems | DMT Equipment Distribution | Akron | Akron City Campus | Akron City Hospital | Basement | 2014-07-01 | Medium
No | 040378 | Infusion Pumps, Multitherapy | 8100 Alaris Large Volume Pump Module (LVP) | 14087300 | Alaris Medical Systems | DMT Equipment Distribution | Akron | Akron City Campus | Akron City Hospital | Basement | 2014-07-01 | Medium
No | 040380 | Infusion Pumps, Multitherapy | 8100 Alaris Large Volume Pump Module (LVP) | 14087379 | Alaris Medical Systems | DMT Equipment Distribution | Akron | Akron City Campus | Akron City Hospital | Basement | 2014-07-01 | Medium
No | 040381 | Infusion Pumps, Multitherapy | 8100 Alaris Large Volume Pump Module (LVP) | 14087541 | Alaris Medical Systems | DMT Equipment Distribution | Akron | Akron City Campus | Akron City Hospital | Basement | 2014-07-01 | Medium
No | 040383 | Infusion Pumps, Multitherapy | 8100 Alaris Large Volume Pump Module (LVP) | 14087941 | Alaris Medical Systems | DMT Equipment Distribution | Akron | Akron City Campus | Akron City Hospital | Basement | 2014-07-01 | Medium
No | 040384 | Infusion Pumps, Multitherapy | 8100 Alaris Large Volume Pump Module (LVP) | 14088051 | Alaris Medical Systems | DMT Equipment Distribution - SB | Barberton | Barberton Campus | Summa Barberton Hospital | 5th Floor | 2014-07-01 | Medium
No | 040386 | Infusion Pumps, Multitherapy | 8100 Alaris Large Volume Pump Module (LVP) | 14088183 | Alaris Medical Systems | DMT Equipment Distribution | Akron | Akron City Campus | Akron City Hospital | Basement | 2014-07-01 | Medium
No | 040391 | Infusion Pumps, Multitherapy | 8100 Alaris Large Volume Pump Module (LVP) | 14087978 | Alaris Medical Systems | DMT Equipment Distribution | Akron | Akron City Campus | Akron City Hospital | Basement | 2014-07-01 | Medium
No | 040392 | Infusion Pumps, Multitherapy | 8100 Alaris Large Volume Pump Module (LVP) | 14088088 | Alaris Medical Systems | DMT Equipment Distribution | Akron | Akron City Campus | Akron City Hospital | Basement | 2014-07-01 | Medium
No | 040393 | Infusion Pumps, Multitherapy | 8100 Alaris Large Volume Pump Module (LVP) | 14088282 | Alaris Medical Systems | DMT Equipment Distribution | Akron | Akron City Campus | Akron City Hospital | Basement | 2014-07-01 | Medium
No | 040394 | Infusion Pumps, Multitherapy | 8100 Alaris Large Volume Pump Module (LVP) | 14087392 | Alaris Medical Systems | DMT Equipment Distribution | Akron | Akron City Campus | Akron City Hospital | Basement | 2014-07-01 | Medium
No | 040395 | Infusion Pumps, Multitherapy | 8100 Alaris Large Volume Pump Module (LVP) | 14088260 | Alaris Medical Systems | DMT Equipment Distribution | Akron | Akron City Campus | Akron City Hospital | Basement | 2014-07-01 | Medium
No | 040396 | Infusion Pumps, Multitherapy | 8100 Alaris Large Volume Pump Module (LVP) | 14088255 | Alaris Medical Systems | DMT Equipment Distribution | Akron | Akron City Campus | Akron City Hospital | Basement | 2014-07-01 | Medium
No | 040398 | Infusion Pumps, Multitherapy | 8100 Alaris Large Volume Pump Module (LVP) | 14088439 | Alaris Medical Systems | DMT Equipment Distribution | Akron | Akron City Campus | Akron City Hospital | Basement | 2014-07-01 | Medium
No | 040400 | Infusion Pumps, Multitherapy | 8100 Alaris Large Volume Pump Module (LVP) | 14087278 | Alaris Medical Systems | DMT Equipment Distribution | Akron | Akron City Campus | Akron City Hospital | Basement | 2014-07-01 | Medium
No | 040401 | Infusion Pumps, Multitherapy | 8100 Alaris Large Volume Pump Module (LVP) | 14088238 | Alaris Medical Systems | DMT Equipment Distribution | Akron | Akron City Campus | Akron City Hospital | Basement | 2014-07-01 | Medium
No | 040402 | Infusion Pumps, Multitherapy | 8100 Alaris Large Volume Pump Module (LVP) | 14088567 | Alaris Medical Systems | DMT Equipment Distribution | Akron | Akron City Campus | Akron City Hospital | Basement | 2014-07-01 | Medium
No | 040403 | Infusion Pumps, Multitherapy | 8100 Alaris Large Volume Pump Module (LVP) | 14088312 | Alaris Medical Systems | DMT Equipment Distribution | Akron | Akron City Campus | Akron City Hospital | Basement | 2014-07-01 | Medium
No | 040404 | Infusion Pumps, Multitherapy | 8100 Alaris Large Volume Pump Module (LVP) | 14088588 | Alaris Medical Systems | DMT Equipment Distribution | Akron | Akron City Campus | Akron City Hospital | Basement | 2014-07-01 | Medium
No | 040405 | Infusion Pumps, Multitherapy | 8100 Alaris Large Volume Pump Module (LVP) | 14088342 | Alaris Medical Systems | DMT Equipment Distribution | Akron | Akron City Campus | Akron City Hospital | Basement | 2014-07-01 | Medium
No | 040406 | Infusion Pumps, Multitherapy | 8100 Alaris Large Volume Pump Module (LVP) | 14087766 | Alaris Medical Systems | DMT Equipment Distribution | Akron | Akron City Campus | Akron City Hospital | Basement | 2014-07-01 | Medium
No | 040408 | Infusion Pumps, Multitherapy | 8100 Alaris Large Volume Pump Module (LVP) | 14088189 | Alaris Medical Systems | DMT Equipment Distribution | Akron | Akron City Campus | Akron City Hospital | Basement | 2014-07-01 | Medium
No | 040409 | Infusion Pumps, Multitherapy | 8100 Alaris Large Volume Pump Module (LVP) | 14087236 | Alaris Medical Systems | DMT Equipment Distribution | Akron | Akron City Campus | Akron City Hospital | Basement | 2014-07-01 | Medium
No | 040410 | Infusion Pumps, Multitherapy | 8100 Alaris Large Volume Pump Module (LVP) | 14087790 | Alaris Medical Systems | DMT Equipment Distribution | Akron | Akron City Campus | Akron City Hospital | Basement | 2014-07-01 | Medium
No | 040411 | Infusion Pumps, Multitherapy | 8100 Alaris Large Volume Pump Module (LVP) | 14087657 | Alaris Medical Systems | Outpatient Oncology - Medina | Barberton | Medina Campus | Medina Medical Center | 1st Floor | 2014-07-01 | Medium
No | 040413 | Infusion Pumps, Multitherapy | 8100 Alaris Large Volume Pump Module (LVP) | 14087630 | Alaris Medical Systems | DMT Equipment Distribution | Akron | Akron City Campus | Akron City Hospital | Basement | 2014-07-01 | Medium
No | 040414 | Infusion Pumps, Multitherapy | 8100 Alaris Large Volume Pump Module (LVP) | 14088228 | Alaris Medical Systems | Virtual Care Simulation Lab | Akron | Akron City Campus | Akron City Hospital | 1st Floor | 2014-07-01 | Medium
No | 040415 | Infusion Pumps, Multitherapy | 8100 Alaris Large Volume Pump Module (LVP) | 14088127 | Alaris Medical Systems | DMT Equipment Distribution - SB | Barberton | Barberton Campus | Summa Barberton Hospital | 5th Floor | 2014-07-01 | Medium
No | 040462 | Infusion Pumps, Multitherapy | 8100 Alaris Large Volume Pump Module (LVP) | 14087239 | Alaris Medical Systems | DMT Equipment Distribution | Akron | Akron City Campus | Akron City Hospital | Basement | 2014-07-01 | Medium
No | 040463 | Infusion Pumps, Multitherapy | 8100 Alaris Large Volume Pump Module (LVP) | 14088446 | Alaris Medical Systems | DMT Equipment Distribution | Akron | Akron City Campus | Akron City Hospital | Basement | 2014-07-01 | Medium
No | 040498 | Infusion Pumps, Multitherapy | 8100 Alaris Large Volume Pump Module (LVP) | 14088486 | Alaris Medical Systems | DMT Equipment Distribution | Akron | Akron City Campus | Akron City Hospital | Basement | 2014-07-01 | Medium
No | 040666 | Infusion Pumps, Multitherapy | 8100 Alaris Large Volume Pump Module (LVP) | 14088799 | Alaris Medical Systems | DMT Equipment Distribution - SB | Barberton | Barberton Campus | Summa Barberton Hospital | 5th Floor | 2014-07-01 | Medium
No | 040667 | Infusion Pumps, Multitherapy | 8100 Alaris Large Volume Pump Module (LVP) | 14089805 | Alaris Medical Systems | DMT Equipment Distribution | Akron | Akron City Campus | Akron City Hospital | Basement | 2014-07-01 | Medium
No | 040670 | Infusion Pumps, Multitherapy | 8100 Alaris Large Volume Pump Module (LVP) | 14089759 | Alaris Medical Systems | DMT Equipment Distribution - SB | Barberton | Barberton Campus | Summa Barberton Hospital | 5th Floor | 2014-07-01 | Medium
No | 040671 | Infusion Pumps, Multitherapy | 8100 Alaris Large Volume Pump Module (LVP) | 14089507 | Alaris Medical Systems | SCI-CV Testing Center - Stow | Akron | Stow-Kent Campus | Stow-Kent Medical Center | 1st Floor | 2014-07-01 | Medium
No | 040672 | Infusion Pumps, Multitherapy | 8100 Alaris Large Volume Pump Module (LVP) | 14089778 | Alaris Medical Systems | DMT Equipment Distribution | Akron | Akron City Campus | Akron City Hospital | Basement | 2014-07-01 | Medium
No | 040673 | Infusion Pumps, Multitherapy | 8100 Alaris Large Volume Pump Module (LVP) | 14089279 | Alaris Medical Systems | DMT Equipment Distribution | Akron | Akron City Campus | Akron City Hospital | Basement | 2014-07-01 | Medium
No | 040675 | Infusion Pumps, Multitherapy | 8100 Alaris Large Volume Pump Module (LVP) | 14087802 | Alaris Medical Systems | DMT Equipment Distribution | Akron | Akron City Campus | Akron City Hospital | Basement | 2014-07-01 | Medium
No | 040676 | Infusion Pumps, Multitherapy | 8100 Alaris Large Volume Pump Module (LVP) | 14088714 | Alaris Medical Systems | Central Processing/Supply - SW | Barberton | Wadsworth Campus | Wadsworth-Rittman Medical Center | 1st Floor | 2014-07-01 | Medium
No | 040677 | Infusion Pumps, Multitherapy | 8100 Alaris Large Volume Pump Module (LVP) | 14084965 | Alaris Medical Systems | DMT Equipment Distribution - SB | Barberton | Barberton Campus | Summa Barberton Hospital | 5th Floor | 2014-07-01 | Medium
No | 040678 | Infusion Pumps, Multitherapy | 8100 Alaris Large Volume Pump Module (LVP) | 14087266 | Alaris Medical Systems | DMT Equipment Distribution | Akron | Akron City Campus | Akron City Hospital | Basement | 2014-06-01 | Medium
No | 040679 | Infusion Pumps, Multitherapy | 8100 Alaris Large Volume Pump Module (LVP) | 14087263 | Alaris Medical Systems | DMT Equipment Distribution | Akron | Akron City Campus | Akron City Hospital | Basement | 2014-06-01 | Medium
No | 040680 | Infusion Pumps, Multitherapy | 8100 Alaris Large Volume Pump Module (LVP) | 14088701 | Alaris Medical Systems | DMT Equipment Distribution | Akron | Akron City Campus | Akron City Hospital | Basement | 2014-07-01 | Medium
No | 040681 | Infusion Pumps, Multitherapy | 8100 Alaris Large Volume Pump Module (LVP) | 14088816 | Alaris Medical Systems | DMT Equipment Distribution - SB | Barberton | Barberton Campus | Summa Barberton Hospital | 5th Floor | 2014-07-01 | Medium
No | 040682 | Infusion Pumps, Multitherapy | 8100 Alaris Large Volume Pump Module (LVP) | 14089221 | Alaris Medical Systems | DMT Equipment Distribution | Akron | Akron City Campus | Akron City Hospital | Basement | 2014-07-01 | Medium
No | 040683 | Infusion Pumps, Multitherapy | 8100 Alaris Large Volume Pump Module (LVP) | 14089377 | Alaris Medical Systems | DMT Equipment Distribution | Akron | Akron City Campus | Akron City Hospital | Basement | 2014-07-01 | Medium
No | 040684 | Infusion Pumps, Multitherapy | 8100 Alaris Large Volume Pump Module (LVP) | 14087318 | Alaris Medical Systems | DMT Equipment Distribution - SB | Barberton | Barberton Campus | Summa Barberton Hospital | 5th Floor | 2014-06-01 | Medium
No | 040685 | Infusion Pumps, Multitherapy | 8100 Alaris Large Volume Pump Module (LVP) | 14089271 | Alaris Medical Systems | DMT Equipment Distribution - SB | Barberton | Barberton Campus | Summa Barberton Hospital | 5th Floor | 2014-07-01 | Medium
No | 040686 | Infusion Pumps, Multitherapy | 8100 Alaris Large Volume Pump Module (LVP) | 14088502 | Alaris Medical Systems | DMT Equipment Distribution - SB | Barberton | Barberton Campus | Summa Barberton Hospital | 5th Floor | 2014-07-01 | Medium
No | 040687 | Infusion Pumps, Multitherapy | 8100 Alaris Large Volume Pump Module (LVP) | 14087304 | Alaris Medical Systems | DMT Equipment Distribution - SB | Barberton | Barberton Campus | Summa Barberton Hospital | 5th Floor | 2014-06-01 | Medium
No | 040688 | Infusion Pumps, Multitherapy | 8100 Alaris Large Volume Pump Module (LVP) | 14089980 | Alaris Medical Systems | DMT Equipment Distribution - SB | Barberton | Barberton Campus | Summa Barberton Hospital | 5th Floor | 2014-07-01 | Medium
No | 040689 | Infusion Pumps, Multitherapy | 8100 Alaris Large Volume Pump Module (LVP) | 14089891 | Alaris Medical Systems | Health Tech Mgmt - SB | Barberton | Barberton Campus | Summa Barberton Hospital | 5th Floor | 2014-07-01 | Medium
No | 040690 | Infusion Pumps, Multitherapy | 8100 Alaris Large Volume Pump Module (LVP) | 14088823 | Alaris Medical Systems | DMT Equipment Distribution | Akron | Akron City Campus | Akron City Hospital | Basement | 2014-07-01 | Medium
No | 040691 | Infusion Pumps, Multitherapy | 8100 Alaris Large Volume Pump Module (LVP) | 14086208 | Alaris Medical Systems | Neurology Outpatient - Portage Lakes | Barberton | Portage Lakes Campus | Summa Health Portage Lakes Medical Center | Ground Floor | 2014-07-01 | Medium
No | 040692 | Infusion Pumps, Multitherapy | 8100 Alaris Large Volume Pump Module (LVP) | 14086134 | Alaris Medical Systems | DMT Equipment Distribution | Akron | Akron City Campus | Akron City Hospital | Basement | 2014-07-01 | Medium
No | 040693 | Infusion Pumps, Multitherapy | 8100 Alaris Large Volume Pump Module (LVP) | 14088635 | Alaris Medical Systems | DMT Equipment Distribution - SB | Barberton | Barberton Campus | Summa Barberton Hospital | 5th Floor | 2014-07-01 | Medium
No | 040694 | Infusion Pumps, Multitherapy | 8100 Alaris Large Volume Pump Module (LVP) | 14088776 | Alaris Medical Systems | DMT Equipment Distribution - SB | Barberton | Barberton Campus | Summa Barberton Hospital | 5th Floor | 2014-07-01 | Medium
No | 040695 | Infusion Pumps, Multitherapy | 8100 Alaris Large Volume Pump Module (LVP) | 14087345 | Alaris Medical Systems | DMT Equipment Distribution | Akron | Akron City Campus | Akron City Hospital | Basement | 2014-06-01 | Medium
No | 040696 | Infusion Pumps, Multitherapy | 8100 Alaris Large Volume Pump Module (LVP) | 14089317 | Alaris Medical Systems | DMT Equipment Distribution - SB | Barberton | Barberton Campus | Summa Barberton Hospital | 5th Floor | 2014-07-01 | Medium
No | 040708 | Infusion Pumps, Multitherapy | 8100 Alaris Large Volume Pump Module (LVP) | 14088889 | Alaris Medical Systems | DMT Equipment Distribution | Akron | Akron City Campus | Akron City Hospital | Basement | 2014-07-01 | Medium
No | 040709 | Infusion Pumps, Multitherapy | 8100 Alaris Large Volume Pump Module (LVP) | 14086209 | Alaris Medical Systems | DMT Equipment Distribution | Akron | Akron City Campus | Akron City Hospital | Basement | 2014-07-01 | Medium
No | 040710 | Infusion Pumps, Multitherapy | 8100 Alaris Large Volume Pump Module (LVP) | 14088666 | Alaris Medical Systems | Infusion Center - Stow | Akron | Stow-Kent Campus | Stow-Kent Medical Center | 1st Floor | 2014-07-01 | Medium
No | 040711 | Infusion Pumps, Multitherapy | 8100 Alaris Large Volume Pump Module (LVP) | 14089642 | Alaris Medical Systems | DMT Equipment Distribution | Akron | Akron City Campus | Akron City Hospital | Basement | 2014-07-01 | Medium
No | 040712 | Infusion Pumps, Multitherapy | 8100 Alaris Large Volume Pump Module (LVP) | 14089687 | Alaris Medical Systems | DMT Equipment Distribution - SB | Barberton | Barberton Campus | Summa Barberton Hospital | 5th Floor | 2014-07-01 | Medium
No | 040713 | Infusion Pumps, Multitherapy | 8100 Alaris Large Volume Pump Module (LVP) | 14087314 | Alaris Medical Systems | DMT Equipment Distribution | Akron | Akron City Campus | Akron City Hospital | Basement | 2014-07-01 | Medium
No | 040714 | Infusion Pumps, Multitherapy | 8100 Alaris Large Volume Pump Module (LVP) | 14087914 | Alaris Medical Systems | DMT Equipment Distribution - SB | Barberton | Barberton Campus | Summa Barberton Hospital | 5th Floor | 2014-07-01 | Medium
No | 040715 | Infusion Pumps, Multitherapy | 8100 Alaris Large Volume Pump Module (LVP) | 14089435 | Alaris Medical Systems | DMT Equipment Distribution - SB | Barberton | Barberton Campus | Summa Barberton Hospital | 5th Floor | 2014-07-01 | Medium
No | 040716 | Infusion Pumps, Multitherapy | 8100 Alaris Large Volume Pump Module (LVP) | 14090093 | Alaris Medical Systems | DMT Equipment Distribution - SB | Barberton | Barberton Campus | Summa Barberton Hospital | 5th Floor | 2014-07-01 | Medium
No | 040717 | Infusion Pumps, Multitherapy | 8100 Alaris Large Volume Pump Module (LVP) | 14089822 | Alaris Medical Systems | DMT Equipment Distribution - SB | Barberton | Barberton Campus | Summa Barberton Hospital | 5th Floor | 2014-07-01 | Medium
No | 040718 | Infusion Pumps, Multitherapy | 8100 Alaris Large Volume Pump Module (LVP) | 14089324 | Alaris Medical Systems | Infusion Center - Stow | Akron | Stow-Kent Campus | Stow-Kent Medical Center | 1st Floor | 2014-07-01 | Medium
No | 040719 | Infusion Pumps, Multitherapy | 8100 Alaris Large Volume Pump Module (LVP) | 14088508 | Alaris Medical Systems | DMT Equipment Distribution | Akron | Akron City Campus | Akron City Hospital | Basement | 2014-07-01 | Medium
No | 040720 | Infusion Pumps, Multitherapy | 8100 Alaris Large Volume Pump Module (LVP) | 14088708 | Alaris Medical Systems | DMT Equipment Distribution - SB | Barberton | Barberton Campus | Summa Barberton Hospital | 5th Floor | 2014-07-01 | Medium
No | 040721 | Infusion Pumps, Multitherapy | 8100 Alaris Large Volume Pump Module (LVP) | 14089481 | Alaris Medical Systems | DMT Equipment Distribution - SB | Barberton | Barberton Campus | Summa Barberton Hospital | 5th Floor | 2014-07-01 | Medium
No | 040722 | Infusion Pumps, Multitherapy | 8100 Alaris Large Volume Pump Module (LVP) | 14088818 | Alaris Medical Systems | Central Processing/Supply - SW | Barberton | Wadsworth Campus | Wadsworth-Rittman Medical Center | 1st Floor | 2014-07-01 | Medium
No | 040723 | Infusion Pumps, Multitherapy | 8100 Alaris Large Volume Pump Module (LVP) | 14089223 | Alaris Medical Systems | DMT Equipment Distribution | Akron | Akron City Campus | Akron City Hospital | Basement | 2014-07-01 | Medium
No | 040724 | Infusion Pumps, Multitherapy | 8100 Alaris Large Volume Pump Module (LVP) | 14089528 | Alaris Medical Systems | DMT Equipment Distribution | Akron | Akron City Campus | Akron City Hospital | Basement | 2014-07-01 | Medium
No | 040725 | Infusion Pumps, Multitherapy | 8100 Alaris Large Volume Pump Module (LVP) | 14088613 | Alaris Medical Systems | DMT Equipment Distribution - SB | Barberton | Barberton Campus | Summa Barberton Hospital | 5th Floor | 2014-07-01 | Medium
No | 040726 | Infusion Pumps, Multitherapy | 8100 Alaris Large Volume Pump Module (LVP) | 14089795 | Alaris Medical Systems | DMT Equipment Distribution | Akron | Akron City Campus | Akron City Hospital | Basement | 2014-07-01 | Medium
No | 040739 | Infusion Pumps, Multitherapy | 8100 Alaris Large Volume Pump Module (LVP) | 14087306 | Alaris Medical Systems | DMT Equipment Distribution - SB | Barberton | Barberton Campus | Summa Barberton Hospital | 5th Floor | 2014-06-01 | Medium
No | 040740 | Infusion Pumps, Multitherapy | 8100 Alaris Large Volume Pump Module (LVP) | 14090059 | Alaris Medical Systems | DMT Equipment Distribution - SB | Barberton | Barberton Campus | Summa Barberton Hospital | 5th Floor | 2014-07-01 | Medium
No | 040741 | Infusion Pumps, Multitherapy | 8100 Alaris Large Volume Pump Module (LVP) | 14089222 | Alaris Medical Systems | DMT Equipment Distribution - SB | Barberton | Barberton Campus | Summa Barberton Hospital | 5th Floor | 2014-07-01 | Medium
No | 040742 | Infusion Pumps, Multitherapy | 8100 Alaris Large Volume Pump Module (LVP) | 14089227 | Alaris Medical Systems | DMT Equipment Distribution | Akron | Akron City Campus | Akron City Hospital | Basement | 2014-07-01 | Medium
No | 040743 | Infusion Pumps, Multitherapy | 8100 Alaris Large Volume Pump Module (LVP) | 14089838 | Alaris Medical Systems | DMT Equipment Distribution - SB | Barberton | Barberton Campus | Summa Barberton Hospital | 5th Floor | 2014-07-01 | Medium
No | 040744 | Infusion Pumps, Multitherapy | 8100 Alaris Large Volume Pump Module (LVP) | 14089288 | Alaris Medical Systems | DMT Equipment Distribution | Akron | Akron City Campus | Akron City Hospital | Basement | 2014-07-01 | Medium
No | 040745 | Infusion Pumps, Multitherapy | 8100 Alaris Large Volume Pump Module (LVP) | 14089250 | Alaris Medical Systems | DMT Equipment Distribution - SB | Barberton | Barberton Campus | Summa Barberton Hospital | 5th Floor | 2014-07-01 | Medium
No | 040746 | Infusion Pumps, Multitherapy | 8100 Alaris Large Volume Pump Module (LVP) | 14089228 | Alaris Medical Systems | DMT Equipment Distribution | Akron | Akron City Campus | Akron City Hospital | Basement | 2014-07-01 | Medium
No | 040747 | Infusion Pumps, Multitherapy | 8100 Alaris Large Volume Pump Module (LVP) | 14089503 | Alaris Medical Systems | DMT Equipment Distribution | Akron | Akron City Campus | Akron City Hospital | Basement | 2014-07-01 | Medium
No | 040748 | Infusion Pumps, Multitherapy | 8100 Alaris Large Volume Pump Module (LVP) | 14088622 | Alaris Medical Systems | DMT Equipment Distribution - SB | Barberton | Barberton Campus | Summa Barberton Hospital | 5th Floor | 2014-07-01 | Medium
No | 040749 | Infusion Pumps, Multitherapy | 8100 Alaris Large Volume Pump Module (LVP) | 14088892 | Alaris Medical Systems | DMT Equipment Distribution | Akron | Akron City Campus | Akron City Hospital | Basement | 2014-07-01 | Medium
No | 040750 | Infusion Pumps, Multitherapy | 8100 Alaris Large Volume Pump Module (LVP) | 14088350 | Alaris Medical Systems | DMT Equipment Distribution - SB | Barberton | Barberton Campus | Summa Barberton Hospital | 5th Floor | 2014-07-01 | Medium
No | 040751 | Infusion Pumps, Multitherapy | 8100 Alaris Large Volume Pump Module (LVP) | 14088891 | Alaris Medical Systems | DMT Equipment Distribution - SB | Barberton | Green Campus | Green Medical Center | Ground Floor | 2014-07-01 | Medium
No | 040752 | Infusion Pumps, Multitherapy | 8100 Alaris Large Volume Pump Module (LVP) | 14089029 | Alaris Medical Systems | DMT Equipment Distribution | Akron | Akron City Campus | Akron City Hospital | Basement | 2014-07-01 | Medium
No | 040754 | Infusion Pumps, Multitherapy | 8100 Alaris Large Volume Pump Module (LVP) | 14089428 | Alaris Medical Systems | DMT Equipment Distribution | Akron | Akron City Campus | Akron City Hospital | Basement | 2014-07-01 | Medium
No | 040755 | Infusion Pumps, Multitherapy | 8100 Alaris Large Volume Pump Module (LVP) | 14087378 | Alaris Medical Systems | DMT Equipment Distribution | Akron | Akron City Campus | Akron City Hospital | Basement | 2014-06-01 | Medium
No | 040756 | Infusion Pumps, Multitherapy | 8100 Alaris Large Volume Pump Module (LVP) | 14088339 | Alaris Medical Systems | DMT Equipment Distribution | Akron | Akron City Campus | Akron City Hospital | Basement | 2014-07-01 | Medium
No | 040757 | Infusion Pumps, Multitherapy | 8100 Alaris Large Volume Pump Module (LVP) | 14089293 | Alaris Medical Systems | DMT Equipment Distribution | Akron | Akron City Campus | Akron City Hospital | Basement | 2014-07-01 | Medium
No | 040758 | Infusion Pumps, Multitherapy | 8100 Alaris Large Volume Pump Module (LVP) | 14087307 | Alaris Medical Systems | DMT Equipment Distribution | Akron | Akron City Campus | Akron City Hospital | Basement | 2014-06-01 | Medium
No | 040759 | Infusion Pumps, Multitherapy | 8100 Alaris Large Volume Pump Module (LVP) | 14089753 | Alaris Medical Systems | DMT Equipment Distribution | Akron | Akron City Campus | Akron City Hospital | Basement | 2014-07-01 | Medium
No | 040760 | Infusion Pumps, Multitherapy | 8100 Alaris Large Volume Pump Module (LVP) | 14088767 | Alaris Medical Systems | DMT Equipment Distribution - SB | Barberton | Barberton Campus | Summa Barberton Hospital | 5th Floor | 2014-07-01 | Medium
No | 040762 | Infusion Pumps, Multitherapy | 8100 Alaris Large Volume Pump Module (LVP) | 14089914 | Alaris Medical Systems | DMT Equipment Distribution | Akron | Akron City Campus | Akron City Hospital | Basement | 2014-07-01 | Medium
No | 040763 | Infusion Pumps, Multitherapy | 8100 Alaris Large Volume Pump Module (LVP) | 14087333 | Alaris Medical Systems | DMT Equipment Distribution | Akron | Akron City Campus | Akron City Hospital | Basement | 2014-06-01 | Medium
No | 040764 | Infusion Pumps, Multitherapy | 8100 Alaris Large Volume Pump Module (LVP) | 14089865 | Alaris Medical Systems | DMT Equipment Distribution | Akron | Akron City Campus | Akron City Hospital | Basement | 2014-07-01 | Medium
No | 040765 | Infusion Pumps, Multitherapy | 8100 Alaris Large Volume Pump Module (LVP) | 14088233 | Alaris Medical Systems | DMT Equipment Distribution | Akron | Akron City Campus | Akron City Hospital | Basement | 2014-06-01 | Medium
No | 040766 | Infusion Pumps, Multitherapy | 8100 Alaris Large Volume Pump Module (LVP) | 14088469 | Alaris Medical Systems | DMT Equipment Distribution - SB | Barberton | Barberton Campus | Summa Barberton Hospital | 5th Floor | 2014-07-01 | Medium
No | 040767 | Infusion Pumps, Multitherapy | 8100 Alaris Large Volume Pump Module (LVP) | 14087244 | Alaris Medical Systems | DMT Equipment Distribution - SB | Barberton | Barberton Campus | Summa Barberton Hospital | 5th Floor | 2014-07-01 | Medium
No | 040768 | Infusion Pumps, Multitherapy | 8100 Alaris Large Volume Pump Module (LVP) | 14088878 | Alaris Medical Systems | DMT Equipment Distribution | Akron | Akron City Campus | Akron City Hospital | Basement | 2014-07-01 | Medium
No | 040769 | Infusion Pumps, Multitherapy | 8100 Alaris Large Volume Pump Module (LVP) | 14089500 | Alaris Medical Systems | DMT Equipment Distribution | Akron | Akron City Campus | Akron City Hospital | Basement | 2014-07-01 | Medium
No | 040770 | Infusion Pumps, Multitherapy | 8100 Alaris Large Volume Pump Module (LVP) | 14088738 | Alaris Medical Systems | DMT Equipment Distribution | Akron | Akron City Campus | Akron City Hospital | Basement | 2014-07-01 | Medium
No | 040771 | Infusion Pumps, Multitherapy | 8100 Alaris Large Volume Pump Module (LVP) | 14089275 | Alaris Medical Systems | DMT Equipment Distribution - SB | Barberton | Barberton Campus | Summa Barberton Hospital | 5th Floor | 2014-07-01 | Medium
No | 040772 | Infusion Pumps, Multitherapy | 8100 Alaris Large Volume Pump Module (LVP) | 14089796 | Alaris Medical Systems | DMT Equipment Distribution - SB | Barberton | Barberton Campus | Summa Barberton Hospital | 5th Floor | 2014-07-01 | Medium
No | 040773 | Infusion Pumps, Multitherapy | 8100 Alaris Large Volume Pump Module (LVP) | 14089386 | Alaris Medical Systems | Central Processing/Supply - SW | Barberton | Wadsworth Campus | Wadsworth-Rittman Medical Center | 1st Floor | 2014-07-01 | Medium
No | 040774 | Infusion Pumps, Multitherapy | 8100 Alaris Large Volume Pump Module (LVP) | 14089225 | Alaris Medical Systems | DMT Equipment Distribution | Akron | Akron City Campus | Akron City Hospital | Basement | 2014-07-01 | Medium
No | 040775 | Infusion Pumps, Multitherapy | 8100 Alaris Large Volume Pump Module (LVP) | 14088510 | Alaris Medical Systems | DMT Equipment Distribution - SB | Barberton | Barberton Campus | Summa Barberton Hospital | 5th Floor | 2014-07-01 | Medium
No | 040776 | Infusion Pumps, Multitherapy | 8100 Alaris Large Volume Pump Module (LVP) | 14088304 | Alaris Medical Systems | DMT Equipment Distribution | Akron | Akron City Campus | Akron City Hospital | Basement | 2014-07-01 | Medium
No | 040777 | Infusion Pumps, Multitherapy | 8100 Alaris Large Volume Pump Module (LVP) | 14088987 | Alaris Medical Systems | DMT Equipment Distribution - SB | Barberton | Barberton Campus | Summa Barberton Hospital | 5th Floor | 2014-07-01 | Medium
No | 040778 | Infusion Pumps, Multitherapy | 8100 Alaris Large Volume Pump Module (LVP) | 14090080 | Alaris Medical Systems | Central Processing/Supply - SW | Barberton | Wadsworth Campus | Wadsworth-Rittman Medical Center | 1st Floor | 2014-07-01 | Medium
No | 040779 | Infusion Pumps, Multitherapy | 8100 Alaris Large Volume Pump Module (LVP) | 14088125 | Alaris Medical Systems | DMT Equipment Distribution | Akron | Akron City Campus | Akron City Hospital | Basement | 2014-06-01 | Medium
No | 040780 | Infusion Pumps, Multitherapy | 8100 Alaris Large Volume Pump Module (LVP) | 14087905 | Alaris Medical Systems | DMT Equipment Distribution | Akron | Akron City Campus | Akron City Hospital | Basement | 2014-07-01 | Medium
No | 040781 | Infusion Pumps, Multitherapy | 8100 Alaris Large Volume Pump Module (LVP) | 14089285 | Alaris Medical Systems | DMT Equipment Distribution | Akron | Akron City Campus | Akron City Hospital | Basement | 2014-07-01 | Medium
No | 040782 | Infusion Pumps, Multitherapy | 8100 Alaris Large Volume Pump Module (LVP) | 14088896 | Alaris Medical Systems | DMT Equipment Distribution | Akron | Akron City Campus | Akron City Hospital | Basement | 2014-07-01 | Medium
No | 040783 | Infusion Pumps, Multitherapy | 8100 Alaris Large Volume Pump Module (LVP) | 14088900 | Alaris Medical Systems | DMT Equipment Distribution - SB | Barberton | Barberton Campus | Summa Barberton Hospital | 5th Floor | 2014-07-01 | Medium
No | 040784 | Infusion Pumps, Multitherapy | 8100 Alaris Large Volume Pump Module (LVP) | 14089248 | Alaris Medical Systems | DMT Equipment Distribution | Akron | Akron City Campus | Akron City Hospital | Basement | 2014-07-01 | Medium
No | 040785 | Infusion Pumps, Multitherapy | 8100 Alaris Large Volume Pump Module (LVP) | 14089267 | Alaris Medical Systems | DMT Equipment Distribution - SB | Barberton | Barberton Campus | Summa Barberton Hospital | 5th Floor | 2014-07-01 | Medium
No | 040786 | Infusion Pumps, Multitherapy | 8100 Alaris Large Volume Pump Module (LVP) | 14089269 | Alaris Medical Systems | DMT Equipment Distribution - SB | Barberton | Barberton Campus | Summa Barberton Hospital | 5th Floor | 2014-07-01 | Medium
No | 040787 | Infusion Pumps, Multitherapy | 8100 Alaris Large Volume Pump Module (LVP) | 14089322 | Alaris Medical Systems | DMT Equipment Distribution - SB | Barberton | Barberton Campus | Summa Barberton Hospital | 5th Floor | 2014-07-01 | Medium
No | 040788 | Infusion Pumps, Multitherapy | 8100 Alaris Large Volume Pump Module (LVP) | 14089354 | Alaris Medical Systems | DMT Equipment Distribution | Akron | Akron City Campus | Akron City Hospital | Basement | 2014-07-01 | Medium
No | 040790 | Infusion Pumps, Multitherapy | 8100 Alaris Large Volume Pump Module (LVP) | 14089106 | Alaris Medical Systems | DMT Equipment Distribution | Akron | Akron City Campus | Akron City Hospital | Basement | 2014-07-01 | Medium
No | 040791 | Infusion Pumps, Multitherapy | 8100 Alaris Large Volume Pump Module (LVP) | 14087527 | Alaris Medical Systems | DMT Equipment Distribution - SB | Barberton | Barberton Campus | Summa Barberton Hospital | 5th Floor | 2014-06-01 | Medium
No | 040792 | Infusion Pumps, Multitherapy | 8100 Alaris Large Volume Pump Module (LVP) | 14089658 | Alaris Medical Systems | DMT Equipment Distribution - SB | Barberton | Barberton Campus | Summa Barberton Hospital | 5th Floor | 2014-07-01 | Medium
No | 040793 | Infusion Pumps, Multitherapy | 8100 Alaris Large Volume Pump Module (LVP) | 14086109 | Alaris Medical Systems | DMT Equipment Distribution | Akron | Akron City Campus | Akron City Hospital | Basement | 2014-07-01 | Medium
No | 040794 | Infusion Pumps, Multitherapy | 8100 Alaris Large Volume Pump Module (LVP) | 14089534 | Alaris Medical Systems | DMT Equipment Distribution | Akron | Akron City Campus | Akron City Hospital | Basement | 2014-07-01 | Medium
No | 040795 | Infusion Pumps, Multitherapy | 8100 Alaris Large Volume Pump Module (LVP) | 14087432 | Alaris Medical Systems | DMT Equipment Distribution | Akron | Akron City Campus | Akron City Hospital | Basement | 2014-06-01 | Medium
No | 040796 | Infusion Pumps, Multitherapy | 8100 Alaris Large Volume Pump Module (LVP) | 14088908 | Alaris Medical Systems | DMT Equipment Distribution | Akron | Akron City Campus | Akron City Hospital | Basement | 2014-07-01 | Medium
No | 040797 | Infusion Pumps, Multitherapy | 8100 Alaris Large Volume Pump Module (LVP) | 14088357 | Alaris Medical Systems | DMT Equipment Distribution - SB | Barberton | Barberton Campus | Summa Barberton Hospital | 5th Floor | 2014-07-01 | Medium
No | 040798 | Infusion Pumps, Multitherapy | 8100 Alaris Large Volume Pump Module (LVP) | 14087252 | Alaris Medical Systems | DMT Equipment Distribution | Akron | Akron City Campus | Akron City Hospital | Basement | 2014-06-01 | Medium
No | 040799 | Infusion Pumps, Multitherapy | 8100 Alaris Large Volume Pump Module (LVP) | 14088857 | Alaris Medical Systems | DMT Equipment Distribution - SB | Barberton | Barberton Campus | Summa Barberton Hospital | 5th Floor | 2014-07-01 | Medium
No | 040800 | Infusion Pumps, Multitherapy | 8100 Alaris Large Volume Pump Module (LVP) | 14087808 | Alaris Medical Systems | DMT Equipment Distribution | Akron | Akron City Campus | Akron City Hospital | Basement | 2014-07-01 | Medium
No | 040802 | Infusion Pumps, Multitherapy | 8100 Alaris Large Volume Pump Module (LVP) | 14088156 | Alaris Medical Systems | DMT Equipment Distribution | Akron | Akron City Campus | Akron City Hospital | Basement | 2014-06-01 | Medium
No | 040803 | Infusion Pumps, Multitherapy | 8100 Alaris Large Volume Pump Module (LVP) | 14088648 | Alaris Medical Systems | DMT Equipment Distribution - SB | Barberton | Barberton Campus | Summa Barberton Hospital | 5th Floor | 2014-07-01 | Medium
No | 040804 | Infusion Pumps, Multitherapy | 8100 Alaris Large Volume Pump Module (LVP) | 14088665 | Alaris Medical Systems | DMT Equipment Distribution - SB | Barberton | Barberton Campus | Summa Barberton Hospital | 5th Floor | 2014-07-01 | Medium
No | 040805 | Infusion Pumps, Multitherapy | 8100 Alaris Large Volume Pump Module (LVP) | 14085948 | Alaris Medical Systems | DMT Equipment Distribution - SB | Barberton | Barberton Campus | Summa Barberton Hospital | 5th Floor | 2014-07-01 | Medium
No | 040806 | Infusion Pumps, Multitherapy | 8100 Alaris Large Volume Pump Module (LVP) | 14089905 | Alaris Medical Systems | DMT Equipment Distribution - SB | Barberton | Barberton Campus | Summa Barberton Hospital | 5th Floor | 2014-07-01 | Medium
No | 040807 | Infusion Pumps, Multitherapy | 8100 Alaris Large Volume Pump Module (LVP) | 14088845 | Alaris Medical Systems | DMT Equipment Distribution | Akron | Akron City Campus | Akron City Hospital | Basement | 2014-07-01 | Medium
No | 040808 | Infusion Pumps, Multitherapy | 8100 Alaris Large Volume Pump Module (LVP) | 14088568 | Alaris Medical Systems | DMT Equipment Distribution | Akron | Akron City Campus | Akron City Hospital | Basement | 2014-07-01 | Medium
No | 040809 | Infusion Pumps, Multitherapy | 8100 Alaris Large Volume Pump Module (LVP) | 14085676 | Alaris Medical Systems | DMT Equipment Distribution | Akron | Akron City Campus | Akron City Hospital | Basement | 2014-07-01 | Medium
No | 040810 | Infusion Pumps, Multitherapy | 8100 Alaris Large Volume Pump Module (LVP) | 14088053 | Alaris Medical Systems | DMT Equipment Distribution | Akron | Akron City Campus | Akron City Hospital | Basement | 2014-06-01 | Medium
No | 040811 | Infusion Pumps, Multitherapy | 8100 Alaris Large Volume Pump Module (LVP) | 14085881 | Alaris Medical Systems | DMT Equipment Distribution - SB | Barberton | Barberton Campus | Summa Barberton Hospital | 5th Floor | 2014-07-01 | Medium
No | 040812 | Infusion Pumps, Multitherapy | 8100 Alaris Large Volume Pump Module (LVP) | 14089768 | Alaris Medical Systems | DMT Equipment Distribution | Akron | Akron City Campus | Akron City Hospital | Basement | 2014-07-01 | Medium
No | 040813 | Infusion Pumps, Multitherapy | 8100 Alaris Large Volume Pump Module (LVP) | 14085712 | Alaris Medical Systems | DMT Equipment Distribution | Akron | Akron City Campus | Akron City Hospital | Basement | 2014-07-01 | Medium
No | 040814 | Infusion Pumps, Multitherapy | 8100 Alaris Large Volume Pump Module (LVP) | 14089850 | Alaris Medical Systems | DMT Equipment Distribution | Akron | Akron City Campus | Akron City Hospital | Basement | 2014-07-01 | Medium
No | 040815 | Infusion Pumps, Multitherapy | 8100 Alaris Large Volume Pump Module (LVP) | 14087342 | Alaris Medical Systems | DMT Equipment Distribution | Akron | Akron City Campus | Akron City Hospital | Basement | 2014-06-01 | Medium
No | 040816 | Infusion Pumps, Multitherapy | 8100 Alaris Large Volume Pump Module (LVP) | 14088281 | Alaris Medical Systems | DMT Equipment Distribution | Akron | Akron City Campus | Akron City Hospital | Basement | 2014-06-01 | Medium
No | 040817 | Infusion Pumps, Multitherapy | 8100 Alaris Large Volume Pump Module (LVP) | 14088798 | Alaris Medical Systems | DMT Equipment Distribution | Akron | Akron City Campus | Akron City Hospital | Basement | 2014-07-01 | Medium
No | 040818 | Infusion Pumps, Multitherapy | 8100 Alaris Large Volume Pump Module (LVP) | 14087098 | Alaris Medical Systems | DMT Equipment Distribution | Akron | Akron City Campus | Akron City Hospital | Basement | 2014-07-01 | Medium
No | 040819 | Infusion Pumps, Multitherapy | 8100 Alaris Large Volume Pump Module (LVP) | 14088796 | Alaris Medical Systems | DMT Equipment Distribution | Akron | Akron City Campus | Akron City Hospital | Basement | 2014-07-01 | Medium
No | 040820 | Infusion Pumps, Multitherapy | 8100 Alaris Large Volume Pump Module (LVP) | 14088751 | Alaris Medical Systems | DMT Equipment Distribution - SB | Barberton | Barberton Campus | Summa Barberton Hospital | 5th Floor | 2014-07-01 | Medium
No | 040821 | Infusion Pumps, Multitherapy | 8100 Alaris Large Volume Pump Module (LVP) | 14089943 | Alaris Medical Systems | DMT Equipment Distribution | Akron | Akron City Campus | Akron City Hospital | Basement | 2014-07-01 | Medium
No | 040822 | Infusion Pumps, Multitherapy | 8100 Alaris Large Volume Pump Module (LVP) | 14089287 | Alaris Medical Systems | DMT Equipment Distribution - SB | Barberton | Barberton Campus | Summa Barberton Hospital | 5th Floor | 2014-07-01 | Medium
No | 040823 | Infusion Pumps, Multitherapy | 8100 Alaris Large Volume Pump Module (LVP) | 14088349 | Alaris Medical Systems | DMT Equipment Distribution | Akron | Akron City Campus | Akron City Hospital | Basement | 2014-07-01 | Medium
No | 040824 | Infusion Pumps, Multitherapy | 8100 Alaris Large Volume Pump Module (LVP) | 14088257 | Alaris Medical Systems | DMT Equipment Distribution | Akron | Akron City Campus | Akron City Hospital | Basement | 2014-07-01 | Medium
No | 040825 | Infusion Pumps, Multitherapy | 8100 Alaris Large Volume Pump Module (LVP) | 14089479 | Alaris Medical Systems | DMT Equipment Distribution | Akron | Akron City Campus | Akron City Hospital | Basement | 2014-07-01 | Medium
No | 040826 | Infusion Pumps, Multitherapy | 8100 Alaris Large Volume Pump Module (LVP) | 14089523 | Alaris Medical Systems | DMT Equipment Distribution | Akron | Akron City Campus | Akron City Hospital | Basement | 2014-07-01 | Medium
No | 040828 | Infusion Pumps, Multitherapy | 8100 Alaris Large Volume Pump Module (LVP) | 14089486 | Alaris Medical Systems | DMT Equipment Distribution | Akron | Akron City Campus | Akron City Hospital | Basement | 2014-07-01 | Medium
No | 040829 | Infusion Pumps, Multitherapy | 8100 Alaris Large Volume Pump Module (LVP) | 14087663 | Alaris Medical Systems | DMT Equipment Distribution | Akron | Akron City Campus | Akron City Hospital | Basement | 2014-06-01 | Medium
No | 040830 | Infusion Pumps, Multitherapy | 8100 Alaris Large Volume Pump Module (LVP) | 14087373 | Alaris Medical Systems | DMT Equipment Distribution | Akron | Akron City Campus | Akron City Hospital | Basement | 2014-06-01 | Medium
No | 040831 | Infusion Pumps, Multitherapy | 8100 Alaris Large Volume Pump Module (LVP) | 14087704 | Alaris Medical Systems | DMT Equipment Distribution - SB | Barberton | Barberton Campus | Summa Barberton Hospital | 5th Floor | 2014-07-01 | Medium
No | 040832 | Infusion Pumps, Multitherapy | 8100 Alaris Large Volume Pump Module (LVP) | 14089243 | Alaris Medical Systems | DMT Equipment Distribution - SB | Barberton | Barberton Campus | Summa Barberton Hospital | 5th Floor | 2014-07-01 | Medium
No | 040833 | Infusion Pumps, Multitherapy | 8100 Alaris Large Volume Pump Module (LVP) | 14086195 | Alaris Medical Systems | DMT Equipment Distribution - SB | Barberton | Barberton Campus | Summa Barberton Hospital | 5th Floor | 2014-07-01 | Medium
No | 040834 | Infusion Pumps, Multitherapy | 8100 Alaris Large Volume Pump Module (LVP) | 14089907 | Alaris Medical Systems | DMT Equipment Distribution - SB | Barberton | Barberton Campus | Summa Barberton Hospital | 5th Floor | 2014-07-01 | Medium
No | 040835 | Infusion Pumps, Multitherapy | 8100 Alaris Large Volume Pump Module (LVP) | 14088859 | Alaris Medical Systems | DMT Equipment Distribution | Akron | Akron City Campus | Akron City Hospital | Basement | 2014-07-01 | Medium
No | 040836 | Infusion Pumps, Multitherapy | 8100 Alaris Large Volume Pump Module (LVP) | 14089941 | Alaris Medical Systems | DMT Equipment Distribution - SB | Barberton | Barberton Campus | Summa Barberton Hospital | 5th Floor | 2014-07-01 | Medium
No | 040837 | Infusion Pumps, Multitherapy | 8100 Alaris Large Volume Pump Module (LVP) | 14089273 | Alaris Medical Systems | DMT Equipment Distribution - SB | Barberton | Barberton Campus | Summa Barberton Hospital | 5th Floor | 2014-07-01 | Medium
No | 040838 | Infusion Pumps, Multitherapy | 8100 Alaris Large Volume Pump Module (LVP) | 14089278 | Alaris Medical Systems | DMT Equipment Distribution - SB | Barberton | Barberton Campus | Summa Barberton Hospital | 5th Floor | 2014-07-01 | Medium
No | 040839 | Infusion Pumps, Multitherapy | 8100 Alaris Large Volume Pump Module (LVP) | 14088762 | Alaris Medical Systems | Emergency Department (ED) - Green | Barberton | Green Campus | Green Medical Center | Ground Floor | 2014-07-01 | Medium
No | 040840 | Infusion Pumps, Multitherapy | 8100 Alaris Large Volume Pump Module (LVP) | 14088041 | Alaris Medical Systems | DMT Equipment Distribution | Akron | Akron City Campus | Akron City Hospital | Basement | 2014-06-01 | Medium
No | 040841 | Infusion Pumps, Multitherapy | 8100 Alaris Large Volume Pump Module (LVP) | 14089270 | Alaris Medical Systems | DMT Equipment Distribution | Akron | Akron City Campus | Akron City Hospital | Basement | 2014-07-01 | Medium
No | 040842 | Infusion Pumps, Multitherapy | 8100 Alaris Large Volume Pump Module (LVP) | 14088766 | Alaris Medical Systems | DMT Equipment Distribution | Akron | Akron City Campus | Akron City Hospital | Basement | 2014-07-01 | Medium
No | 040843 | Infusion Pumps, Multitherapy | 8100 Alaris Large Volume Pump Module (LVP) | 14089916 | Alaris Medical Systems | DMT Equipment Distribution | Akron | Akron City Campus | Akron City Hospital | Basement | 2014-07-01 | Medium
No | 040844 | Infusion Pumps, Multitherapy | 8100 Alaris Large Volume Pump Module (LVP) | 14087177 | Alaris Medical Systems | Staff Development | Akron | Corporate Campus | Corporate Center |  | 2014-07-01 | Medium
No | 040845 | Infusion Pumps, Multitherapy | 8100 Alaris Large Volume Pump Module (LVP) | 14087346 | Alaris Medical Systems | DMT Equipment Distribution - SB | Barberton | Barberton Campus | Summa Barberton Hospital | 5th Floor | 2014-06-01 | Medium
No | 040846 | Infusion Pumps, Multitherapy | 8100 Alaris Large Volume Pump Module (LVP) | 14088105 | Alaris Medical Systems | DMT Equipment Distribution | Akron | Akron City Campus | Akron City Hospital | Basement | 2014-06-01 | Medium
No | 040847 | Infusion Pumps, Multitherapy | 8100 Alaris Large Volume Pump Module (LVP) | 14089594 | Alaris Medical Systems | DMT Equipment Distribution | Akron | Akron City Campus | Akron City Hospital | Basement | 2014-07-01 | Medium
No | 040848 | Infusion Pumps, Multitherapy | 8100 Alaris Large Volume Pump Module (LVP) | 14089276 | Alaris Medical Systems | DMT Equipment Distribution - SB | Barberton | Barberton Campus | Summa Barberton Hospital | 5th Floor | 2014-07-01 | Medium
No | 040849 | Infusion Pumps, Multitherapy | 8100 Alaris Large Volume Pump Module (LVP) | 14087903 | Alaris Medical Systems | DMT Equipment Distribution | Akron | Akron City Campus | Akron City Hospital | Basement | 2014-06-01 | Medium
No | 040850 | Infusion Pumps, Multitherapy | 8100 Alaris Large Volume Pump Module (LVP) | 14088122 | Alaris Medical Systems | DMT Equipment Distribution | Akron | Akron City Campus | Akron City Hospital | Basement | 2014-06-01 | Medium
No | 040851 | Infusion Pumps, Multitherapy | 8100 Alaris Large Volume Pump Module (LVP) | 14088901 | Alaris Medical Systems | DMT Equipment Distribution | Akron | Akron City Campus | Akron City Hospital | Basement | 2014-07-01 | Medium
No | 040852 | Infusion Pumps, Multitherapy | 8100 Alaris Large Volume Pump Module (LVP) | 14087554 | Alaris Medical Systems | DMT Equipment Distribution | Akron | Akron City Campus | Akron City Hospital | Basement | 2014-06-01 | Medium
No | 040853 | Infusion Pumps, Multitherapy | 8100 Alaris Large Volume Pump Module (LVP) | 14087332 | Alaris Medical Systems | DMT Equipment Distribution | Akron | Akron City Campus | Akron City Hospital | Basement | 2014-06-01 | Medium
No | 040854 | Infusion Pumps, Multitherapy | 8100 Alaris Large Volume Pump Module (LVP) | 14087581 | Alaris Medical Systems | DMT Equipment Distribution | Akron | Akron City Campus | Akron City Hospital | Basement | 2014-06-01 | Medium
No | 040855 | Infusion Pumps, Multitherapy | 8100 Alaris Large Volume Pump Module (LVP) | 14088909 | Alaris Medical Systems | Emergency Department (ED) - Green | Barberton | Green Campus | Green Medical Center | Ground Floor | 2014-07-01 | Medium
No | 040856 | Infusion Pumps, Multitherapy | 8100 Alaris Large Volume Pump Module (LVP) | 14087188 | Alaris Medical Systems | DMT Equipment Distribution | Akron | Akron City Campus | Akron City Hospital | Basement | 2014-06-01 | Medium
No | 040857 | Infusion Pumps, Multitherapy | 8100 Alaris Large Volume Pump Module (LVP) | 14088144 | Alaris Medical Systems | DMT Equipment Distribution | Akron | Akron City Campus | Akron City Hospital | Basement | 2014-06-01 | Medium
No | 040858 | Infusion Pumps, Multitherapy | 8100 Alaris Large Volume Pump Module (LVP) | 14088633 | Alaris Medical Systems | DMT Equipment Distribution - SB | Barberton | Barberton Campus | Summa Barberton Hospital | 5th Floor | 2014-07-01 | Medium
No | 040859 | Infusion Pumps, Multitherapy | 8100 Alaris Large Volume Pump Module (LVP) | 14089532 | Alaris Medical Systems | DMT Equipment Distribution | Akron | Akron City Campus | Akron City Hospital | Basement | 2014-07-01 | Medium
No | 040860 | Infusion Pumps, Multitherapy | 8100 Alaris Large Volume Pump Module (LVP) | 14087320 | Alaris Medical Systems | DMT Equipment Distribution | Akron | Akron City Campus | Akron City Hospital | Basement | 2014-06-01 | Medium
No | 040861 | Infusion Pumps, Multitherapy | 8100 Alaris Large Volume Pump Module (LVP) | 14086924 | Alaris Medical Systems | DMT Equipment Distribution | Akron | Akron City Campus | Akron City Hospital | Basement | 2014-06-01 | Medium
No | 040862 | Infusion Pumps, Multitherapy | 8100 Alaris Large Volume Pump Module (LVP) | 14088055 | Alaris Medical Systems | DMT Equipment Distribution | Akron | Akron City Campus | Akron City Hospital | Basement | 2014-06-01 | Medium
No | 040864 | Infusion Pumps, Multitherapy | 8100 Alaris Large Volume Pump Module (LVP) | 14087032 | Alaris Medical Systems | DMT Equipment Distribution | Akron | Akron City Campus | Akron City Hospital | Basement | 2014-06-01 | Medium
No | 040865 | Infusion Pumps, Multitherapy | 8100 Alaris Large Volume Pump Module (LVP) | 14088146 | Alaris Medical Systems | DMT Equipment Distribution | Akron | Akron City Campus | Akron City Hospital | Basement | 2014-06-01 | Medium
No | 040866 | Infusion Pumps, Multitherapy | 8100 Alaris Large Volume Pump Module (LVP) | 14088748 | Alaris Medical Systems | DMT Equipment Distribution | Akron | Akron City Campus | Akron City Hospital | Basement | 2014-07-01 | Medium
No | 040867 | Infusion Pumps, Multitherapy | 8100 Alaris Large Volume Pump Module (LVP) | 14089981 | Alaris Medical Systems | DMT Equipment Distribution | Akron | Akron City Campus | Akron City Hospital | Basement | 2014-07-01 | Medium
No | 040868 | Infusion Pumps, Multitherapy | 8100 Alaris Large Volume Pump Module (LVP) | 14088765 | Alaris Medical Systems | DMT Equipment Distribution | Akron | Akron City Campus | Akron City Hospital | Basement | 2014-07-01 | Medium
No | 040869 | Infusion Pumps, Multitherapy | 8100 Alaris Large Volume Pump Module (LVP) | 14087301 | Alaris Medical Systems | DMT Equipment Distribution - SB | Barberton | Barberton Campus | Summa Barberton Hospital | 5th Floor | 2014-06-01 | Medium
No | 040870 | Infusion Pumps, Multitherapy | 8100 Alaris Large Volume Pump Module (LVP) | 14088793 | Alaris Medical Systems | DMT Equipment Distribution | Akron | Akron City Campus | Akron City Hospital | Basement | 2014-07-01 | Medium
No | 040871 | Infusion Pumps, Multitherapy | 8100 Alaris Large Volume Pump Module (LVP) | 14088621 | Alaris Medical Systems | DMT Equipment Distribution | Akron | Akron City Campus | Akron City Hospital | Basement | 2014-07-01 | Medium
No | 040872 | Infusion Pumps, Multitherapy | 8100 Alaris Large Volume Pump Module (LVP) | 14088861 | Alaris Medical Systems | Infusion Center - Stow | Akron | Stow-Kent Campus | Stow-Kent Medical Center | 1st Floor | 2014-07-01 | Medium
No | 040873 | Infusion Pumps, Multitherapy | 8100 Alaris Large Volume Pump Module (LVP) | 14088914 | Alaris Medical Systems | DMT Equipment Distribution - SB | Barberton | Barberton Campus | Summa Barberton Hospital | 5th Floor | 2014-07-01 | Medium
No | 040874 | Infusion Pumps, Multitherapy | 8100 Alaris Large Volume Pump Module (LVP) | 14088113 | Alaris Medical Systems | DMT Equipment Distribution | Akron | Akron City Campus | Akron City Hospital | Basement | 2014-06-01 | Medium
No | 040875 | Infusion Pumps, Multitherapy | 8100 Alaris Large Volume Pump Module (LVP) | 14088468 | Alaris Medical Systems | DMT Equipment Distribution | Akron | Akron City Campus | Akron City Hospital | Basement | 2014-06-01 | Medium
No | 040876 | Infusion Pumps, Multitherapy | 8100 Alaris Large Volume Pump Module (LVP) | 14088803 | Alaris Medical Systems | Emergency Department (ED) - Green | Barberton | Green Campus | Green Medical Center | Ground Floor | 2014-07-01 | Medium
No | 040877 | Infusion Pumps, Multitherapy | 8100 Alaris Large Volume Pump Module (LVP) | 14086760 | Alaris Medical Systems | DMT Equipment Distribution - SB | Barberton | Barberton Campus | Summa Barberton Hospital | 5th Floor | 2014-07-01 | Medium
No | 040878 | Infusion Pumps, Multitherapy | 8100 Alaris Large Volume Pump Module (LVP) | 14088504 | Alaris Medical Systems | DMT Equipment Distribution | Akron | Akron City Campus | Akron City Hospital | Basement | 2014-07-01 | Medium
No | 040879 | Infusion Pumps, Multitherapy | 8100 Alaris Large Volume Pump Module (LVP) | 14088877 | Alaris Medical Systems | DMT Equipment Distribution | Akron | Akron City Campus | Akron City Hospital | Basement | 2014-07-01 | Medium
No | 040880 | Infusion Pumps, Multitherapy | 8100 Alaris Large Volume Pump Module (LVP) | 14087101 | Alaris Medical Systems | DMT Equipment Distribution - SB | Barberton | Barberton Campus | Summa Barberton Hospital | 5th Floor | 2014-06-01 | Medium
No | 040881 | Infusion Pumps, Multitherapy | 8100 Alaris Large Volume Pump Module (LVP) | 14087429 | Alaris Medical Systems | DMT Equipment Distribution | Akron | Akron City Campus | Akron City Hospital | Basement | 2014-06-01 | Medium
No | 040882 | Infusion Pumps, Multitherapy | 8100 Alaris Large Volume Pump Module (LVP) | 14087562 | Alaris Medical Systems | DMT Equipment Distribution | Akron | Akron City Campus | Akron City Hospital | Basement | 2014-06-01 | Medium
No | 040883 | Infusion Pumps, Multitherapy | 8100 Alaris Large Volume Pump Module (LVP) | 14088778 | Alaris Medical Systems | DMT Equipment Distribution | Akron | Akron City Campus | Akron City Hospital | Basement | 2014-07-01 | Medium
No | 040884 | Infusion Pumps, Multitherapy | 8100 Alaris Large Volume Pump Module (LVP) | 14086764 | Alaris Medical Systems | DMT Equipment Distribution - SB | Barberton | Barberton Campus | Summa Barberton Hospital | 5th Floor | 2014-07-01 | Medium
No | 040885 | Infusion Pumps, Multitherapy | 8100 Alaris Large Volume Pump Module (LVP) | 14089014 | Alaris Medical Systems | DMT Equipment Distribution - SB | Barberton | Barberton Campus | Summa Barberton Hospital | 5th Floor | 2014-07-01 | Medium
No | 040886 | Infusion Pumps, Multitherapy | 8100 Alaris Large Volume Pump Module (LVP) | 14089226 | Alaris Medical Systems | DMT Equipment Distribution | Akron | Akron City Campus | Akron City Hospital | Basement | 2014-07-01 | Medium
No | 040887 | Infusion Pumps, Multitherapy | 8100 Alaris Large Volume Pump Module (LVP) | 14088500 | Alaris Medical Systems | DMT Equipment Distribution | Akron | Akron City Campus | Akron City Hospital | Basement | 2014-07-01 | Medium
No | 040888 | Infusion Pumps, Multitherapy | 8100 Alaris Large Volume Pump Module (LVP) | 14074279 | Alaris Medical Systems | DMT Equipment Distribution - SB | Barberton | Barberton Campus | Summa Barberton Hospital | 5th Floor | 2014-07-01 | Medium
No | 040889 | Infusion Pumps, Multitherapy | 8100 Alaris Large Volume Pump Module (LVP) | 14089774 | Alaris Medical Systems | DMT Equipment Distribution | Akron | Akron City Campus | Akron City Hospital | Basement | 2014-07-01 | Medium
No | 040890 | Infusion Pumps, Multitherapy | 8100 Alaris Large Volume Pump Module (LVP) | 14089303 | Alaris Medical Systems | DMT Equipment Distribution | Akron | Akron City Campus | Akron City Hospital | Basement | 2014-07-01 | Medium
No | 040891 | Infusion Pumps, Multitherapy | 8100 Alaris Large Volume Pump Module (LVP) | 14089274 | Alaris Medical Systems | DMT Equipment Distribution - SB | Barberton | Barberton Campus | Summa Barberton Hospital | 5th Floor | 2014-07-01 | Medium
No | 040892 | Infusion Pumps, Multitherapy | 8100 Alaris Large Volume Pump Module (LVP) | 14089051 | Alaris Medical Systems | DMT Equipment Distribution | Akron | Akron City Campus | Akron City Hospital | Basement | 2014-07-01 | Medium
No | 040893 | Infusion Pumps, Multitherapy | 8100 Alaris Large Volume Pump Module (LVP) | 14086756 | Alaris Medical Systems | DMT Equipment Distribution | Akron | Akron City Campus | Akron City Hospital | Basement | 2014-07-01 | Medium
No | 040894 | Infusion Pumps, Multitherapy | 8100 Alaris Large Volume Pump Module (LVP) | 14088804 | Alaris Medical Systems | DMT Equipment Distribution | Akron | Akron City Campus | Akron City Hospital | Basement | 2014-07-01 | Medium
No | 040895 | Infusion Pumps, Multitherapy | 8100 Alaris Large Volume Pump Module (LVP) | 14087308 | Alaris Medical Systems | DMT Equipment Distribution | Akron | Akron City Campus | Akron City Hospital | Basement | 2014-06-01 | Medium
No | 040896 | Infusion Pumps, Multitherapy | 8100 Alaris Large Volume Pump Module (LVP) | 14087219 | Alaris Medical Systems | DMT Equipment Distribution | Akron | Akron City Campus | Akron City Hospital | Basement | 2014-06-01 | Medium
No | 040898 | Infusion Pumps, Multitherapy | 8100 Alaris Large Volume Pump Module (LVP) | 14087260 | Alaris Medical Systems | Infusion Center - Stow | Akron | Stow-Kent Campus | Stow-Kent Medical Center | 1st Floor | 2014-06-01 | Medium
No | 040899 | Infusion Pumps, Multitherapy | 8100 Alaris Large Volume Pump Module (LVP) | 14088893 | Alaris Medical Systems | DMT Equipment Distribution - SB | Barberton | Barberton Campus | Summa Barberton Hospital | 5th Floor | 2014-07-01 | Medium
No | 040900 | Infusion Pumps, Multitherapy | 8100 Alaris Large Volume Pump Module (LVP) | 14087348 | Alaris Medical Systems | DMT Equipment Distribution | Akron | Akron City Campus | Akron City Hospital | Basement | 2014-06-01 | Medium
No | 040901 | Infusion Pumps, Multitherapy | 8100 Alaris Large Volume Pump Module (LVP) | 14087436 | Alaris Medical Systems | DMT Equipment Distribution | Akron | Akron City Campus | Akron City Hospital | Basement | 2014-06-01 | Medium
No | 040902 | Infusion Pumps, Multitherapy | 8100 Alaris Large Volume Pump Module (LVP) | 14088106 | Alaris Medical Systems | DMT Equipment Distribution | Akron | Akron City Campus | Akron City Hospital | Basement | 2014-06-01 | Medium
No | 040903 | Infusion Pumps, Multitherapy | 8100 Alaris Large Volume Pump Module (LVP) | 14088595 | Alaris Medical Systems | DMT Equipment Distribution - SB | Barberton | Barberton Campus | Summa Barberton Hospital | 5th Floor | 2014-07-01 | Medium
No | 040904 | Infusion Pumps, Multitherapy | 8100 Alaris Large Volume Pump Module (LVP) | 14087262 | Alaris Medical Systems | DMT Equipment Distribution | Akron | Akron City Campus | Akron City Hospital | Basement | 2014-06-01 | Medium
No | 040905 | Infusion Pumps, Multitherapy | 8100 Alaris Large Volume Pump Module (LVP) | 14087651 | Alaris Medical Systems | DMT Equipment Distribution | Akron | Akron City Campus | Akron City Hospital | Basement | 2014-06-01 | Medium
No | 040906 | Infusion Pumps, Multitherapy | 8100 Alaris Large Volume Pump Module (LVP) | 14088240 | Alaris Medical Systems | DMT Equipment Distribution | Akron | Akron City Campus | Akron City Hospital | Basement | 2014-06-01 | Medium
No | 040907 | Infusion Pumps, Multitherapy | 8100 Alaris Large Volume Pump Module (LVP) | 14087311 | Alaris Medical Systems | DMT Equipment Distribution - SB | Barberton | Barberton Campus | Summa Barberton Hospital | 5th Floor | 2014-06-01 | Medium
No | 040908 | Infusion Pumps, Multitherapy | 8100 Alaris Large Volume Pump Module (LVP) | 14087547 | Alaris Medical Systems | DMT Equipment Distribution | Akron | Akron City Campus | Akron City Hospital | Basement | 2014-06-01 | Medium
No | 040909 | Infusion Pumps, Multitherapy | 8100 Alaris Large Volume Pump Module (LVP) | 14089750 | Alaris Medical Systems | DMT Equipment Distribution | Akron | Akron City Campus | Akron City Hospital | Basement | 2014-07-01 | Medium
No | 040910 | Infusion Pumps, Multitherapy | 8100 Alaris Large Volume Pump Module (LVP) | 14087242 | Alaris Medical Systems | DMT Equipment Distribution | Akron | Akron City Campus | Akron City Hospital | Basement | 2014-06-01 | Medium
No | 040911 | Infusion Pumps, Multitherapy | 8100 Alaris Large Volume Pump Module (LVP) | 14089529 | Alaris Medical Systems | DMT Equipment Distribution - SB | Barberton | Barberton Campus | Summa Barberton Hospital | 5th Floor | 2014-07-01 | Medium
No | 040912 | Infusion Pumps, Multitherapy | 8100 Alaris Large Volume Pump Module (LVP) | 14089745 | Alaris Medical Systems | DMT Equipment Distribution | Akron | Akron City Campus | Akron City Hospital | Basement | 2014-07-01 | Medium
No | 040913 | Infusion Pumps, Multitherapy | 8100 Alaris Large Volume Pump Module (LVP) | 14089639 | Alaris Medical Systems | DMT Equipment Distribution | Akron | Akron City Campus | Akron City Hospital | Basement | 2014-07-01 | Medium
No | 040914 | Infusion Pumps, Multitherapy | 8100 Alaris Large Volume Pump Module (LVP) | 14088261 | Alaris Medical Systems | DMT Equipment Distribution | Akron | Akron City Campus | Akron City Hospital | Basement | 2014-06-01 | Medium
No | 040915 | Infusion Pumps, Multitherapy | 8100 Alaris Large Volume Pump Module (LVP) | 14088457 | Alaris Medical Systems | DMT Equipment Distribution | Akron | Akron City Campus | Akron City Hospital | Basement | 2014-07-01 | Medium
No | 040916 | Infusion Pumps, Multitherapy | 8100 Alaris Large Volume Pump Module (LVP) | 14087194 | Alaris Medical Systems | DMT Equipment Distribution | Akron | Akron City Campus | Akron City Hospital | Basement | 2014-06-01 | Medium
No | 040917 | Infusion Pumps, Multitherapy | 8100 Alaris Large Volume Pump Module (LVP) | 14089736 | Alaris Medical Systems | DMT Equipment Distribution | Akron | Akron City Campus | Akron City Hospital | Basement | 2014-07-01 | Medium
No | 040918 | Infusion Pumps, Multitherapy | 8100 Alaris Large Volume Pump Module (LVP) | 14087503 | Alaris Medical Systems | DMT Equipment Distribution | Akron | Akron City Campus | Akron City Hospital | Basement | 2014-06-01 | Medium
No | 040919 | Infusion Pumps, Multitherapy | 8100 Alaris Large Volume Pump Module (LVP) | 14089830 | Alaris Medical Systems | DMT Equipment Distribution - SB | Barberton | Barberton Campus | Summa Barberton Hospital | 5th Floor | 2014-07-01 | Medium
No | 040920 | Infusion Pumps, Multitherapy | 8100 Alaris Large Volume Pump Module (LVP) | 14089974 | Alaris Medical Systems | DMT Equipment Distribution | Akron | Akron City Campus | Akron City Hospital | Basement | 2014-07-01 | Medium
No | 040921 | Infusion Pumps, Multitherapy | 8100 Alaris Large Volume Pump Module (LVP) | 14088253 | Alaris Medical Systems | DMT Equipment Distribution - SB | Barberton | Barberton Campus | Summa Barberton Hospital | 5th Floor | 2014-06-01 | Medium
No | 040922 | Infusion Pumps, Multitherapy | 8100 Alaris Large Volume Pump Module (LVP) | 14088229 | Alaris Medical Systems | Central Processing/Supply - SW | Barberton | Wadsworth Campus | Wadsworth-Rittman Medical Center | 1st Floor | 2014-06-01 | Medium
No | 040923 | Infusion Pumps, Multitherapy | 8100 Alaris Large Volume Pump Module (LVP) | 14089849 | Alaris Medical Systems | DMT Equipment Distribution - SB | Barberton | Barberton Campus | Summa Barberton Hospital | 5th Floor | 2014-07-01 | Medium
No | 040924 | Infusion Pumps, Multitherapy | 8100 Alaris Large Volume Pump Module (LVP) | 14087247 | Alaris Medical Systems | DMT Equipment Distribution | Akron | Akron City Campus | Akron City Hospital | Basement | 2014-06-01 | Medium
No | 040925 | Infusion Pumps, Multitherapy | 8100 Alaris Large Volume Pump Module (LVP) | 14088118 | Alaris Medical Systems | DMT Equipment Distribution | Akron | Akron City Campus | Akron City Hospital | Basement | 2014-06-01 | Medium
No | 040926 | Infusion Pumps, Multitherapy | 8100 Alaris Large Volume Pump Module (LVP) | 14086916 | Alaris Medical Systems | DMT Equipment Distribution | Akron | Akron City Campus | Akron City Hospital | Basement | 2014-06-01 | Medium
No | 040927 | Infusion Pumps, Multitherapy | 8100 Alaris Large Volume Pump Module (LVP) | 14086907 | Alaris Medical Systems | DMT Equipment Distribution - SB | Barberton | Barberton Campus | Summa Barberton Hospital | 5th Floor | 2014-06-01 | Medium
No | 040928 | Infusion Pumps, Multitherapy | 8100 Alaris Large Volume Pump Module (LVP) | 14089280 | Alaris Medical Systems | DMT Equipment Distribution | Akron | Akron City Campus | Akron City Hospital | Basement | 2014-07-01 | Medium
No | 040929 | Infusion Pumps, Multitherapy | 8100 Alaris Large Volume Pump Module (LVP) | 14087092 | Alaris Medical Systems | DMT Equipment Distribution | Akron | Akron City Campus | Akron City Hospital | Basement | 2014-06-01 | Medium
No | 040930 | Infusion Pumps, Multitherapy | 8100 Alaris Large Volume Pump Module (LVP) | 14088128 | Alaris Medical Systems | DMT Equipment Distribution | Akron | Akron City Campus | Akron City Hospital | Basement | 2014-06-01 | Medium
No | 040931 | Infusion Pumps, Multitherapy | 8100 Alaris Large Volume Pump Module (LVP) | 14082775 | Alaris Medical Systems | DMT Equipment Distribution | Akron | Akron City Campus | Akron City Hospital | Basement | 2014-06-01 | Medium
No | 040932 | Infusion Pumps, Multitherapy | 8100 Alaris Large Volume Pump Module (LVP) | 14087100 | Alaris Medical Systems | DMT Equipment Distribution | Akron | Akron City Campus | Akron City Hospital | Basement | 2014-07-01 | Medium
No | 040933 | Infusion Pumps, Multitherapy | 8100 Alaris Large Volume Pump Module (LVP) | 14087093 | Alaris Medical Systems | DMT Equipment Distribution | Akron | Akron City Campus | Akron City Hospital | Basement | 2014-07-01 | Medium
No | 040934 | Infusion Pumps, Multitherapy | 8100 Alaris Large Volume Pump Module (LVP) | 14087102 | Alaris Medical Systems | DMT Equipment Distribution | Akron | Akron City Campus | Akron City Hospital | Basement | 2014-06-01 | Medium
No | 040935 | Infusion Pumps, Multitherapy | 8100 Alaris Large Volume Pump Module (LVP) | 14086231 | Alaris Medical Systems | DMT Equipment Distribution | Akron | Akron City Campus | Akron City Hospital | Basement | 2014-06-01 | Medium
No | 040936 | Infusion Pumps, Multitherapy | 8100 Alaris Large Volume Pump Module (LVP) | 14086766 | Alaris Medical Systems | DMT Equipment Distribution - SB | Barberton | Barberton Campus | Summa Barberton Hospital | 5th Floor | 2014-07-01 | Medium
No | 040937 | Infusion Pumps, Multitherapy | 8100 Alaris Large Volume Pump Module (LVP) | 14087939 | Alaris Medical Systems | DMT Equipment Distribution | Akron | Akron City Campus | Akron City Hospital | Basement | 2014-06-01 | Medium
No | 040938 | Infusion Pumps, Multitherapy | 8100 Alaris Large Volume Pump Module (LVP) | 14087664 | Alaris Medical Systems | DMT Equipment Distribution - SB | Barberton | Barberton Campus | Summa Barberton Hospital | 5th Floor | 2014-06-01 | Medium
No | 040939 | Infusion Pumps, Multitherapy | 8100 Alaris Large Volume Pump Module (LVP) | 14087175 | Alaris Medical Systems | DMT Equipment Distribution - SB | Barberton | Barberton Campus | Summa Barberton Hospital | 5th Floor | 2014-06-01 | Medium
No | 040940 | Infusion Pumps, Multitherapy | 8100 Alaris Large Volume Pump Module (LVP) | 14088174 | Alaris Medical Systems | DMT Equipment Distribution | Akron | Akron City Campus | Akron City Hospital | Basement | 2014-06-01 | Medium
No | 040941 | Infusion Pumps, Multitherapy | 8100 Alaris Large Volume Pump Module (LVP) | 14087110 | Alaris Medical Systems | DMT Equipment Distribution | Akron | Akron City Campus | Akron City Hospital | Basement | 2014-07-01 | Medium
No | 040942 | Infusion Pumps, Multitherapy | 8100 Alaris Large Volume Pump Module (LVP) | 14088108 | Alaris Medical Systems | DMT Equipment Distribution | Akron | Akron City Campus | Akron City Hospital | Basement | 2014-06-01 | Medium
No | 040943 | Infusion Pumps, Multitherapy | 8100 Alaris Large Volume Pump Module (LVP) | 14084917 | Alaris Medical Systems | DMT Equipment Distribution | Akron | Akron City Campus | Akron City Hospital | Basement | 2014-06-01 | Medium
No | 040944 | Infusion Pumps, Multitherapy | 8100 Alaris Large Volume Pump Module (LVP) | 14086905 | Alaris Medical Systems | DMT Equipment Distribution | Akron | Akron City Campus | Akron City Hospital | Basement | 2014-06-01 | Medium
No | 040945 | Infusion Pumps, Multitherapy | 8100 Alaris Large Volume Pump Module (LVP) | 14088268 | Alaris Medical Systems | DMT Equipment Distribution | Akron | Akron City Campus | Akron City Hospital | Basement | 2014-06-01 | Medium
No | 040946 | Infusion Pumps, Multitherapy | 8100 Alaris Large Volume Pump Module (LVP) | 14088263 | Alaris Medical Systems | DMT Equipment Distribution | Akron | Akron City Campus | Akron City Hospital | Basement | 2014-06-01 | Medium
No | 040947 | Infusion Pumps, Multitherapy | 8100 Alaris Large Volume Pump Module (LVP) | 14088050 | Alaris Medical Systems | DMT Equipment Distribution | Akron | Akron City Campus | Akron City Hospital | Basement | 2014-06-01 | Medium
No | 040948 | Infusion Pumps, Multitherapy | 8100 Alaris Large Volume Pump Module (LVP) | 14087372 | Alaris Medical Systems | DMT Equipment Distribution | Akron | Akron City Campus | Akron City Hospital | Basement | 2014-06-01 | Medium
No | 040949 | Infusion Pumps, Multitherapy | 8100 Alaris Large Volume Pump Module (LVP) | 14087376 | Alaris Medical Systems | DMT Equipment Distribution | Akron | Akron City Campus | Akron City Hospital | Basement | 2014-06-01 | Medium
No | 040950 | Infusion Pumps, Multitherapy | 8100 Alaris Large Volume Pump Module (LVP) | 14087521 | Alaris Medical Systems | DMT Equipment Distribution | Akron | Akron City Campus | Akron City Hospital | Basement | 2014-06-01 | Medium
No | 040951 | Infusion Pumps, Multitherapy | 8100 Alaris Large Volume Pump Module (LVP) | 14087176 | Alaris Medical Systems | DMT Equipment Distribution - SB | Barberton | Barberton Campus | Summa Barberton Hospital | 5th Floor | 2014-06-01 | Medium
No | 040953 | Infusion Pumps, Multitherapy | 8100 Alaris Large Volume Pump Module (LVP) | 14087370 | Alaris Medical Systems | DMT Equipment Distribution | Akron | Akron City Campus | Akron City Hospital | Basement | 2014-06-01 | Medium
No | 040954 | Infusion Pumps, Multitherapy | 8100 Alaris Large Volume Pump Module (LVP) | 14087280 | Alaris Medical Systems | DMT Equipment Distribution | Akron | Akron City Campus | Akron City Hospital | Basement | 2014-06-01 | Medium
No | 040955 | Infusion Pumps, Multitherapy | 8100 Alaris Large Volume Pump Module (LVP) | 14088110 | Alaris Medical Systems | DMT Equipment Distribution | Akron | Akron City Campus | Akron City Hospital | Basement | 2014-06-01 | Medium
No | 040956 | Infusion Pumps, Multitherapy | 8100 Alaris Large Volume Pump Module (LVP) | 14089097 | Alaris Medical Systems | DMT Equipment Distribution | Akron | Akron City Campus | Akron City Hospital | Basement | 2014-07-01 | Medium
No | 040957 | Infusion Pumps, Multitherapy | 8100 Alaris Large Volume Pump Module (LVP) | 14088180 | Alaris Medical Systems | DMT Equipment Distribution | Akron | Akron City Campus | Akron City Hospital | Basement | 2014-06-01 | Medium
No | 040958 | Infusion Pumps, Multitherapy | 8100 Alaris Large Volume Pump Module (LVP) | 14090055 | Alaris Medical Systems | DMT Equipment Distribution | Akron | Akron City Campus | Akron City Hospital | Basement | 2014-07-01 | Medium
No | 040959 | Infusion Pumps, Multitherapy | 8100 Alaris Large Volume Pump Module (LVP) | 14088066 | Alaris Medical Systems | Central Processing/Supply - SW | Barberton | Wadsworth Campus | Wadsworth-Rittman Medical Center | 1st Floor | 2014-06-01 | Medium
No | 040960 | Infusion Pumps, Multitherapy | 8100 Alaris Large Volume Pump Module (LVP) | 14088077 | Alaris Medical Systems | DMT Equipment Distribution | Akron | Akron City Campus | Akron City Hospital | Basement | 2014-06-01 | Medium
No | 040961 | Infusion Pumps, Multitherapy | 8100 Alaris Large Volume Pump Module (LVP) | 14088310 | Alaris Medical Systems | DMT Equipment Distribution | Akron | Akron City Campus | Akron City Hospital | Basement | 2014-06-01 | Medium
No | 040962 | Infusion Pumps, Multitherapy | 8100 Alaris Large Volume Pump Module (LVP) | 14088285 | Alaris Medical Systems | DMT Equipment Distribution | Akron | Akron City Campus | Akron City Hospital | Basement | 2014-06-01 | Medium
No | 040963 | Infusion Pumps, Multitherapy | 8100 Alaris Large Volume Pump Module (LVP) | 14089831 | Alaris Medical Systems | DMT Equipment Distribution | Akron | Akron City Campus | Akron City Hospital | Basement | 2014-07-01 | Medium
No | 040964 | Infusion Pumps, Multitherapy | 8100 Alaris Large Volume Pump Module (LVP) | 14086918 | Alaris Medical Systems | DMT Equipment Distribution - SB | Barberton | Barberton Campus | Summa Barberton Hospital | 5th Floor | 2014-06-01 | Medium
No | 040965 | Infusion Pumps, Multitherapy | 8100 Alaris Large Volume Pump Module (LVP) | 14088163 | Alaris Medical Systems | DMT Equipment Distribution | Akron | Akron City Campus | Akron City Hospital | Basement | 2014-06-01 | Medium
No | 040966 | Infusion Pumps, Multitherapy | 8100 Alaris Large Volume Pump Module (LVP) | 14087557 | Alaris Medical Systems | DMT Equipment Distribution | Akron | Akron City Campus | Akron City Hospital | Basement | 2014-06-01 | Medium
No | 040967 | Infusion Pumps, Multitherapy | 8100 Alaris Large Volume Pump Module (LVP) | 14089833 | Alaris Medical Systems | DMT Equipment Distribution - SB | Barberton | Barberton Campus | Summa Barberton Hospital | 5th Floor | 2014-07-01 | Medium
No | 040968 | Infusion Pumps, Multitherapy | 8100 Alaris Large Volume Pump Module (LVP) | 14088076 | Alaris Medical Systems | DMT Equipment Distribution | Akron | Akron City Campus | Akron City Hospital | Basement | 2014-06-01 | Medium
No | 040969 | Infusion Pumps, Multitherapy | 8100 Alaris Large Volume Pump Module (LVP) | 14087516 | Alaris Medical Systems | DMT Equipment Distribution | Akron | Akron City Campus | Akron City Hospital | Basement | 2014-06-01 | Medium
No | 040970 | Infusion Pumps, Multitherapy | 8100 Alaris Large Volume Pump Module (LVP) | 14087329 | Alaris Medical Systems | DMT Equipment Distribution | Akron | Akron City Campus | Akron City Hospital | Basement | 2014-06-01 | Medium
No | 040971 | Infusion Pumps, Multitherapy | 8100 Alaris Large Volume Pump Module (LVP) | 14088741 | Alaris Medical Systems | DMT Equipment Distribution | Akron | Akron City Campus | Akron City Hospital | Basement | 2014-07-01 | Medium
No | 040972 | Infusion Pumps, Multitherapy | 8100 Alaris Large Volume Pump Module (LVP) | 14088815 | Alaris Medical Systems | DMT Equipment Distribution - SB | Barberton | Barberton Campus | Summa Barberton Hospital | 5th Floor | 2014-07-01 | Medium
No | 040973 | Infusion Pumps, Multitherapy | 8100 Alaris Large Volume Pump Module (LVP) | 14088890 | Alaris Medical Systems | DMT Equipment Distribution - SB | Barberton | Barberton Campus | Summa Barberton Hospital | 5th Floor | 2014-07-01 | Medium
No | 040974 | Infusion Pumps, Multitherapy | 8100 Alaris Large Volume Pump Module (LVP) | 14087973 | Alaris Medical Systems | DMT Equipment Distribution | Akron | Akron City Campus | Akron City Hospital | Basement | 2014-06-01 | Medium
No | 040975 | Infusion Pumps, Multitherapy | 8100 Alaris Large Volume Pump Module (LVP) | 14088226 | Alaris Medical Systems | DMT Equipment Distribution | Akron | Akron City Campus | Akron City Hospital | Basement | 2014-06-01 | Medium
No | 040976 | Infusion Pumps, Multitherapy | 8100 Alaris Large Volume Pump Module (LVP) | 14087486 | Alaris Medical Systems | DMT Equipment Distribution - SB | Barberton | Barberton Campus | Summa Barberton Hospital | 5th Floor | 2014-06-01 | Medium
No | 040977 | Infusion Pumps, Multitherapy | 8100 Alaris Large Volume Pump Module (LVP) | 14087056 | Alaris Medical Systems | DMT Equipment Distribution | Akron | Akron City Campus | Akron City Hospital | Basement | 2014-06-01 | Medium
No | 040978 | Infusion Pumps, Multitherapy | 8100 Alaris Large Volume Pump Module (LVP) | 14087489 | Alaris Medical Systems | Staff Development | Akron | Corporate Campus | Corporate Center |  | 2014-06-01 | Medium
No | 040979 | Infusion Pumps, Multitherapy | 8100 Alaris Large Volume Pump Module (LVP) | 14087427 | Alaris Medical Systems | DMT Equipment Distribution | Akron | Akron City Campus | Akron City Hospital | Basement | 2014-06-01 | Medium
No | 040980 | Infusion Pumps, Multitherapy | 8100 Alaris Large Volume Pump Module (LVP) | 14087298 | Alaris Medical Systems | DMT Equipment Distribution | Akron | Akron City Campus | Akron City Hospital | Basement | 2014-06-01 | Medium
No | 040981 | Infusion Pumps, Multitherapy | 8100 Alaris Large Volume Pump Module (LVP) | 14088170 | Alaris Medical Systems | DMT Equipment Distribution - SB | Barberton | Barberton Campus | Summa Barberton Hospital | 5th Floor | 2014-06-01 | Medium
No | 040982 | Infusion Pumps, Multitherapy | 8100 Alaris Large Volume Pump Module (LVP) | 14087390 | Alaris Medical Systems | DMT Equipment Distribution | Akron | Akron City Campus | Akron City Hospital | Basement | 2014-06-01 | Medium
No | 040983 | Infusion Pumps, Multitherapy | 8100 Alaris Large Volume Pump Module (LVP) | 14088150 | Alaris Medical Systems | DMT Equipment Distribution | Akron | Akron City Campus | Akron City Hospital | Basement | 2014-06-01 | Medium
No | 040984 | Infusion Pumps, Multitherapy | 8100 Alaris Large Volume Pump Module (LVP) | 14088068 | Alaris Medical Systems | DMT Equipment Distribution | Akron | Akron City Campus | Akron City Hospital | Basement | 2014-06-01 | Medium
No | 040986 | Infusion Pumps, Multitherapy | 8100 Alaris Large Volume Pump Module (LVP) | 14087237 | Alaris Medical Systems | Central Processing/Supply - SW | Barberton | Wadsworth Campus | Wadsworth-Rittman Medical Center | 1st Floor | 2014-06-01 | Medium
No | 040987 | Infusion Pumps, Multitherapy | 8100 Alaris Large Volume Pump Module (LVP) | 14088262 | Alaris Medical Systems | DMT Equipment Distribution | Akron | Akron City Campus | Akron City Hospital | Basement | 2014-06-01 | Medium
No | 040988 | Infusion Pumps, Multitherapy | 8100 Alaris Large Volume Pump Module (LVP) | 14087538 | Alaris Medical Systems | DMT Equipment Distribution | Akron | Akron City Campus | Akron City Hospital | Basement | 2014-06-01 | Medium
No | 040989 | Infusion Pumps, Multitherapy | 8100 Alaris Large Volume Pump Module (LVP) | 14087106 | Alaris Medical Systems | DMT Equipment Distribution - SB | Barberton | Barberton Campus | Summa Barberton Hospital | 5th Floor | 2014-06-01 | Medium
No | 040990 | Infusion Pumps, Multitherapy | 8100 Alaris Large Volume Pump Module (LVP) | 14088147 | Alaris Medical Systems | DMT Equipment Distribution | Akron | Akron City Campus | Akron City Hospital | Basement | 2014-06-01 | Medium
No | 040991 | Infusion Pumps, Multitherapy | 8100 Alaris Large Volume Pump Module (LVP) | 14087322 | Alaris Medical Systems | DMT Equipment Distribution | Akron | Akron City Campus | Akron City Hospital | Basement | 2014-06-01 | Medium
No | 040992 | Infusion Pumps, Multitherapy | 8100 Alaris Large Volume Pump Module (LVP) | 14087064 | Alaris Medical Systems | DMT Equipment Distribution - SB | Barberton | Barberton Campus | Summa Barberton Hospital | 5th Floor | 2014-06-01 | Medium
No | 040993 | Infusion Pumps, Multitherapy | 8100 Alaris Large Volume Pump Module (LVP) | 14087066 | Alaris Medical Systems | DMT Equipment Distribution | Akron | Akron City Campus | Akron City Hospital |  | 2014-06-01 | Medium
No | 040994 | Infusion Pumps, Multitherapy | 8100 Alaris Large Volume Pump Module (LVP) | 14088241 | Alaris Medical Systems | DMT Equipment Distribution | Akron | Akron City Campus | Akron City Hospital | Basement | 2014-06-01 | Medium
No | 040995 | Infusion Pumps, Multitherapy | 8100 Alaris Large Volume Pump Module (LVP) | 14088266 | Alaris Medical Systems | DMT Equipment Distribution | Akron | Akron City Campus | Akron City Hospital | Basement | 2014-06-01 | Medium
No | 040996 | Infusion Pumps, Multitherapy | 8100 Alaris Large Volume Pump Module (LVP) | 14087109 | Alaris Medical Systems | DMT Equipment Distribution | Akron | Akron City Campus | Akron City Hospital | Basement | 2014-06-01 | Medium
No | 040997 | Infusion Pumps, Multitherapy | 8100 Alaris Large Volume Pump Module (LVP) | 14087491 | Alaris Medical Systems | DMT Equipment Distribution - SB | Barberton | Green Campus | Green Medical Center | Ground Floor | 2014-06-01 | Medium
No | 040998 | Infusion Pumps, Multitherapy | 8100 Alaris Large Volume Pump Module (LVP) | 14088172 | Alaris Medical Systems | DMT Equipment Distribution | Akron | Akron City Campus | Akron City Hospital | Basement | 2014-06-01 | Medium
No | 040999 | Infusion Pumps, Multitherapy | 8100 Alaris Large Volume Pump Module (LVP) | 14087528 | Alaris Medical Systems | DMT Equipment Distribution | Akron | Akron City Campus | Akron City Hospital | Basement | 2014-06-01 | Medium
No | 041086 | Infusion Pumps, Multitherapy | 8100 Alaris Large Volume Pump Module (LVP) | 14088481 | Alaris Medical Systems | DMT Equipment Distribution | Akron | Akron City Campus | Akron City Hospital | Basement | 2014-07-01 | Medium
No | 041087 | Infusion Pumps, Multitherapy | 8100 Alaris Large Volume Pump Module (LVP) | 14090938 | Alaris Medical Systems | DMT Equipment Distribution | Akron | Akron City Campus | Akron City Hospital | Basement | 2014-07-01 | Medium
No | 041088 | Infusion Pumps, Multitherapy | 8100 Alaris Large Volume Pump Module (LVP) | 14090672 | Alaris Medical Systems | DMT Equipment Distribution | Akron | Akron City Campus | Akron City Hospital | Basement | 2014-07-01 | Medium
No | 041089 | Infusion Pumps, Multitherapy | 8100 Alaris Large Volume Pump Module (LVP) | 14088408 | Alaris Medical Systems | DMT Equipment Distribution | Akron | Akron City Campus | Akron City Hospital | Basement | 2014-07-01 | Medium
No | 041090 | Infusion Pumps, Multitherapy | 8100 Alaris Large Volume Pump Module (LVP) | 14087181 | Alaris Medical Systems | DMT Equipment Distribution | Akron | Akron City Campus | Akron City Hospital | Basement | 2014-07-01 | Medium
No | 041091 | Infusion Pumps, Multitherapy | 8100 Alaris Large Volume Pump Module (LVP) | 14088352 | Alaris Medical Systems | DMT Equipment Distribution | Akron | Akron City Campus | Akron City Hospital | Basement | 2014-07-01 | Medium
No | 041092 | Infusion Pumps, Multitherapy | 8100 Alaris Large Volume Pump Module (LVP) | 14088056 | Alaris Medical Systems | DMT Equipment Distribution | Akron | Akron City Campus | Akron City Hospital | Basement | 2014-07-01 | Medium
No | 041093 | Infusion Pumps, Multitherapy | 8100 Alaris Large Volume Pump Module (LVP) | 14088353 | Alaris Medical Systems | DMT Equipment Distribution | Akron | Akron City Campus | Akron City Hospital | Basement | 2014-07-01 | Medium
No | 041094 | Infusion Pumps, Multitherapy | 8100 Alaris Large Volume Pump Module (LVP) | 14087250 | Alaris Medical Systems | DMT Equipment Distribution - SB | Barberton | Barberton Campus | Summa Barberton Hospital | 5th Floor | 2014-07-01 | Medium
No | 041095 | Infusion Pumps, Multitherapy | 8100 Alaris Large Volume Pump Module (LVP) | 14088314 | Alaris Medical Systems | DMT Equipment Distribution | Akron | Akron City Campus | Akron City Hospital | Basement | 2014-07-01 | Medium
No | 041096 | Infusion Pumps, Multitherapy | 8100 Alaris Large Volume Pump Module (LVP) | 14088094 | Alaris Medical Systems | DMT Equipment Distribution | Akron | Akron City Campus | Akron City Hospital | Basement | 2014-07-01 | Medium
No | 041097 | Infusion Pumps, Multitherapy | 8100 Alaris Large Volume Pump Module (LVP) | 14088027 | Alaris Medical Systems | DMT Equipment Distribution | Akron | Akron City Campus | Akron City Hospital | Basement | 2014-07-01 | Medium
No | 041098 | Infusion Pumps, Multitherapy | 8100 Alaris Large Volume Pump Module (LVP) | 14088597 | Alaris Medical Systems | DMT Equipment Distribution | Akron | Akron City Campus | Akron City Hospital | Basement | 2014-07-01 | Medium
No | 041099 | Infusion Pumps, Multitherapy | 8100 Alaris Large Volume Pump Module (LVP) | 14088476 | Alaris Medical Systems | DMT Equipment Distribution | Akron | Akron City Campus | Akron City Hospital | Basement | 2014-07-01 | Medium
No | 041100 | Infusion Pumps, Multitherapy | 8100 Alaris Large Volume Pump Module (LVP) | 14089847 | Alaris Medical Systems | DMT Equipment Distribution | Akron | Akron City Campus | Akron City Hospital | Basement | 2014-07-01 | Medium
No | 041101 | Infusion Pumps, Multitherapy | 8100 Alaris Large Volume Pump Module (LVP) | 14086229 | Alaris Medical Systems | DMT Equipment Distribution | Akron | Akron City Campus | Akron City Hospital | Basement | 2014-07-01 | Medium
No | 041102 | Infusion Pumps, Multitherapy | 8100 Alaris Large Volume Pump Module (LVP) | 14088341 | Alaris Medical Systems | DMT Equipment Distribution | Akron | Akron City Campus | Akron City Hospital | Basement | 2014-07-01 | Medium
No | 041103 | Infusion Pumps, Multitherapy | 8100 Alaris Large Volume Pump Module (LVP) | 14088112 | Alaris Medical Systems | DMT Equipment Distribution | Akron | Akron City Campus | Akron City Hospital | Basement | 2014-07-01 | Medium
No | 041104 | Infusion Pumps, Multitherapy | 8100 Alaris Large Volume Pump Module (LVP) | 14089954 | Alaris Medical Systems | DMT Equipment Distribution | Akron | Akron City Campus | Akron City Hospital | Basement | 2014-07-01 | Medium
No | 041105 | Infusion Pumps, Multitherapy | 8100 Alaris Large Volume Pump Module (LVP) | 14090011 | Alaris Medical Systems | DMT Equipment Distribution | Akron | Akron City Campus | Akron City Hospital | Basement | 2014-07-01 | Medium
No | 041106 | Infusion Pumps, Multitherapy | 8100 Alaris Large Volume Pump Module (LVP) | 14091441 | Alaris Medical Systems | DMT Equipment Distribution | Akron | Akron City Campus | Akron City Hospital | Basement | 2014-07-01 | Medium
No | 041107 | Infusion Pumps, Multitherapy | 8100 Alaris Large Volume Pump Module (LVP) | 14090976 | Alaris Medical Systems | DMT Equipment Distribution | Akron | Akron City Campus | Akron City Hospital | Basement | 2014-07-01 | Medium
No | 041108 | Infusion Pumps, Multitherapy | 8100 Alaris Large Volume Pump Module (LVP) | 14090812 | Alaris Medical Systems | DMT Equipment Distribution | Akron | Akron City Campus | Akron City Hospital | Basement | 2014-07-01 | Medium
No | 041109 | Infusion Pumps, Multitherapy | 8100 Alaris Large Volume Pump Module (LVP) | 14090850 | Alaris Medical Systems | DMT Equipment Distribution | Akron | Akron City Campus | Akron City Hospital | Basement | 2014-07-01 | Medium
No | 041110 | Infusion Pumps, Multitherapy | 8100 Alaris Large Volume Pump Module (LVP) | 14088391 | Alaris Medical Systems | DMT Equipment Distribution | Akron | Akron City Campus | Akron City Hospital | Basement | 2014-07-01 | Medium
No | 041111 | Infusion Pumps, Multitherapy | 8100 Alaris Large Volume Pump Module (LVP) | 14090571 | Alaris Medical Systems | DMT Equipment Distribution | Akron | Akron City Campus | Akron City Hospital | Basement | 2014-07-01 | Medium
No | 041112 | Infusion Pumps, Multitherapy | 8100 Alaris Large Volume Pump Module (LVP) | 14088625 | Alaris Medical Systems | DMT Equipment Distribution - SB | Barberton | Green Campus | Green Medical Center | Ground Floor | 2014-07-01 | Medium
No | 041113 | Infusion Pumps, Multitherapy | 8100 Alaris Large Volume Pump Module (LVP) | 14090616 | Alaris Medical Systems | Infusion Center - Stow | Akron | Stow-Kent Campus | Stow-Kent Medical Center | 1st Floor | 2014-07-01 | Medium
No | 041114 | Infusion Pumps, Multitherapy | 8100 Alaris Large Volume Pump Module (LVP) | 14088437 | Alaris Medical Systems | DMT Equipment Distribution | Akron | Akron City Campus | Akron City Hospital | Basement | 2014-07-01 | Medium
No | 041115 | Infusion Pumps, Multitherapy | 8100 Alaris Large Volume Pump Module (LVP) | 14088319 | Alaris Medical Systems | DMT Equipment Distribution | Akron | Akron City Campus | Akron City Hospital | Basement | 2014-07-01 | Medium
No | 041116 | Infusion Pumps, Multitherapy | 8100 Alaris Large Volume Pump Module (LVP) | 14092017 | Alaris Medical Systems | DMT Equipment Distribution | Akron | Akron City Campus | Akron City Hospital | Basement | 2014-07-01 | Medium
No | 041117 | Infusion Pumps, Multitherapy | 8100 Alaris Large Volume Pump Module (LVP) | 14090049 | Alaris Medical Systems | DMT Equipment Distribution | Akron | Akron City Campus | Akron City Hospital | Basement | 2014-07-01 | Medium
No | 041118 | Infusion Pumps, Multitherapy | 8100 Alaris Large Volume Pump Module (LVP) | 14087063 | Alaris Medical Systems | DMT Equipment Distribution - SB | Barberton | Barberton Campus | Summa Barberton Hospital | 5th Floor | 2014-07-01 | Medium
No | 041119 | Infusion Pumps, Multitherapy | 8100 Alaris Large Volume Pump Module (LVP) | 14090225 | Alaris Medical Systems | DMT Equipment Distribution | Akron | Akron City Campus | Akron City Hospital | Basement | 2014-07-01 | Medium
No | 041120 | Infusion Pumps, Multitherapy | 8100 Alaris Large Volume Pump Module (LVP) | 14091341 | Alaris Medical Systems | DMT Equipment Distribution | Akron | Akron City Campus | Akron City Hospital | Basement | 2014-07-01 | Medium
No | 041121 | Infusion Pumps, Multitherapy | 8100 Alaris Large Volume Pump Module (LVP) | 14090377 | Alaris Medical Systems | DMT Equipment Distribution | Akron | Akron City Campus | Akron City Hospital | Basement | 2014-07-01 | Medium
No | 041122 | Infusion Pumps, Multitherapy | 8100 Alaris Large Volume Pump Module (LVP) | 14089931 | Alaris Medical Systems | DMT Equipment Distribution | Akron | Akron City Campus | Akron City Hospital | Basement | 2014-07-01 | Medium
No | 041123 | Infusion Pumps, Multitherapy | 8100 Alaris Large Volume Pump Module (LVP) | 14090698 | Alaris Medical Systems | DMT Equipment Distribution | Akron | Akron City Campus | Akron City Hospital | Basement | 2014-07-01 | Medium
No | 041124 | Infusion Pumps, Multitherapy | 8100 Alaris Large Volume Pump Module (LVP) | 14090604 | Alaris Medical Systems | Medina ASC | Barberton | Medina Campus | Medina Medical Center | 1st Floor | 2014-07-01 | Medium
No | 041125 | Infusion Pumps, Multitherapy | 8100 Alaris Large Volume Pump Module (LVP) | 14090363 | Alaris Medical Systems | DMT Equipment Distribution | Akron | Akron City Campus | Akron City Hospital | Basement | 2014-07-01 | Medium
No | 041126 | Infusion Pumps, Multitherapy | 8100 Alaris Large Volume Pump Module (LVP) | 14090330 | Alaris Medical Systems | DMT Equipment Distribution | Akron | Akron City Campus | Akron City Hospital | Basement | 2014-07-01 | Medium
No | 041127 | Infusion Pumps, Multitherapy | 8100 Alaris Large Volume Pump Module (LVP) | 14090051 | Alaris Medical Systems | DMT Equipment Distribution | Akron | Akron City Campus | Akron City Hospital | Basement | 2014-07-01 | Medium
No | 041128 | Infusion Pumps, Multitherapy | 8100 Alaris Large Volume Pump Module (LVP) | 14090228 | Alaris Medical Systems | DMT Equipment Distribution | Akron | Akron City Campus | Akron City Hospital | Basement | 2014-07-01 | Medium
No | 041129 | Infusion Pumps, Multitherapy | 8100 Alaris Large Volume Pump Module (LVP) | 14088444 | Alaris Medical Systems | DMT Equipment Distribution - SB | Barberton | Barberton Campus | Summa Barberton Hospital | 5th Floor | 2014-07-01 | Medium
No | 041130 | Infusion Pumps, Multitherapy | 8100 Alaris Large Volume Pump Module (LVP) | 14090086 | Alaris Medical Systems | DMT Equipment Distribution | Akron | Akron City Campus | Akron City Hospital | Basement | 2014-07-01 | Medium
No | 041131 | Infusion Pumps, Multitherapy | 8100 Alaris Large Volume Pump Module (LVP) | 14088477 | Alaris Medical Systems | DMT Equipment Distribution - SB | Barberton | Barberton Campus | Summa Barberton Hospital | 5th Floor | 2014-07-01 | Medium
No | 041133 | Infusion Pumps, Multitherapy | 8100 Alaris Large Volume Pump Module (LVP) | 14090246 | Alaris Medical Systems | DMT Equipment Distribution | Akron | Akron City Campus | Akron City Hospital | Basement | 2014-07-01 | Medium
No | 041134 | Infusion Pumps, Multitherapy | 8100 Alaris Large Volume Pump Module (LVP) | 14090395 | Alaris Medical Systems | DMT Equipment Distribution | Akron | Akron City Campus | Akron City Hospital | Basement | 2014-07-01 | Medium
No | 041136 | Infusion Pumps, Multitherapy | 8100 Alaris Large Volume Pump Module (LVP) | 14088572 | Alaris Medical Systems | DMT Equipment Distribution - SB | Barberton | Green Campus | Green Medical Center | Ground Floor | 2014-07-01 | Medium
No | 041137 | Infusion Pumps, Multitherapy | 8100 Alaris Large Volume Pump Module (LVP) | 14090593 | Alaris Medical Systems | DMT Equipment Distribution | Akron | Akron City Campus | Akron City Hospital | Basement | 2014-07-01 | Medium
No | 041138 | Infusion Pumps, Multitherapy | 8100 Alaris Large Volume Pump Module (LVP) | 14090800 | Alaris Medical Systems | DMT Equipment Distribution | Akron | Akron City Campus | Akron City Hospital | Basement | 2014-07-01 | Medium
No | 041139 | Infusion Pumps, Multitherapy | 8100 Alaris Large Volume Pump Module (LVP) | 14089986 | Alaris Medical Systems | DMT Equipment Distribution | Akron | Akron City Campus | Akron City Hospital | Basement | 2014-07-01 | Medium
No | 041140 | Infusion Pumps, Multitherapy | 8100 Alaris Large Volume Pump Module (LVP) | 14088442 | Alaris Medical Systems | Medina ASC | Barberton | Medina Campus | Medina Medical Center | 1st Floor | 2014-07-01 | Medium
No | 041141 | Infusion Pumps, Multitherapy | 8100 Alaris Large Volume Pump Module (LVP) | 14087938 | Alaris Medical Systems | DMT Equipment Distribution - SB | Barberton | Green Campus | Green Medical Center | Ground Floor | 2014-07-01 | Medium
No | 041142 | Infusion Pumps, Multitherapy | 8100 Alaris Large Volume Pump Module (LVP) | 14090210 | Alaris Medical Systems | DMT Equipment Distribution | Akron | Akron City Campus | Akron City Hospital | Basement | 2014-07-01 | Medium
No | 041143 | Infusion Pumps, Multitherapy | 8100 Alaris Large Volume Pump Module (LVP) | 14092019 | Alaris Medical Systems | DMT Equipment Distribution | Akron | Akron City Campus | Akron City Hospital | Basement | 2014-07-01 | Medium
No | 041144 | Infusion Pumps, Multitherapy | 8100 Alaris Large Volume Pump Module (LVP) | 14091494 | Alaris Medical Systems | DMT Equipment Distribution | Akron | Akron City Campus | Akron City Hospital | Basement | 2014-07-01 | Medium
No | 041145 | Infusion Pumps, Multitherapy | 8100 Alaris Large Volume Pump Module (LVP) | 14091360 | Alaris Medical Systems | DMT Equipment Distribution | Akron | Akron City Campus | Akron City Hospital | Basement | 2014-07-01 | Medium
No | 041147 | Infusion Pumps, Multitherapy | 8100 Alaris Large Volume Pump Module (LVP) | 14091452 | Alaris Medical Systems | DMT Equipment Distribution - SB | Barberton | Barberton Campus | Summa Barberton Hospital | Basement | 2014-07-01 | Medium
No | 041148 | Infusion Pumps, Multitherapy | 8100 Alaris Large Volume Pump Module (LVP) | 14091147 | Alaris Medical Systems | DMT Equipment Distribution | Akron | Akron City Campus | Akron City Hospital | Basement | 2014-07-01 | Medium
No | 041149 | Infusion Pumps, Multitherapy | 8100 Alaris Large Volume Pump Module (LVP) | 14090591 | Alaris Medical Systems | DMT Equipment Distribution | Akron | Akron City Campus | Akron City Hospital | Basement | 2014-07-01 | Medium
No | 041150 | Infusion Pumps, Multitherapy | 8100 Alaris Large Volume Pump Module (LVP) | 14090005 | Alaris Medical Systems | DMT Equipment Distribution | Akron | Akron City Campus | Akron City Hospital | Basement | 2014-07-01 | Medium
No | 041151 | Infusion Pumps, Multitherapy | 8100 Alaris Large Volume Pump Module (LVP) | 14091458 | Alaris Medical Systems | DMT Equipment Distribution | Akron | Akron City Campus | Akron City Hospital | Basement | 2014-07-01 | Medium
No | 041152 | Infusion Pumps, Multitherapy | 8100 Alaris Large Volume Pump Module (LVP) | 14091460 | Alaris Medical Systems | DMT Equipment Distribution | Akron | Akron City Campus | Akron City Hospital | Basement | 2014-07-01 | Medium
No | 041153 | Infusion Pumps, Multitherapy | 8100 Alaris Large Volume Pump Module (LVP) | 14087934 | Alaris Medical Systems | DMT Equipment Distribution | Akron | Akron City Campus | Akron City Hospital | Basement | 2014-07-01 | Medium
No | 041154 | Infusion Pumps, Multitherapy | 8100 Alaris Large Volume Pump Module (LVP) | 14091484 | Alaris Medical Systems | DMT Equipment Distribution | Akron | Akron City Campus | Akron City Hospital | Basement | 2014-07-01 | Medium
No | 041155 | Infusion Pumps, Multitherapy | 8100 Alaris Large Volume Pump Module (LVP) | 14090982 | Alaris Medical Systems | DMT Equipment Distribution | Akron | Akron City Campus | Akron City Hospital | Basement | 2014-07-01 | Medium
No | 041156 | Infusion Pumps, Multitherapy | 8100 Alaris Large Volume Pump Module (LVP) | 14091289 | Alaris Medical Systems | DMT Equipment Distribution | Akron | Akron City Campus | Akron City Hospital | Basement | 2014-07-01 | Medium
No | 041157 | Infusion Pumps, Multitherapy | 8100 Alaris Large Volume Pump Module (LVP) | 14088367 | Alaris Medical Systems | DMT Equipment Distribution | Akron | Akron City Campus | Akron City Hospital | Basement | 2014-07-01 | Medium
No | 041158 | Infusion Pumps, Multitherapy | 8100 Alaris Large Volume Pump Module (LVP) | 14089934 | Alaris Medical Systems | DMT Equipment Distribution - SB | Barberton | Green Campus | Green Medical Center | Ground Floor | 2014-07-01 | Medium
No | 041159 | Infusion Pumps, Multitherapy | 8100 Alaris Large Volume Pump Module (LVP) | 14090206 | Alaris Medical Systems | DMT Equipment Distribution | Akron | Akron City Campus | Akron City Hospital | Basement | 2014-07-01 | Medium
No | 041160 | Infusion Pumps, Multitherapy | 8100 Alaris Large Volume Pump Module (LVP) | 14091211 | Alaris Medical Systems | DMT Equipment Distribution | Akron | Akron City Campus | Akron City Hospital | Basement | 2014-07-01 | Medium
No | 041161 | Infusion Pumps, Multitherapy | 8100 Alaris Large Volume Pump Module (LVP) | 14090334 | Alaris Medical Systems | DMT Equipment Distribution - SB | Barberton | Barberton Campus | Summa Barberton Hospital | 5th Floor | 2014-07-01 | Medium
No | 041162 | Infusion Pumps, Multitherapy | 8100 Alaris Large Volume Pump Module (LVP) | 14090023 | Alaris Medical Systems | DMT Equipment Distribution | Akron | Akron City Campus | Akron City Hospital | Basement | 2014-07-01 | Medium
No | 041163 | Infusion Pumps, Multitherapy | 8100 Alaris Large Volume Pump Module (LVP) | 14089893 | Alaris Medical Systems | DMT Equipment Distribution | Akron | Akron City Campus | Akron City Hospital | Basement | 2014-07-01 | Medium
No | 041164 | Infusion Pumps, Multitherapy | 8100 Alaris Large Volume Pump Module (LVP) | 14090743 | Alaris Medical Systems | DMT Equipment Distribution | Akron | Akron City Campus | Akron City Hospital | Basement | 2014-07-01 | Medium
No | 041165 | Infusion Pumps, Multitherapy | 8100 Alaris Large Volume Pump Module (LVP) | 14090598 | Alaris Medical Systems | DMT Equipment Distribution | Akron | Akron City Campus | Akron City Hospital | Basement | 2014-07-01 | Medium
No | 041166 | Infusion Pumps, Multitherapy | 8100 Alaris Large Volume Pump Module (LVP) | 14090745 | Alaris Medical Systems | DMT Equipment Distribution | Akron | Akron City Campus | Akron City Hospital | Basement | 2014-07-01 | Medium
No | 041167 | Infusion Pumps, Multitherapy | 8100 Alaris Large Volume Pump Module (LVP) | 14087853 | Alaris Medical Systems | DMT Equipment Distribution | Akron | Akron City Campus | Akron City Hospital | Basement | 2014-07-01 | Medium
No | 041168 | Infusion Pumps, Multitherapy | 8100 Alaris Large Volume Pump Module (LVP) | 14088474 | Alaris Medical Systems | DMT Equipment Distribution | Akron | Akron City Campus | Akron City Hospital | Basement | 2014-07-01 | Medium
No | 041169 | Infusion Pumps, Multitherapy | 8100 Alaris Large Volume Pump Module (LVP) | 14091002 | Alaris Medical Systems | DMT Equipment Distribution | Akron | Akron City Campus | Akron City Hospital | Basement | 2014-07-01 | Medium
No | 041171 | Infusion Pumps, Multitherapy | 8100 Alaris Large Volume Pump Module (LVP) | 14090247 | Alaris Medical Systems | DMT Equipment Distribution - SB | Barberton | Barberton Campus | Summa Barberton Hospital | 5th Floor | 2014-07-01 | Medium
No | 041173 | Infusion Pumps, Multitherapy | 8100 Alaris Large Volume Pump Module (LVP) | 14090213 | Alaris Medical Systems | DMT Equipment Distribution | Akron | Akron City Campus | Akron City Hospital | Basement | 2014-07-01 | Medium
No | 041174 | Infusion Pumps, Multitherapy | 8100 Alaris Large Volume Pump Module (LVP) | 14089991 | Alaris Medical Systems | DMT Equipment Distribution | Akron | Akron City Campus | Akron City Hospital | Basement | 2014-07-01 | Medium
No | 041175 | Infusion Pumps, Multitherapy | 8100 Alaris Large Volume Pump Module (LVP) | 14089552 | Alaris Medical Systems | DMT Equipment Distribution | Akron | Akron City Campus | Akron City Hospital | Basement | 2014-07-01 | Medium
No | 041176 | Infusion Pumps, Multitherapy | 8100 Alaris Large Volume Pump Module (LVP) | 14091102 | Alaris Medical Systems | DMT Equipment Distribution | Akron | Akron City Campus | Akron City Hospital | Basement | 2014-07-01 | Medium
No | 041177 | Infusion Pumps, Multitherapy | 8100 Alaris Large Volume Pump Module (LVP) | 14089967 | Alaris Medical Systems | DMT Equipment Distribution | Akron | Akron City Campus | Akron City Hospital | Basement | 2014-07-01 | Medium
No | 041178 | Infusion Pumps, Multitherapy | 8100 Alaris Large Volume Pump Module (LVP) | 14091533 | Alaris Medical Systems | DMT Equipment Distribution | Akron | Akron City Campus | Akron City Hospital | Basement | 2014-07-01 | Medium
No | 041179 | Infusion Pumps, Multitherapy | 8100 Alaris Large Volume Pump Module (LVP) | 14090332 | Alaris Medical Systems | DMT Equipment Distribution | Akron | Akron City Campus | Akron City Hospital | Basement | 2014-07-01 | Medium
No | 041180 | Infusion Pumps, Multitherapy | 8100 Alaris Large Volume Pump Module (LVP) | 14090212 | Alaris Medical Systems | DMT Equipment Distribution | Akron | Akron City Campus | Akron City Hospital | Basement | 2014-07-01 | Medium
No | 041181 | Infusion Pumps, Multitherapy | 8100 Alaris Large Volume Pump Module (LVP) | 14090167 | Alaris Medical Systems | DMT Equipment Distribution | Akron | Akron City Campus | Akron City Hospital | Basement | 2014-07-01 | Medium
No | 041182 | Infusion Pumps, Multitherapy | 8100 Alaris Large Volume Pump Module (LVP) | 14088460 | Alaris Medical Systems | DMT Equipment Distribution | Akron | Akron City Campus | Akron City Hospital | Basement | 2014-07-01 | Medium
No | 041183 | Infusion Pumps, Multitherapy | 8100 Alaris Large Volume Pump Module (LVP) | 14091598 | Alaris Medical Systems | DMT Equipment Distribution | Akron | Akron City Campus | Akron City Hospital | Basement | 2014-07-01 | Medium
No | 041184 | Infusion Pumps, Multitherapy | 8100 Alaris Large Volume Pump Module (LVP) | 14091209 | Alaris Medical Systems | DMT Equipment Distribution | Akron | Akron City Campus | Akron City Hospital | Basement | 2014-07-01 | Medium
No | 041185 | Infusion Pumps, Multitherapy | 8100 Alaris Large Volume Pump Module (LVP) | 14090291 | Alaris Medical Systems | DMT Equipment Distribution | Akron | Akron City Campus | Akron City Hospital | Basement | 2014-07-01 | Medium
No | 041186 | Infusion Pumps, Multitherapy | 8100 Alaris Large Volume Pump Module (LVP) | 14090050 | Alaris Medical Systems | DMT Equipment Distribution | Akron | Akron City Campus | Akron City Hospital | Basement | 2014-07-01 | Medium
No | 041187 | Infusion Pumps, Multitherapy | 8100 Alaris Large Volume Pump Module (LVP) | 14091195 | Alaris Medical Systems | DMT Equipment Distribution | Akron | Akron City Campus | Akron City Hospital | Basement | 2014-07-01 | Medium
No | 041188 | Infusion Pumps, Multitherapy | 8100 Alaris Large Volume Pump Module (LVP) | 14090966 | Alaris Medical Systems | DMT Equipment Distribution | Akron | Akron City Campus | Akron City Hospital | Basement | 2014-07-01 | Medium
No | 041189 | Infusion Pumps, Multitherapy | 8100 Alaris Large Volume Pump Module (LVP) | 14091459 | Alaris Medical Systems | DMT Equipment Distribution | Akron | Akron City Campus | Akron City Hospital | Basement | 2014-07-01 | Medium
No | 041190 | Infusion Pumps, Multitherapy | 8100 Alaris Large Volume Pump Module (LVP) | 14091353 | Alaris Medical Systems | DMT Equipment Distribution | Akron | Akron City Campus | Akron City Hospital | Basement | 2014-07-01 | Medium
No | 041191 | Infusion Pumps, Multitherapy | 8100 Alaris Large Volume Pump Module (LVP) | 14091093 | Alaris Medical Systems | DMT Equipment Distribution | Akron | Akron City Campus | Akron City Hospital | Basement | 2014-07-01 | Medium
No | 041192 | Infusion Pumps, Multitherapy | 8100 Alaris Large Volume Pump Module (LVP) | 14089930 | Alaris Medical Systems | DMT Equipment Distribution | Akron | Akron City Campus | Akron City Hospital | Basement | 2014-07-01 | Medium
No | 041193 | Infusion Pumps, Multitherapy | 8100 Alaris Large Volume Pump Module (LVP) | 14090299 | Alaris Medical Systems | DMT Equipment Distribution | Akron | Akron City Campus | Akron City Hospital | Basement | 2014-07-01 | Medium
No | 041194 | Infusion Pumps, Multitherapy | 8100 Alaris Large Volume Pump Module (LVP) | 14090503 | Alaris Medical Systems | DMT Equipment Distribution | Akron | Akron City Campus | Akron City Hospital | Basement | 2014-07-01 | Medium
No | 041195 | Infusion Pumps, Multitherapy | 8100 Alaris Large Volume Pump Module (LVP) | 14088592 | Alaris Medical Systems | DMT Equipment Distribution - SB | Barberton | Barberton Campus | Summa Barberton Hospital | 5th Floor | 2014-07-01 | Medium
No | 041196 | Infusion Pumps, Multitherapy | 8100 Alaris Large Volume Pump Module (LVP) | 14090384 | Alaris Medical Systems | DMT Equipment Distribution | Akron | Akron City Campus | Akron City Hospital | Basement | 2014-07-01 | Medium
No | 041197 | Infusion Pumps, Multitherapy | 8100 Alaris Large Volume Pump Module (LVP) | 14090010 | Alaris Medical Systems | Central Processing/Supply - SW | Barberton | Wadsworth Campus | Wadsworth-Rittman Medical Center | 1st Floor | 2014-07-01 | Medium
No | 041198 | Infusion Pumps, Multitherapy | 8100 Alaris Large Volume Pump Module (LVP) | 14090892 | Alaris Medical Systems | DMT Equipment Distribution | Akron | Akron City Campus | Akron City Hospital | Basement | 2014-07-01 | Medium
No | 041199 | Infusion Pumps, Multitherapy | 8100 Alaris Large Volume Pump Module (LVP) | 14091415 | Alaris Medical Systems | DMT Equipment Distribution | Akron | Akron City Campus | Akron City Hospital | Basement | 2014-07-01 | Medium
No | 041200 | Infusion Pumps, Multitherapy | 8100 Alaris Large Volume Pump Module (LVP) | 14090895 | Alaris Medical Systems | DMT Equipment Distribution | Akron | Akron City Campus | Akron City Hospital | Basement | 2014-07-01 | Medium
No | 041201 | Infusion Pumps, Multitherapy | 8100 Alaris Large Volume Pump Module (LVP) | 14090133 | Alaris Medical Systems | DMT Equipment Distribution | Akron | Akron City Campus | Akron City Hospital | Basement | 2014-07-01 | Medium
No | 041202 | Infusion Pumps, Multitherapy | 8100 Alaris Large Volume Pump Module (LVP) | 14090207 | Alaris Medical Systems | DMT Equipment Distribution - SB | Barberton | Green Campus | Green Medical Center | Ground Floor | 2014-07-01 | Medium
No | 041203 | Infusion Pumps, Multitherapy | 8100 Alaris Large Volume Pump Module (LVP) | 14090282 | Alaris Medical Systems | DMT Equipment Distribution | Akron | Akron City Campus | Akron City Hospital | Basement | 2014-07-01 | Medium
No | 041204 | Infusion Pumps, Multitherapy | 8100 Alaris Large Volume Pump Module (LVP) | 14091482 | Alaris Medical Systems | DMT Equipment Distribution | Akron | Akron City Campus | Akron City Hospital | Basement | 2014-07-01 | Medium
No | 041205 | Infusion Pumps, Multitherapy | 8100 Alaris Large Volume Pump Module (LVP) | 14087703 | Alaris Medical Systems | DMT Equipment Distribution | Akron | Akron City Campus | Akron City Hospital | Basement | 2014-07-01 | Medium
No | 041206 | Infusion Pumps, Multitherapy | 8100 Alaris Large Volume Pump Module (LVP) | 14091126 | Alaris Medical Systems | DMT Equipment Distribution | Akron | Akron City Campus | Akron City Hospital | Basement | 2014-07-01 | Medium
No | 041207 | Infusion Pumps, Multitherapy | 8100 Alaris Large Volume Pump Module (LVP) | 14090172 | Alaris Medical Systems | DMT Equipment Distribution | Akron | Akron City Campus | Akron City Hospital | Basement | 2014-07-01 | Medium
No | 041209 | Infusion Pumps, Multitherapy | 8100 Alaris Large Volume Pump Module (LVP) | 14090811 | Alaris Medical Systems | DMT Equipment Distribution | Akron | Akron City Campus | Akron City Hospital | Basement | 2014-07-01 | Medium
No | 041210 | Infusion Pumps, Multitherapy | 8100 Alaris Large Volume Pump Module (LVP) | 14089939 | Alaris Medical Systems | DMT Equipment Distribution | Akron | Akron City Campus | Akron City Hospital | Basement | 2014-07-01 | Medium
No | 041212 | Infusion Pumps, Multitherapy | 8100 Alaris Large Volume Pump Module (LVP) | 14091390 | Alaris Medical Systems | DMT Equipment Distribution | Akron | Akron City Campus | Akron City Hospital | Basement | 2014-07-01 | Medium
No | 041213 | Infusion Pumps, Multitherapy | 8100 Alaris Large Volume Pump Module (LVP) | 14091268 | Alaris Medical Systems | DMT Equipment Distribution | Akron | Akron City Campus | Akron City Hospital | Basement | 2014-07-01 | Medium
No | 041215 | Infusion Pumps, Multitherapy | 8100 Alaris Large Volume Pump Module (LVP) | 14090816 | Alaris Medical Systems | DMT Equipment Distribution | Akron | Akron City Campus | Akron City Hospital | Basement | 2014-07-01 | Medium
No | 041216 | Infusion Pumps, Multitherapy | 8100 Alaris Large Volume Pump Module (LVP) | 14090429 | Alaris Medical Systems | DMT Equipment Distribution | Akron | Akron City Campus | Akron City Hospital | Basement | 2014-07-01 | Medium
No | 041217 | Infusion Pumps, Multitherapy | 8100 Alaris Large Volume Pump Module (LVP) | 14090261 | Alaris Medical Systems | DMT Equipment Distribution | Akron | Akron City Campus | Akron City Hospital | Basement | 2014-07-01 | Medium
No | 041218 | Infusion Pumps, Multitherapy | 8100 Alaris Large Volume Pump Module (LVP) | 14091447 | Alaris Medical Systems | DMT Equipment Distribution | Akron | Akron City Campus | Akron City Hospital | Basement | 2014-07-01 | Medium
No | 041219 | Infusion Pumps, Multitherapy | 8100 Alaris Large Volume Pump Module (LVP) | 14090379 | Alaris Medical Systems | DMT Equipment Distribution | Akron | Akron City Campus | Akron City Hospital | Basement | 2014-07-01 | Medium
No | 041220 | Infusion Pumps, Multitherapy | 8100 Alaris Large Volume Pump Module (LVP) | 14089718 | Alaris Medical Systems | DMT Equipment Distribution | Akron | Akron City Campus | Akron City Hospital | Basement | 2014-07-01 | Medium
No | 041221 | Infusion Pumps, Multitherapy | 8100 Alaris Large Volume Pump Module (LVP) | 14088556 | Alaris Medical Systems | DMT Equipment Distribution | Akron | Akron City Campus | Akron City Hospital | Basement | 2014-07-01 | Medium
No | 041222 | Infusion Pumps, Multitherapy | 8100 Alaris Large Volume Pump Module (LVP) | 14090301 | Alaris Medical Systems | DMT Equipment Distribution | Akron | Akron City Campus | Akron City Hospital | Basement | 2014-07-01 | Medium
No | 041223 | Infusion Pumps, Multitherapy | 8100 Alaris Large Volume Pump Module (LVP) | 14090802 | Alaris Medical Systems | DMT Equipment Distribution | Akron | Akron City Campus | Akron City Hospital | Basement | 2014-07-01 | Medium
No | 041224 | Infusion Pumps, Multitherapy | 8100 Alaris Large Volume Pump Module (LVP) | 14090655 | Alaris Medical Systems | DMT Equipment Distribution | Akron | Akron City Campus | Akron City Hospital | Basement | 2014-07-01 | Medium
No | 041225 | Infusion Pumps, Multitherapy | 8100 Alaris Large Volume Pump Module (LVP) | 14090805 | Alaris Medical Systems | DMT Equipment Distribution | Akron | Akron City Campus | Akron City Hospital | Basement | 2014-07-01 | Medium
No | 041226 | Infusion Pumps, Multitherapy | 8100 Alaris Large Volume Pump Module (LVP) | 14091497 | Alaris Medical Systems | DMT Equipment Distribution | Akron | Akron City Campus | Akron City Hospital | Basement | 2014-07-01 | Medium
No | 041227 | Infusion Pumps, Multitherapy | 8100 Alaris Large Volume Pump Module (LVP) | 14090094 | Alaris Medical Systems | DMT Equipment Distribution | Akron | Akron City Campus | Akron City Hospital | Basement | 2014-07-01 | Medium
No | 041228 | Infusion Pumps, Multitherapy | 8100 Alaris Large Volume Pump Module (LVP) | 14090085 | Alaris Medical Systems | DMT Equipment Distribution | Akron | Akron City Campus | Akron City Hospital | Basement | 2014-07-01 | Medium
No | 041229 | Infusion Pumps, Multitherapy | 8100 Alaris Large Volume Pump Module (LVP) | 14091140 | Alaris Medical Systems | DMT Equipment Distribution | Akron | Akron City Campus | Akron City Hospital | Basement | 2014-07-01 | Medium
No | 041230 | Infusion Pumps, Multitherapy | 8100 Alaris Large Volume Pump Module (LVP) | 14090894 | Alaris Medical Systems | DMT Equipment Distribution | Akron | Akron City Campus | Akron City Hospital | Basement | 2014-07-01 | Medium
No | 041231 | Infusion Pumps, Multitherapy | 8100 Alaris Large Volume Pump Module (LVP) | 14090585 | Alaris Medical Systems | DMT Equipment Distribution | Akron | Akron City Campus | Akron City Hospital | Basement | 2014-07-01 | Medium
No | 041232 | Infusion Pumps, Multitherapy | 8100 Alaris Large Volume Pump Module (LVP) | 14088291 | Alaris Medical Systems | DMT Equipment Distribution - SB | Barberton | Barberton Campus | Summa Barberton Hospital | 5th Floor | 2014-07-01 | Medium
No | 041233 | Infusion Pumps, Multitherapy | 8100 Alaris Large Volume Pump Module (LVP) | 14091786 | Alaris Medical Systems | DMT Equipment Distribution | Akron | Akron City Campus | Akron City Hospital | Basement | 2014-07-01 | Medium
No | 041234 | Infusion Pumps, Multitherapy | 8100 Alaris Large Volume Pump Module (LVP) | 14090748 | Alaris Medical Systems | DMT Equipment Distribution | Akron | Akron City Campus | Akron City Hospital | Basement | 2014-07-01 | Medium
No | 041235 | Infusion Pumps, Multitherapy | 8100 Alaris Large Volume Pump Module (LVP) | 14090262 | Alaris Medical Systems | DMT Equipment Distribution | Akron | Akron City Campus | Akron City Hospital | Basement | 2014-07-01 | Medium
No | 041236 | Infusion Pumps, Multitherapy | 8100 Alaris Large Volume Pump Module (LVP) | 14087705 | Alaris Medical Systems | DMT Equipment Distribution - SB | Barberton | Barberton Campus | Summa Barberton Hospital | 5th Floor | 2014-07-01 | Medium
No | 041237 | Infusion Pumps, Multitherapy | 8100 Alaris Large Volume Pump Module (LVP) | 14089560 | Alaris Medical Systems | DMT Equipment Distribution | Akron | Akron City Campus | Akron City Hospital | Basement | 2014-07-01 | Medium
No | 041238 | Infusion Pumps, Multitherapy | 8100 Alaris Large Volume Pump Module (LVP) | 14090656 | Alaris Medical Systems | DMT Equipment Distribution | Akron | Akron City Campus | Akron City Hospital | Basement | 2014-07-01 | Medium
No | 041239 | Infusion Pumps, Multitherapy | 8100 Alaris Large Volume Pump Module (LVP) | 14090665 | Alaris Medical Systems | DMT Equipment Distribution - SB | Barberton | Barberton Campus | Summa Barberton Hospital | 5th Floor | 2014-07-01 | Medium
No | 041240 | Infusion Pumps, Multitherapy | 8100 Alaris Large Volume Pump Module (LVP) | 14090215 | Alaris Medical Systems | DMT Equipment Distribution | Akron | Akron City Campus | Akron City Hospital | Basement | 2014-07-01 | Medium
No | 041241 | Infusion Pumps, Multitherapy | 8100 Alaris Large Volume Pump Module (LVP) | 14090578 | Alaris Medical Systems | DMT Equipment Distribution | Akron | Akron City Campus | Akron City Hospital | Basement | 2014-07-01 | Medium
No | 041242 | Infusion Pumps, Multitherapy | 8100 Alaris Large Volume Pump Module (LVP) | 14090803 | Alaris Medical Systems | DMT Equipment Distribution | Akron | Akron City Campus | Akron City Hospital | Basement | 2014-07-01 | Medium
No | 041243 | Infusion Pumps, Multitherapy | 8100 Alaris Large Volume Pump Module (LVP) | 14091522 | Alaris Medical Systems | DMT Equipment Distribution | Akron | Akron City Campus | Akron City Hospital | Basement | 2014-07-01 | Medium
No | 041244 | Infusion Pumps, Multitherapy | 8100 Alaris Large Volume Pump Module (LVP) | 14091788 | Alaris Medical Systems | DMT Equipment Distribution | Akron | Akron City Campus | Akron City Hospital | Basement | 2014-07-01 | Medium
No | 041245 | Infusion Pumps, Multitherapy | 8100 Alaris Large Volume Pump Module (LVP) | 14091642 | Alaris Medical Systems | DMT Equipment Distribution | Akron | Akron City Campus | Akron City Hospital | Basement | 2014-07-01 | Medium
No | 041246 | Infusion Pumps, Multitherapy | 8100 Alaris Large Volume Pump Module (LVP) | 14090208 | Alaris Medical Systems | DMT Equipment Distribution | Akron | Akron City Campus | Akron City Hospital | Basement | 2014-07-01 | Medium
No | 041247 | Infusion Pumps, Multitherapy | 8100 Alaris Large Volume Pump Module (LVP) | 14091100 | Alaris Medical Systems | DMT Equipment Distribution | Akron | Akron City Campus | Akron City Hospital | Basement | 2014-07-01 | Medium
No | 041248 | Infusion Pumps, Multitherapy | 8100 Alaris Large Volume Pump Module (LVP) | 14091554 | Alaris Medical Systems | Virtual Care Simulation Lab | Akron | Akron City Campus | Akron City Hospital | 1st Floor | 2014-07-01 | Medium
No | 041249 | Infusion Pumps, Multitherapy | 8100 Alaris Large Volume Pump Module (LVP) | 14090682 | Alaris Medical Systems | DMT Equipment Distribution | Akron | Akron City Campus | Akron City Hospital | Basement | 2014-07-01 | Medium
No | 041250 | Infusion Pumps, Multitherapy | 8100 Alaris Large Volume Pump Module (LVP) | 14090284 | Alaris Medical Systems | DMT Equipment Distribution | Akron | Akron City Campus | Akron City Hospital | Basement | 2014-07-01 | Medium
No | 041251 | Infusion Pumps, Multitherapy | 8100 Alaris Large Volume Pump Module (LVP) | 14090022 | Alaris Medical Systems | DMT Equipment Distribution | Akron | Akron City Campus | Akron City Hospital | Basement | 2014-07-01 | Medium
No | 041252 | Infusion Pumps, Multitherapy | 8100 Alaris Large Volume Pump Module (LVP) | 14089948 | Alaris Medical Systems | DMT Equipment Distribution | Akron | Akron City Campus | Akron City Hospital | Basement | 2014-07-01 | Medium
No | 041253 | Infusion Pumps, Multitherapy | 8100 Alaris Large Volume Pump Module (LVP) | 14090781 | Alaris Medical Systems | DMT Equipment Distribution | Akron | Akron City Campus | Akron City Hospital | Basement | 2014-07-01 | Medium
No | 041255 | Infusion Pumps, Multitherapy | 8100 Alaris Large Volume Pump Module (LVP) | 14091584 | Alaris Medical Systems | Infusion Center - Stow | Akron | Stow-Kent Campus | Stow-Kent Medical Center | 1st Floor | 2014-07-01 | Medium
No | 041256 | Infusion Pumps, Multitherapy | 8100 Alaris Large Volume Pump Module (LVP) | 14091467 | Alaris Medical Systems | DMT Equipment Distribution | Akron | Akron City Campus | Akron City Hospital | Basement | 2014-07-01 | Medium
No | 041257 | Infusion Pumps, Multitherapy | 8100 Alaris Large Volume Pump Module (LVP) | 14091585 | Alaris Medical Systems | DMT Equipment Distribution | Akron | Akron City Campus | Akron City Hospital | Basement | 2014-07-01 | Medium
No | 041258 | Infusion Pumps, Multitherapy | 8100 Alaris Large Volume Pump Module (LVP) | 14090612 | Alaris Medical Systems | DMT Equipment Distribution | Akron | Akron City Campus | Akron City Hospital | Basement | 2014-07-01 | Medium
No | 041259 | Infusion Pumps, Multitherapy | 8100 Alaris Large Volume Pump Module (LVP) | 14090987 | Alaris Medical Systems | DMT Equipment Distribution | Akron | Akron City Campus | Akron City Hospital | Basement | 2014-07-01 | Medium
No | 041260 | Infusion Pumps, Multitherapy | 8100 Alaris Large Volume Pump Module (LVP) | 14091114 | Alaris Medical Systems | DMT Equipment Distribution | Akron | Akron City Campus | Akron City Hospital | Basement | 2014-07-01 | Medium
No | 041261 | Infusion Pumps, Multitherapy | 8100 Alaris Large Volume Pump Module (LVP) | 14090683 | Alaris Medical Systems | DMT Equipment Distribution | Akron | Akron City Campus | Akron City Hospital | Basement | 2014-07-01 | Medium
No | 041262 | Infusion Pumps, Multitherapy | 8100 Alaris Large Volume Pump Module (LVP) | 14091035 | Alaris Medical Systems | DMT Equipment Distribution | Akron | Akron City Campus | Akron City Hospital | Basement | 2014-07-01 | Medium
No | 041263 | Infusion Pumps, Multitherapy | 8100 Alaris Large Volume Pump Module (LVP) | 14090965 | Alaris Medical Systems | DMT Equipment Distribution | Akron | Akron City Campus | Akron City Hospital | Basement | 2014-07-01 | Medium
No | 041264 | Infusion Pumps, Multitherapy | 8100 Alaris Large Volume Pump Module (LVP) | 14091455 | Alaris Medical Systems | DMT Equipment Distribution | Akron | Akron City Campus | Akron City Hospital | Basement | 2014-07-01 | Medium
No | 041265 | Infusion Pumps, Multitherapy | 8100 Alaris Large Volume Pump Module (LVP) | 14091845 | Alaris Medical Systems | DMT Equipment Distribution | Akron | Akron City Campus | Akron City Hospital | Basement | 2014-07-01 | Medium
No | 041266 | Infusion Pumps, Multitherapy | 8100 Alaris Large Volume Pump Module (LVP) | 14091335 | Alaris Medical Systems | DMT Equipment Distribution | Akron | Akron City Campus | Akron City Hospital | Basement | 2014-07-01 | Medium
No | 041267 | Infusion Pumps, Multitherapy | 8100 Alaris Large Volume Pump Module (LVP) | 14091701 | Alaris Medical Systems | DMT Equipment Distribution - SB | Barberton | Barberton Campus | Summa Barberton Hospital | 5th Floor | 2014-07-01 | Medium
No | 041268 | Infusion Pumps, Multitherapy | 8100 Alaris Large Volume Pump Module (LVP) | 14090736 | Alaris Medical Systems | DMT Equipment Distribution | Akron | Akron City Campus | Akron City Hospital | Basement | 2014-07-01 | Medium
No | 041269 | Infusion Pumps, Multitherapy | 8100 Alaris Large Volume Pump Module (LVP) | 14091205 | Alaris Medical Systems | DMT Equipment Distribution | Akron | Akron City Campus | Akron City Hospital | Basement | 2014-07-01 | Medium
No | 041270 | Infusion Pumps, Multitherapy | 8100 Alaris Large Volume Pump Module (LVP) | 14091599 | Alaris Medical Systems | Emergency Department (ED) - Green | Barberton | Green Campus | Green Medical Center | Ground Floor | 2014-07-01 | Medium
No | 041271 | Infusion Pumps, Multitherapy | 8100 Alaris Large Volume Pump Module (LVP) | 14090083 | Alaris Medical Systems | DMT Equipment Distribution | Akron | Akron City Campus | Akron City Hospital | Basement | 2014-07-01 | Medium
No | 041272 | Infusion Pumps, Multitherapy | 8100 Alaris Large Volume Pump Module (LVP) | 14091161 | Alaris Medical Systems | DMT Equipment Distribution | Akron | Akron City Campus | Akron City Hospital | Basement | 2014-07-01 | Medium
No | 041273 | Infusion Pumps, Multitherapy | 8100 Alaris Large Volume Pump Module (LVP) | 14091534 | Alaris Medical Systems | DMT Equipment Distribution | Akron | Akron City Campus | Akron City Hospital | Basement | 2014-07-01 | Medium
No | 041274 | Infusion Pumps, Multitherapy | 8100 Alaris Large Volume Pump Module (LVP) | 14090512 | Alaris Medical Systems | DMT Equipment Distribution - SB | Barberton | Barberton Campus | Summa Barberton Hospital | 5th Floor | 2014-07-01 | Medium
No | 041275 | Infusion Pumps, Multitherapy | 8100 Alaris Large Volume Pump Module (LVP) | 14091678 | Alaris Medical Systems | DMT Equipment Distribution | Akron | Akron City Campus | Akron City Hospital | Basement | 2014-07-01 | Medium
No | 041276 | Infusion Pumps, Multitherapy | 8100 Alaris Large Volume Pump Module (LVP) | 14090737 | Alaris Medical Systems | DMT Equipment Distribution | Akron | Akron City Campus | Akron City Hospital | Basement | 2014-07-01 | Medium
No | 041277 | Infusion Pumps, Multitherapy | 8100 Alaris Large Volume Pump Module (LVP) | 14091477 | Alaris Medical Systems | DMT Equipment Distribution | Akron | Akron City Campus | Akron City Hospital | Basement | 2014-07-01 | Medium
No | 041278 | Infusion Pumps, Multitherapy | 8100 Alaris Large Volume Pump Module (LVP) | 14091261 | Alaris Medical Systems | DMT Equipment Distribution - SB | Barberton | Barberton Campus | Summa Barberton Hospital | 5th Floor | 2014-07-01 | Medium
No | 041279 | Infusion Pumps, Multitherapy | 8100 Alaris Large Volume Pump Module (LVP) | 14091129 | Alaris Medical Systems | DMT Equipment Distribution | Akron | Akron City Campus | Akron City Hospital | Basement | 2014-07-01 | Medium
No | 041280 | Infusion Pumps, Multitherapy | 8100 Alaris Large Volume Pump Module (LVP) | 14091627 | Alaris Medical Systems | DMT Equipment Distribution | Akron | Akron City Campus | Akron City Hospital | Basement | 2014-07-01 | Medium
No | 041281 | Infusion Pumps, Multitherapy | 8100 Alaris Large Volume Pump Module (LVP) | 14091646 | Alaris Medical Systems | DMT Equipment Distribution | Akron | Akron City Campus | Akron City Hospital | Basement | 2014-07-01 | Medium
No | 041282 | Infusion Pumps, Multitherapy | 8100 Alaris Large Volume Pump Module (LVP) | 14091532 | Alaris Medical Systems | DMT Equipment Distribution | Akron | Akron City Campus | Akron City Hospital | Basement | 2014-07-01 | Medium
No | 041283 | Infusion Pumps, Multitherapy | 8100 Alaris Large Volume Pump Module (LVP) | 14090898 | Alaris Medical Systems | DMT Equipment Distribution | Akron | Akron City Campus | Akron City Hospital | Basement | 2014-07-01 | Medium
No | 041284 | Infusion Pumps, Multitherapy | 8100 Alaris Large Volume Pump Module (LVP) | 14091602 | Alaris Medical Systems | DMT Equipment Distribution - SB | Barberton | Barberton Campus | Summa Barberton Hospital | 5th Floor | 2014-07-01 | Medium
No | 041285 | Infusion Pumps, Multitherapy | 8100 Alaris Large Volume Pump Module (LVP) | 14091846 | Alaris Medical Systems | DMT Equipment Distribution | Akron | Akron City Campus | Akron City Hospital | Basement | 2014-07-01 | Medium
No | 041286 | Infusion Pumps, Multitherapy | 8100 Alaris Large Volume Pump Module (LVP) | 14092018 | Alaris Medical Systems | DMT Equipment Distribution | Akron | Akron City Campus | Akron City Hospital | Basement | 2014-07-01 | Medium
No | 041287 | Infusion Pumps, Multitherapy | 8100 Alaris Large Volume Pump Module (LVP) | 14091698 | Alaris Medical Systems | DMT Equipment Distribution | Akron | Akron City Campus | Akron City Hospital | Basement | 2014-07-01 | Medium
No | 041288 | Infusion Pumps, Multitherapy | 8100 Alaris Large Volume Pump Module (LVP) | 14090978 | Alaris Medical Systems | DMT Equipment Distribution | Akron | Akron City Campus | Akron City Hospital | Basement | 2014-07-01 | Medium
No | 041289 | Infusion Pumps, Multitherapy | 8100 Alaris Large Volume Pump Module (LVP) | 14091457 | Alaris Medical Systems | Radiation Therapy - Medina | Barberton | Medina Campus | Medina Medical Center | 1st Floor | 2014-07-01 | Medium
No | 041290 | Infusion Pumps, Multitherapy | 8100 Alaris Large Volume Pump Module (LVP) | 14089988 | Alaris Medical Systems | DMT Equipment Distribution | Akron | Akron City Campus | Akron City Hospital | Basement | 2014-07-01 | Medium
No | 041291 | Infusion Pumps, Multitherapy | 8100 Alaris Large Volume Pump Module (LVP) | 14089947 | Alaris Medical Systems | DMT Equipment Distribution | Akron | Akron City Campus | Akron City Hospital | Basement | 2014-07-01 | Medium
No | 041292 | Infusion Pumps, Multitherapy | 8100 Alaris Large Volume Pump Module (LVP) | 14090703 | Alaris Medical Systems | DMT Equipment Distribution | Akron | Akron City Campus | Akron City Hospital | Basement | 2014-07-01 | Medium
No | 041293 | Infusion Pumps, Multitherapy | 8100 Alaris Large Volume Pump Module (LVP) | 14090652 | Alaris Medical Systems | DMT Equipment Distribution | Akron | Akron City Campus | Akron City Hospital | Basement | 2014-07-01 | Medium
No | 041294 | Infusion Pumps, Multitherapy | 8100 Alaris Large Volume Pump Module (LVP) | 14090675 | Alaris Medical Systems | DMT Equipment Distribution | Akron | Akron City Campus | Akron City Hospital | Basement | 2014-07-01 | Medium
No | 041295 | Infusion Pumps, Multitherapy | 8100 Alaris Large Volume Pump Module (LVP) | 14090750 | Alaris Medical Systems | DMT Equipment Distribution | Akron | Akron City Campus | Akron City Hospital | Basement | 2014-07-01 | Medium
No | 041296 | Infusion Pumps, Multitherapy | 8100 Alaris Large Volume Pump Module (LVP) | 14090679 | Alaris Medical Systems | DMT Equipment Distribution - SB | Barberton | Green Campus | Green Medical Center | Ground Floor | 2014-07-01 | Medium
No | 041297 | Infusion Pumps, Multitherapy | 8100 Alaris Large Volume Pump Module (LVP) | 14090442 | Alaris Medical Systems | DMT Equipment Distribution | Akron | Akron City Campus | Akron City Hospital | Basement | 2014-07-01 | Medium
No | 041298 | Infusion Pumps, Multitherapy | 8100 Alaris Large Volume Pump Module (LVP) | 14090048 | Alaris Medical Systems | DMT Equipment Distribution | Akron | Akron City Campus | Akron City Hospital | Basement | 2014-07-01 | Medium
No | 041299 | Infusion Pumps, Multitherapy | 8100 Alaris Large Volume Pump Module (LVP) | 14091479 | Alaris Medical Systems | DMT Equipment Distribution | Akron | Akron City Campus | Akron City Hospital | Basement | 2014-07-01 | Medium
No | 041301 | Infusion Pumps, Multitherapy | 8100 Alaris Large Volume Pump Module (LVP) | 14091006 | Alaris Medical Systems | DMT Equipment Distribution | Akron | Akron City Campus | Akron City Hospital | Basement | 2014-07-01 | Medium
No | 041302 | Infusion Pumps, Multitherapy | 8100 Alaris Large Volume Pump Module (LVP) | 14091632 | Alaris Medical Systems | DMT Equipment Distribution | Akron | Akron City Campus | Akron City Hospital | Basement | 2014-07-01 | Medium
No | 041303 | Infusion Pumps, Multitherapy | 8100 Alaris Large Volume Pump Module (LVP) | 14091672 | Alaris Medical Systems | DMT Equipment Distribution | Akron | Akron City Campus | Akron City Hospital | Basement | 2014-07-01 | Medium
No | 041304 | Infusion Pumps, Multitherapy | 8100 Alaris Large Volume Pump Module (LVP) | 14089804 | Alaris Medical Systems | DMT Equipment Distribution - SB | Barberton | Barberton Campus | Summa Barberton Hospital | 5th Floor | 2014-07-01 | Medium
No | 041305 | Infusion Pumps, Multitherapy | 8100 Alaris Large Volume Pump Module (LVP) | 14091673 | Alaris Medical Systems | DMT Equipment Distribution | Akron | Akron City Campus | Akron City Hospital | Basement | 2014-07-01 | Medium
No | 041306 | Infusion Pumps, Multitherapy | 8100 Alaris Large Volume Pump Module (LVP) | 14091427 | Alaris Medical Systems | DMT Equipment Distribution | Akron | Akron City Campus | Akron City Hospital | Basement | 2014-07-01 | Medium
No | 041307 | Infusion Pumps, Multitherapy | 8100 Alaris Large Volume Pump Module (LVP) | 14090654 | Alaris Medical Systems | DMT Equipment Distribution | Akron | Akron City Campus | Akron City Hospital | Basement | 2014-07-01 | Medium
No | 041308 | Infusion Pumps, Multitherapy | 8100 Alaris Large Volume Pump Module (LVP) | 14090601 | Alaris Medical Systems | DMT Equipment Distribution | Akron | Akron City Campus | Akron City Hospital | Basement | 2014-07-01 | Medium
No | 041309 | Infusion Pumps, Multitherapy | 8100 Alaris Large Volume Pump Module (LVP) | 14091162 | Alaris Medical Systems | DMT Equipment Distribution - SB | Barberton | Barberton Campus | Summa Barberton Hospital | 5th Floor | 2014-07-01 | Medium
No | 041310 | Infusion Pumps, Multitherapy | 8100 Alaris Large Volume Pump Module (LVP) | 14090165 | Alaris Medical Systems | DMT Equipment Distribution | Akron | Akron City Campus | Akron City Hospital | Basement | 2014-07-01 | Medium
No | 041311 | Infusion Pumps, Multitherapy | 8100 Alaris Large Volume Pump Module (LVP) | 14090804 | Alaris Medical Systems | DMT Equipment Distribution - SB | Barberton | Barberton Campus | Summa Barberton Hospital | 5th Floor | 2014-07-01 | Medium
No | 041312 | Infusion Pumps, Multitherapy | 8100 Alaris Large Volume Pump Module (LVP) | 14089965 | Alaris Medical Systems | DMT Equipment Distribution | Akron | Akron City Campus | Akron City Hospital | Basement | 2014-07-01 | Medium
No | 041313 | Infusion Pumps, Multitherapy | 8100 Alaris Large Volume Pump Module (LVP) | 14091113 | Alaris Medical Systems | DMT Equipment Distribution | Akron | Akron City Campus | Akron City Hospital | Basement | 2014-07-01 | Medium
No | 041314 | Infusion Pumps, Multitherapy | 8100 Alaris Large Volume Pump Module (LVP) | 14090164 | Alaris Medical Systems | DMT Equipment Distribution - SB | Barberton | Barberton Campus | Summa Barberton Hospital | 5th Floor | 2014-07-01 | Medium
No | 041316 | Infusion Pumps, Multitherapy | 8100 Alaris Large Volume Pump Module (LVP) | 14090921 | Alaris Medical Systems | DMT Equipment Distribution | Akron | Akron City Campus | Akron City Hospital | Basement | 2014-07-01 | Medium
No | 041317 | Infusion Pumps, Multitherapy | 8100 Alaris Large Volume Pump Module (LVP) | 14091483 | Alaris Medical Systems | DMT Equipment Distribution | Akron | Akron City Campus | Akron City Hospital | Basement | 2014-07-01 | Medium
No | 041318 | Infusion Pumps, Multitherapy | 8100 Alaris Large Volume Pump Module (LVP) | 14091277 | Alaris Medical Systems | DMT Equipment Distribution - SB | Barberton | Green Campus | Green Medical Center | Ground Floor | 2014-07-01 | Medium
No | 041319 | Infusion Pumps, Multitherapy | 8100 Alaris Large Volume Pump Module (LVP) | 14091471 | Alaris Medical Systems | DMT Equipment Distribution | Akron | Akron City Campus | Akron City Hospital | Basement | 2014-07-01 | Medium
No | 041320 | Infusion Pumps, Multitherapy | 8100 Alaris Large Volume Pump Module (LVP) | 14090340 | Alaris Medical Systems | DMT Equipment Distribution | Akron | Akron City Campus | Akron City Hospital | Basement | 2014-07-01 | Medium
No | 041321 | Infusion Pumps, Multitherapy | 8100 Alaris Large Volume Pump Module (LVP) | 14088302 | Alaris Medical Systems | DMT Equipment Distribution | Akron | Akron City Campus | Akron City Hospital | Basement | 2014-07-01 | Medium
No | 041322 | Infusion Pumps, Multitherapy | 8100 Alaris Large Volume Pump Module (LVP) | 14090599 | Alaris Medical Systems | DMT Equipment Distribution | Akron | Akron City Campus | Akron City Hospital | Basement | 2014-07-01 | Medium
No | 041323 | Infusion Pumps, Multitherapy | 8100 Alaris Large Volume Pump Module (LVP) | 14086684 | Alaris Medical Systems | Virtual Care Simulation Lab | Akron | Akron City Campus | Akron City Hospital | 1st Floor | 2014-07-01 | Medium
No | 041324 | Infusion Pumps, Multitherapy | 8100 Alaris Large Volume Pump Module (LVP) | 14090300 | Alaris Medical Systems | Virtual Care Simulation Lab | Akron | Akron City Campus | Akron City Hospital | 1st Floor | 2014-07-01 | Medium
No | 041325 | Infusion Pumps, Multitherapy | 8100 Alaris Large Volume Pump Module (LVP) | 14090254 | Alaris Medical Systems | DMT Equipment Distribution | Akron | Akron City Campus | Akron City Hospital | Basement | 2014-07-01 | Medium
No | 041326 | Infusion Pumps, Multitherapy | 8100 Alaris Large Volume Pump Module (LVP) | 14088092 | Alaris Medical Systems | DMT Equipment Distribution | Akron | Akron City Campus | Akron City Hospital | Basement | 2014-07-01 | Medium
No | 041327 | Infusion Pumps, Multitherapy | 8100 Alaris Large Volume Pump Module (LVP) | 14091417 | Alaris Medical Systems | DMT Equipment Distribution | Akron | Akron City Campus | Akron City Hospital | Basement | 2014-07-01 | Medium
No | 041328 | Infusion Pumps, Multitherapy | 8100 Alaris Large Volume Pump Module (LVP) | 14087185 | Alaris Medical Systems | DMT Equipment Distribution | Akron | Akron City Campus | Akron City Hospital | Basement | 2014-07-01 | Medium
No | 041329 | Infusion Pumps, Multitherapy | 8100 Alaris Large Volume Pump Module (LVP) | 14088082 | Alaris Medical Systems | DMT Equipment Distribution | Akron | Akron City Campus | Akron City Hospital | Basement | 2014-07-01 | Medium
No | 041330 | Infusion Pumps, Multitherapy | 8100 Alaris Large Volume Pump Module (LVP) | 14090680 | Alaris Medical Systems | DMT Equipment Distribution | Akron | Akron City Campus | Akron City Hospital | Basement | 2014-07-01 | Medium
No | 041331 | Infusion Pumps, Multitherapy | 8100 Alaris Large Volume Pump Module (LVP) | 14089911 | Alaris Medical Systems | DMT Equipment Distribution | Akron | Akron City Campus | Akron City Hospital | Basement | 2014-07-01 | Medium
No | 041332 | Infusion Pumps, Multitherapy | 8100 Alaris Large Volume Pump Module (LVP) | 14089928 | Alaris Medical Systems | DMT Equipment Distribution | Akron | Akron City Campus | Akron City Hospital | Basement | 2014-07-01 | Medium
No | 041334 | Infusion Pumps, Multitherapy | 8100 Alaris Large Volume Pump Module (LVP) | 14089691 | Alaris Medical Systems | DMT Equipment Distribution | Akron | Akron City Campus | Akron City Hospital | Basement | 2014-07-01 | Medium
No | 041335 | Infusion Pumps, Multitherapy | 8100 Alaris Large Volume Pump Module (LVP) | 14090508 | Alaris Medical Systems | DMT Equipment Distribution | Akron | Akron City Campus | Akron City Hospital | Basement | 2014-07-01 | Medium
No | 041337 | Infusion Pumps, Multitherapy | 8100 Alaris Large Volume Pump Module (LVP) | 14090753 | Alaris Medical Systems | DMT Equipment Distribution | Akron | Akron City Campus | Akron City Hospital | Basement | 2014-07-01 | Medium
No | 041338 | Infusion Pumps, Multitherapy | 8100 Alaris Large Volume Pump Module (LVP) | 14091704 | Alaris Medical Systems | DMT Equipment Distribution | Akron | Akron City Campus | Akron City Hospital | Basement | 2014-07-01 | Medium
No | 041339 | Infusion Pumps, Multitherapy | 8100 Alaris Large Volume Pump Module (LVP) | 14090211 | Alaris Medical Systems | DMT Equipment Distribution | Akron | Akron City Campus | Akron City Hospital | Basement | 2014-07-01 | Medium
No | 041340 | Infusion Pumps, Multitherapy | 8100 Alaris Large Volume Pump Module (LVP) | 14090174 | Alaris Medical Systems | DMT Equipment Distribution | Akron | Akron City Campus | Akron City Hospital | Basement | 2014-07-01 | Medium
No | 041342 | Infusion Pumps, Multitherapy | 8100 Alaris Large Volume Pump Module (LVP) | 14091292 | Alaris Medical Systems | Outpatient Oncology - Medina | Barberton | Medina Campus | Medina Medical Center | 1st Floor | 2014-07-01 | Medium
No | 041343 | Infusion Pumps, Multitherapy | 8100 Alaris Large Volume Pump Module (LVP) | 14091340 | Alaris Medical Systems | DMT Equipment Distribution | Akron | Akron City Campus | Akron City Hospital | Basement | 2014-07-01 | Medium
No | 041344 | Infusion Pumps, Multitherapy | 8100 Alaris Large Volume Pump Module (LVP) | 14089388 | Alaris Medical Systems | DMT Equipment Distribution | Akron | Akron City Campus | Akron City Hospital | Basement | 2014-07-01 | Medium
No | 041345 | Infusion Pumps, Multitherapy | 8100 Alaris Large Volume Pump Module (LVP) | 14090684 | Alaris Medical Systems | DMT Equipment Distribution | Akron | Akron City Campus | Akron City Hospital | Basement | 2014-07-01 | Medium
No | 041346 | Infusion Pumps, Multitherapy | 8100 Alaris Large Volume Pump Module (LVP) | 14090361 | Alaris Medical Systems | Central Processing/Supply - SW | Barberton | Wadsworth Campus | Wadsworth-Rittman Medical Center | 1st Floor | 2014-07-01 | Medium
No | 041347 | Infusion Pumps, Multitherapy | 8100 Alaris Large Volume Pump Module (LVP) | 14089955 | Alaris Medical Systems | DMT Equipment Distribution | Akron | Akron City Campus | Akron City Hospital | Basement | 2014-07-01 | Medium
No | 041348 | Infusion Pumps, Multitherapy | 8100 Alaris Large Volume Pump Module (LVP) | 14089704 | Alaris Medical Systems | DMT Equipment Distribution | Akron | Akron City Campus | Akron City Hospital | Basement | 2014-07-01 | Medium
No | 041349 | Infusion Pumps, Multitherapy | 8100 Alaris Large Volume Pump Module (LVP) | 14090281 | Alaris Medical Systems | DMT Equipment Distribution | Akron | Akron City Campus | Akron City Hospital | Basement | 2014-07-01 | Medium
No | 041350 | Infusion Pumps, Multitherapy | 8100 Alaris Large Volume Pump Module (LVP) | 14089993 | Alaris Medical Systems | DMT Equipment Distribution | Akron | Akron City Campus | Akron City Hospital | Basement | 2014-07-01 | Medium
No | 041351 | Infusion Pumps, Multitherapy | 8100 Alaris Large Volume Pump Module (LVP) | 14090374 | Alaris Medical Systems | DMT Equipment Distribution | Akron | Akron City Campus | Akron City Hospital | Basement | 2014-07-01 | Medium
No | 041352 | Infusion Pumps, Multitherapy | 8100 Alaris Large Volume Pump Module (LVP) | 14089909 | Alaris Medical Systems | DMT Equipment Distribution | Akron | Akron City Campus | Akron City Hospital | Basement | 2014-07-01 | Medium
No | 041353 | Infusion Pumps, Multitherapy | 8100 Alaris Large Volume Pump Module (LVP) | 14090227 | Alaris Medical Systems | DMT Equipment Distribution - SB | Barberton | Green Campus | Green Medical Center | Ground Floor | 2014-07-01 | Medium
No | 041354 | Infusion Pumps, Multitherapy | 8100 Alaris Large Volume Pump Module (LVP) | 14089715 | Alaris Medical Systems | DMT Equipment Distribution | Akron | Akron City Campus | Akron City Hospital | Basement | 2014-07-01 | Medium
No | 041355 | Infusion Pumps, Multitherapy | 8100 Alaris Large Volume Pump Module (LVP) | 14089983 | Alaris Medical Systems | DMT Equipment Distribution | Akron | Akron City Campus | Akron City Hospital | Basement | 2014-07-01 | Medium
No | 041356 | Infusion Pumps, Multitherapy | 8100 Alaris Large Volume Pump Module (LVP) | 14091115 | Alaris Medical Systems | DMT Equipment Distribution | Akron | Akron City Campus | Akron City Hospital | Basement | 2014-07-01 | Medium
No | 041357 | Infusion Pumps, Multitherapy | 8100 Alaris Large Volume Pump Module (LVP) | 14090402 | Alaris Medical Systems | DMT Equipment Distribution | Akron | Akron City Campus | Akron City Hospital | Basement | 2014-07-01 | Medium
No | 041358 | Infusion Pumps, Multitherapy | 8100 Alaris Large Volume Pump Module (LVP) | 14089992 | Alaris Medical Systems | DMT Equipment Distribution | Akron | Akron City Campus | Akron City Hospital | Basement | 2014-07-01 | Medium
No | 041359 | Infusion Pumps, Multitherapy | 8100 Alaris Large Volume Pump Module (LVP) | 14088007 | Alaris Medical Systems | DMT Equipment Distribution | Akron | Akron City Campus | Akron City Hospital | Basement | 2014-07-01 | Medium
No | 041360 | Infusion Pumps, Multitherapy | 8100 Alaris Large Volume Pump Module (LVP) | 14087679 | Alaris Medical Systems | DMT Equipment Distribution | Akron | Akron City Campus | Akron City Hospital | Basement | 2014-07-01 | Medium
No | 041361 | Infusion Pumps, Multitherapy | 8100 Alaris Large Volume Pump Module (LVP) | 14087982 | Alaris Medical Systems | DMT Equipment Distribution | Akron | Akron City Campus | Akron City Hospital | Basement | 2014-07-01 | Medium
No | 041362 | Infusion Pumps, Multitherapy | 8100 Alaris Large Volume Pump Module (LVP) | 14090825 | Alaris Medical Systems | DMT Equipment Distribution | Akron | Akron City Campus | Akron City Hospital | Basement | 2014-07-01 | Medium
No | 041363 | Infusion Pumps, Multitherapy | 8100 Alaris Large Volume Pump Module (LVP) | 14090658 | Alaris Medical Systems | DMT Equipment Distribution | Akron | Akron City Campus | Akron City Hospital | Basement | 2014-07-01 | Medium
No | 041364 | Infusion Pumps, Multitherapy | 8100 Alaris Large Volume Pump Module (LVP) | 14090670 | Alaris Medical Systems | DMT Equipment Distribution | Akron | Akron City Campus | Akron City Hospital | Basement | 2014-07-01 | Medium
No | 041365 | Infusion Pumps, Multitherapy | 8100 Alaris Large Volume Pump Module (LVP) | 14088047 | Alaris Medical Systems | DMT Equipment Distribution | Akron | Akron City Campus | Akron City Hospital | Basement | 2014-07-01 | Medium
No | 041366 | Infusion Pumps, Multitherapy | 8100 Alaris Large Volume Pump Module (LVP) | 14087964 | Alaris Medical Systems | DMT Equipment Distribution | Akron | Akron City Campus | Akron City Hospital | Basement | 2014-07-01 | Medium
No | 041367 | Infusion Pumps, Multitherapy | 8100 Alaris Large Volume Pump Module (LVP) | 14090406 | Alaris Medical Systems | DMT Equipment Distribution | Akron | Akron City Campus | Akron City Hospital | Basement | 2014-07-01 | Medium
No | 041368 | Infusion Pumps, Multitherapy | 8100 Alaris Large Volume Pump Module (LVP) | 14088182 | Alaris Medical Systems | DMT Equipment Distribution | Akron | Akron City Campus | Akron City Hospital | Basement | 2014-07-01 | Medium
No | 041369 | Infusion Pumps, Multitherapy | 8100 Alaris Large Volume Pump Module (LVP) | 14089159 | Alaris Medical Systems | DMT Equipment Distribution - SB | Barberton | Barberton Campus | Summa Barberton Hospital | 5th Floor | 2014-07-01 | Medium
No | 041370 | Infusion Pumps, Multitherapy | 8100 Alaris Large Volume Pump Module (LVP) | 14090432 | Alaris Medical Systems | DMT Equipment Distribution | Akron | Akron City Campus | Akron City Hospital | Basement | 2014-07-01 | Medium
No | 041371 | Infusion Pumps, Multitherapy | 8100 Alaris Large Volume Pump Module (LVP) | 14088434 | Alaris Medical Systems | DMT Equipment Distribution | Akron | Akron City Campus | Akron City Hospital | Basement | 2014-07-01 | Medium
No | 041372 | Infusion Pumps, Multitherapy | 8100 Alaris Large Volume Pump Module (LVP) | 14088405 | Alaris Medical Systems | DMT Equipment Distribution | Akron | Akron City Campus | Akron City Hospital | Basement | 2014-07-01 | Medium
No | 041373 | Infusion Pumps, Multitherapy | 8100 Alaris Large Volume Pump Module (LVP) | 14087556 | Alaris Medical Systems | Central Processing/Supply - SW | Barberton | Wadsworth Campus | Wadsworth-Rittman Medical Center | 1st Floor | 2014-07-01 | Medium
No | 041374 | Infusion Pumps, Multitherapy | 8100 Alaris Large Volume Pump Module (LVP) | 14087578 | Alaris Medical Systems | DMT Equipment Distribution | Akron | Akron City Campus | Akron City Hospital | Basement | 2014-07-01 | Medium
No | 041375 | Infusion Pumps, Multitherapy | 8100 Alaris Large Volume Pump Module (LVP) | 14088424 | Alaris Medical Systems | DMT Equipment Distribution - SB | Barberton | Barberton Campus | Summa Barberton Hospital | 5th Floor | 2014-07-01 | Medium
No | 041376 | Infusion Pumps, Multitherapy | 8100 Alaris Large Volume Pump Module (LVP) | 14088505 | Alaris Medical Systems | Outpatient Oncology - Medina | Barberton | Medina Campus | Medina Medical Center | 1st Floor | 2014-07-01 | Medium
No | 041377 | Infusion Pumps, Multitherapy | 8100 Alaris Large Volume Pump Module (LVP) | 14087248 | Alaris Medical Systems | DMT Equipment Distribution - SB | Barberton | Barberton Campus | Summa Barberton Hospital | 5th Floor | 2014-07-01 | Medium
No | 041378 | Infusion Pumps, Multitherapy | 8100 Alaris Large Volume Pump Module (LVP) | 14087862 | Alaris Medical Systems | DMT Equipment Distribution | Akron | Akron City Campus | Akron City Hospital | Basement | 2014-07-01 | Medium
No | 041379 | Infusion Pumps, Multitherapy | 8100 Alaris Large Volume Pump Module (LVP) | 14089990 | Alaris Medical Systems | DMT Equipment Distribution | Akron | Akron City Campus | Akron City Hospital | Basement | 2014-07-01 | Medium
No | 041380 | Infusion Pumps, Multitherapy | 8100 Alaris Large Volume Pump Module (LVP) | 14090160 | Alaris Medical Systems | DMT Equipment Distribution | Akron | Akron City Campus | Akron City Hospital | Basement | 2014-07-01 | Medium
No | 041381 | Infusion Pumps, Multitherapy | 8100 Alaris Large Volume Pump Module (LVP) | 14090258 | Alaris Medical Systems | DMT Equipment Distribution | Akron | Akron City Campus | Akron City Hospital | Basement | 2014-07-01 | Medium
No | 041382 | Infusion Pumps, Multitherapy | 8100 Alaris Large Volume Pump Module (LVP) | 14090257 | Alaris Medical Systems | DMT Equipment Distribution | Akron | Akron City Campus | Akron City Hospital | Basement | 2014-07-01 | Medium
No | 041383 | Infusion Pumps, Multitherapy | 8100 Alaris Large Volume Pump Module (LVP) | 14088148 | Alaris Medical Systems | DMT Equipment Distribution | Akron | Akron City Campus | Akron City Hospital | Basement | 2014-07-01 | Medium
No | 041384 | Infusion Pumps, Multitherapy | 8100 Alaris Large Volume Pump Module (LVP) | 14087889 | Alaris Medical Systems | DMT Equipment Distribution - SB | Barberton | Barberton Campus | Summa Barberton Hospital | 5th Floor | 2014-07-01 | Medium
No | 041385 | Infusion Pumps, Multitherapy | 8100 Alaris Large Volume Pump Module (LVP) | 14090580 | Alaris Medical Systems | DMT Equipment Distribution | Akron | Akron City Campus | Akron City Hospital | Basement | 2014-07-01 | Medium
No | 041386 | Infusion Pumps, Multitherapy | 8100 Alaris Large Volume Pump Module (LVP) | 14089952 | Alaris Medical Systems | DMT Equipment Distribution - SB | Barberton | Green Campus | Green Medical Center | Ground Floor | 2014-07-01 | Medium
No | 041387 | Infusion Pumps, Multitherapy | 8100 Alaris Large Volume Pump Module (LVP) | 14090118 | Alaris Medical Systems | DMT Equipment Distribution | Akron | Akron City Campus | Akron City Hospital | Basement | 2014-07-01 | Medium
No | 041388 | Infusion Pumps, Multitherapy | 8100 Alaris Large Volume Pump Module (LVP) | 14090595 | Alaris Medical Systems | DMT Equipment Distribution | Akron | Akron City Campus | Akron City Hospital | Basement | 2014-07-01 | Medium
No | 041390 | Infusion Pumps, Multitherapy | 8100 Alaris Large Volume Pump Module (LVP) | 14091137 | Alaris Medical Systems | DMT Equipment Distribution | Akron | Akron City Campus | Akron City Hospital | Basement | 2014-07-01 | Medium
No | 041391 | Infusion Pumps, Multitherapy | 8100 Alaris Large Volume Pump Module (LVP) | 14090815 | Alaris Medical Systems | DMT Equipment Distribution | Akron | Akron City Campus | Akron City Hospital | Basement | 2014-07-01 | Medium
No | 041392 | Infusion Pumps, Multitherapy | 8100 Alaris Large Volume Pump Module (LVP) | 14090992 | Alaris Medical Systems | DMT Equipment Distribution | Akron | Akron City Campus | Akron City Hospital | Basement | 2014-07-01 | Medium
No | 041393 | Infusion Pumps, Multitherapy | 8100 Alaris Large Volume Pump Module (LVP) | 14090205 | Alaris Medical Systems | DMT Equipment Distribution | Akron | Akron City Campus | Akron City Hospital | Basement | 2014-07-01 | Medium
No | 041394 | Infusion Pumps, Multitherapy | 8100 Alaris Large Volume Pump Module (LVP) | 14090100 | Alaris Medical Systems | DMT Equipment Distribution | Akron | Akron City Campus | Akron City Hospital | Basement | 2014-07-01 | Medium
No | 041395 | Infusion Pumps, Multitherapy | 8100 Alaris Large Volume Pump Module (LVP) | 14090082 | Alaris Medical Systems | DMT Equipment Distribution | Akron | Akron City Campus | Akron City Hospital | Basement | 2014-07-01 | Medium
No | 041396 | Infusion Pumps, Multitherapy | 8100 Alaris Large Volume Pump Module (LVP) | 14091338 | Alaris Medical Systems | Neurology Outpatient - Portage Lakes | Barberton | Portage Lakes Campus | Summa Health Portage Lakes Medical Center | Ground Floor | 2014-07-01 | Medium
No | 041397 | Infusion Pumps, Multitherapy | 8100 Alaris Large Volume Pump Module (LVP) | 14090226 | Alaris Medical Systems | DMT Equipment Distribution | Akron | Akron City Campus | Akron City Hospital | Basement | 2014-07-01 | Medium
No | 041398 | Infusion Pumps, Multitherapy | 8100 Alaris Large Volume Pump Module (LVP) | 14090650 | Alaris Medical Systems | DMT Equipment Distribution | Akron | Akron City Campus | Akron City Hospital | Basement | 2014-07-01 | Medium
No | 041399 | Infusion Pumps, Multitherapy | 8100 Alaris Large Volume Pump Module (LVP) | 14091472 | Alaris Medical Systems | DMT Equipment Distribution | Akron | Akron City Campus | Akron City Hospital | Basement | 2014-07-01 | Medium
No | 041400 | Infusion Pumps, Multitherapy | 8100 Alaris Large Volume Pump Module (LVP) | 14089345 | Alaris Medical Systems | DMT Equipment Distribution | Akron | Akron City Campus | Akron City Hospital | Basement | 2014-07-01 | Medium
No | 041401 | Infusion Pumps, Multitherapy | 8100 Alaris Large Volume Pump Module (LVP) | 14087972 | Alaris Medical Systems | DMT Equipment Distribution | Akron | Akron City Campus | Akron City Hospital | Basement | 2014-07-01 | Medium
No | 041402 | Infusion Pumps, Multitherapy | 8100 Alaris Large Volume Pump Module (LVP) | 14091168 | Alaris Medical Systems | DMT Equipment Distribution | Akron | Akron City Campus | Akron City Hospital | Basement | 2014-07-01 | Medium
No | 041403 | Infusion Pumps, Multitherapy | 8100 Alaris Large Volume Pump Module (LVP) | 14088044 | Alaris Medical Systems | DMT Equipment Distribution | Akron | Akron City Campus | Akron City Hospital | Basement | 2014-07-01 | Medium
No | 041404 | Infusion Pumps, Multitherapy | 8100 Alaris Large Volume Pump Module (LVP) | 14089946 | Alaris Medical Systems | Outpatient Oncology - Medina | Barberton | Medina Campus | Medina Medical Center | 1st Floor | 2014-07-01 | Medium
No | 041405 | Infusion Pumps, Multitherapy | 8100 Alaris Large Volume Pump Module (LVP) | 14091446 | Alaris Medical Systems | DMT Equipment Distribution - SB | Barberton | Barberton Campus | Summa Barberton Hospital | 5th Floor | 2014-07-01 | Medium
No | 041406 | Infusion Pumps, Multitherapy | 8100 Alaris Large Volume Pump Module (LVP) | 14091488 | Alaris Medical Systems | DMT Equipment Distribution | Akron | Akron City Campus | Akron City Hospital | Basement | 2014-07-01 | Medium
No | 041407 | Infusion Pumps, Multitherapy | 8100 Alaris Large Volume Pump Module (LVP) | 14089580 | Alaris Medical Systems | DMT Equipment Distribution - SB | Barberton | Barberton Campus | Summa Barberton Hospital | 5th Floor | 2014-07-01 | Medium
No | 041408 | Infusion Pumps, Multitherapy | 8100 Alaris Large Volume Pump Module (LVP) | 14091428 | Alaris Medical Systems | DMT Equipment Distribution | Akron | Akron City Campus | Akron City Hospital | Basement | 2014-07-01 | Medium
No | 041409 | Infusion Pumps, Multitherapy | 8100 Alaris Large Volume Pump Module (LVP) | 14090444 | Alaris Medical Systems | DMT Equipment Distribution - SB | Barberton | Green Campus | Green Medical Center | Ground Floor | 2014-07-01 | Medium
No | 041410 | Infusion Pumps, Multitherapy | 8100 Alaris Large Volume Pump Module (LVP) | 14087940 | Alaris Medical Systems | DMT Equipment Distribution | Akron | Akron City Campus | Akron City Hospital | Basement | 2014-07-01 | Medium
No | 041411 | Infusion Pumps, Multitherapy | 8100 Alaris Large Volume Pump Module (LVP) | 14090597 | Alaris Medical Systems | DMT Equipment Distribution | Akron | Akron City Campus | Akron City Hospital | Basement | 2014-07-01 | Medium
No | 041412 | Infusion Pumps, Multitherapy | 8100 Alaris Large Volume Pump Module (LVP) | 14087884 | Alaris Medical Systems | DMT Equipment Distribution | Akron | Akron City Campus | Akron City Hospital | Basement | 2014-07-01 | Medium
No | 041413 | Infusion Pumps, Multitherapy | 8100 Alaris Large Volume Pump Module (LVP) | 14087682 | Alaris Medical Systems | DMT Equipment Distribution | Akron | Akron City Campus | Akron City Hospital | Basement | 2014-07-01 | Medium
No | 041414 | Infusion Pumps, Multitherapy | 8100 Alaris Large Volume Pump Module (LVP) | 14090341 | Alaris Medical Systems | DMT Equipment Distribution - SB | Barberton | Barberton Campus | Summa Barberton Hospital | 5th Floor | 2014-07-01 | Medium
No | 041415 | Infusion Pumps, Multitherapy | 8100 Alaris Large Volume Pump Module (LVP) | 14087680 | Alaris Medical Systems | DMT Equipment Distribution | Akron | Akron City Campus | Akron City Hospital | Basement | 2014-07-01 | Medium
No | 041416 | Infusion Pumps, Multitherapy | 8100 Alaris Large Volume Pump Module (LVP) | 14090394 | Alaris Medical Systems | DMT Equipment Distribution | Akron | Akron City Campus | Akron City Hospital | Basement | 2014-07-01 | Medium
No | 041417 | Infusion Pumps, Multitherapy | 8100 Alaris Large Volume Pump Module (LVP) | 14087869 | Alaris Medical Systems | DMT Equipment Distribution | Akron | Akron City Campus | Akron City Hospital | Basement | 2014-07-01 | Medium
No | 041418 | Infusion Pumps, Multitherapy | 8100 Alaris Large Volume Pump Module (LVP) | 14088070 | Alaris Medical Systems | DMT Equipment Distribution | Akron | Akron City Campus | Akron City Hospital | Basement | 2014-07-01 | Medium
No | 041419 | Infusion Pumps, Multitherapy | 8100 Alaris Large Volume Pump Module (LVP) | 14090725 | Alaris Medical Systems | DMT Equipment Distribution | Akron | Akron City Campus | Akron City Hospital | Basement | 2014-07-01 | Medium
No | 041420 | Infusion Pumps, Multitherapy | 8100 Alaris Large Volume Pump Module (LVP) | 14090431 | Alaris Medical Systems | DMT Equipment Distribution | Akron | Akron City Campus | Akron City Hospital | Basement | 2014-07-01 | Medium
No | 041421 | Infusion Pumps, Multitherapy | 8100 Alaris Large Volume Pump Module (LVP) | 14087895 | Alaris Medical Systems | DMT Equipment Distribution | Akron | Akron City Campus | Akron City Hospital | Basement | 2014-07-01 | Medium
No | 041422 | Infusion Pumps, Multitherapy | 8100 Alaris Large Volume Pump Module (LVP) | 14088410 | Alaris Medical Systems | DMT Equipment Distribution | Akron | Akron City Campus | Akron City Hospital | Basement | 2014-07-01 | Medium
No | 041423 | Infusion Pumps, Multitherapy | 8100 Alaris Large Volume Pump Module (LVP) | 14088333 | Alaris Medical Systems | DMT Equipment Distribution | Akron | Akron City Campus | Akron City Hospital | Basement | 2014-07-01 | Medium
No | 041424 | Infusion Pumps, Multitherapy | 8100 Alaris Large Volume Pump Module (LVP) | 14087394 | Alaris Medical Systems | DMT Equipment Distribution | Akron | Akron City Campus | Akron City Hospital | Basement | 2014-07-01 | Medium
No | 041425 | Infusion Pumps, Multitherapy | 8100 Alaris Large Volume Pump Module (LVP) | 14087849 | Alaris Medical Systems | DMT Equipment Distribution | Akron | Akron City Campus | Akron City Hospital | Basement | 2014-07-01 | Medium
No | 041426 | Infusion Pumps, Multitherapy | 8100 Alaris Large Volume Pump Module (LVP) | 14088269 | Alaris Medical Systems | DMT Equipment Distribution | Akron | Akron City Campus | Akron City Hospital | Basement | 2014-07-01 | Medium
No | 041427 | Infusion Pumps, Multitherapy | 8100 Alaris Large Volume Pump Module (LVP) | 14087277 | Alaris Medical Systems | DMT Equipment Distribution - SB | Barberton | Barberton Campus | Summa Barberton Hospital | 5th Floor | 2014-07-01 | Medium
No | 041428 | Infusion Pumps, Multitherapy | 8100 Alaris Large Volume Pump Module (LVP) | 14088316 | Alaris Medical Systems | DMT Equipment Distribution - SB | Barberton | Barberton Campus | Summa Barberton Hospital | 5th Floor | 2014-07-01 | Medium
No | 041429 | Infusion Pumps, Multitherapy | 8100 Alaris Large Volume Pump Module (LVP) | 14088472 | Alaris Medical Systems | DMT Equipment Distribution | Akron | Akron City Campus | Akron City Hospital | Basement | 2014-07-01 | Medium
No | 041430 | Infusion Pumps, Multitherapy | 8100 Alaris Large Volume Pump Module (LVP) | 14087121 | Alaris Medical Systems | Outpatient Oncology - Medina | Barberton | Medina Campus | Medina Medical Center | 1st Floor | 2014-07-01 | Medium
No | 041431 | Infusion Pumps, Multitherapy | 8100 Alaris Large Volume Pump Module (LVP) | 14088087 | Alaris Medical Systems | DMT Equipment Distribution | Akron | Akron City Campus | Akron City Hospital | Basement | 2014-07-01 | Medium
No | 041432 | Infusion Pumps, Multitherapy | 8100 Alaris Large Volume Pump Module (LVP) | 14090447 | Alaris Medical Systems | DMT Equipment Distribution | Akron | Akron City Campus | Akron City Hospital | Basement | 2014-07-01 | Medium
No | 041433 | Infusion Pumps, Multitherapy | 8100 Alaris Large Volume Pump Module (LVP) | 14090667 | Alaris Medical Systems | DMT Equipment Distribution - SB | Barberton | Green Campus | Green Medical Center | Ground Floor | 2014-07-01 | Medium
No | 041434 | Infusion Pumps, Multitherapy | 8100 Alaris Large Volume Pump Module (LVP) | 14088179 | Alaris Medical Systems | DMT Equipment Distribution | Akron | Akron City Campus | Akron City Hospital | Basement | 2014-07-01 | Medium
No | 041435 | Infusion Pumps, Multitherapy | 8100 Alaris Large Volume Pump Module (LVP) | 14090806 | Alaris Medical Systems | DMT Equipment Distribution | Akron | Akron City Campus | Akron City Hospital | Basement | 2014-07-01 | Medium
No | 041436 | Infusion Pumps, Multitherapy | 8100 Alaris Large Volume Pump Module (LVP) | 14088040 | Alaris Medical Systems | DMT Equipment Distribution | Akron | Akron City Campus | Akron City Hospital | Basement | 2014-07-01 | Medium
No | 041437 | Infusion Pumps, Multitherapy | 8100 Alaris Large Volume Pump Module (LVP) | 14088054 | Alaris Medical Systems | Central Processing/Supply - SW | Barberton | Wadsworth Campus | Wadsworth-Rittman Medical Center | 1st Floor | 2014-07-01 | Medium
No | 041438 | Infusion Pumps, Multitherapy | 8100 Alaris Large Volume Pump Module (LVP) | 14088435 | Alaris Medical Systems | DMT Equipment Distribution | Akron | Akron City Campus | Akron City Hospital | Basement | 2014-07-01 | Medium
No | 041439 | Infusion Pumps, Multitherapy | 8100 Alaris Large Volume Pump Module (LVP) | 14087886 | Alaris Medical Systems | DMT Equipment Distribution | Akron | Akron City Campus | Akron City Hospital | Basement | 2014-07-01 | Medium
No | 041440 | Infusion Pumps, Multitherapy | 8100 Alaris Large Volume Pump Module (LVP) | 14090671 | Alaris Medical Systems | DMT Equipment Distribution | Akron | Akron City Campus | Akron City Hospital | Basement | 2014-07-01 | Medium
No | 041441 | Infusion Pumps, Multitherapy | 8100 Alaris Large Volume Pump Module (LVP) | 14090009 | Alaris Medical Systems | Outpatient Oncology - Medina | Barberton | Medina Campus | Medina Medical Center | 1st Floor | 2014-07-01 | Medium
No | 041442 | Infusion Pumps, Multitherapy | 8100 Alaris Large Volume Pump Module (LVP) | 14090397 | Alaris Medical Systems | DMT Equipment Distribution | Akron | Akron City Campus | Akron City Hospital | Basement | 2014-07-01 | Medium
No | 041443 | Infusion Pumps, Multitherapy | 8100 Alaris Large Volume Pump Module (LVP) | 14088406 | Alaris Medical Systems | DMT Equipment Distribution | Akron | Akron City Campus | Akron City Hospital | Basement | 2014-07-01 | Medium
No | 041444 | Infusion Pumps, Multitherapy | 8100 Alaris Large Volume Pump Module (LVP) | 14088171 | Alaris Medical Systems | DMT Equipment Distribution | Akron | Akron City Campus | Akron City Hospital | Basement | 2014-07-01 | Medium
No | 041445 | Infusion Pumps, Multitherapy | 8100 Alaris Large Volume Pump Module (LVP) | 14090708 | Alaris Medical Systems | DMT Equipment Distribution - SB | Barberton | Barberton Campus | Summa Barberton Hospital | 5th Floor | 2014-07-01 | Medium
No | 041446 | Infusion Pumps, Multitherapy | 8100 Alaris Large Volume Pump Module (LVP) | 14089114 | Alaris Medical Systems | DMT Equipment Distribution | Akron | Akron City Campus | Akron City Hospital | Basement | 2014-07-01 | Medium
No | 041447 | Infusion Pumps, Multitherapy | 8100 Alaris Large Volume Pump Module (LVP) | 14090464 | Alaris Medical Systems | DMT Equipment Distribution | Akron | Akron City Campus | Akron City Hospital | Basement | 2014-07-01 | Medium
No | 041448 | Infusion Pumps, Multitherapy | 8100 Alaris Large Volume Pump Module (LVP) | 14090131 | Alaris Medical Systems | DMT Equipment Distribution | Akron | Akron City Campus | Akron City Hospital | Basement | 2014-07-01 | Medium
No | 041449 | Infusion Pumps, Multitherapy | 8100 Alaris Large Volume Pump Module (LVP) | 14090449 | Alaris Medical Systems | DMT Equipment Distribution | Akron | Akron City Campus | Akron City Hospital | Basement | 2014-07-01 | Medium
No | 041450 | Infusion Pumps, Multitherapy | 8100 Alaris Large Volume Pump Module (LVP) | 14088479 | Alaris Medical Systems | DMT Equipment Distribution | Akron | Akron City Campus | Akron City Hospital | Basement | 2014-07-01 | Medium
No | 041451 | Infusion Pumps, Multitherapy | 8100 Alaris Large Volume Pump Module (LVP) | 14090401 | Alaris Medical Systems | DMT Equipment Distribution | Akron | Akron City Campus | Akron City Hospital | Basement | 2014-07-01 | Medium
No | 041452 | Infusion Pumps, Multitherapy | 8100 Alaris Large Volume Pump Module (LVP) | 14087975 | Alaris Medical Systems | DMT Equipment Distribution - SB | Barberton | Barberton Campus | Summa Barberton Hospital | 5th Floor | 2014-07-01 | Medium
No | 041453 | Infusion Pumps, Multitherapy | 8100 Alaris Large Volume Pump Module (LVP) | 14087861 | Alaris Medical Systems | DMT Equipment Distribution | Akron | Akron City Campus | Akron City Hospital | Basement | 2014-07-01 | Medium
No | 041454 | Infusion Pumps, Multitherapy | 8100 Alaris Large Volume Pump Module (LVP) | 14088306 | Alaris Medical Systems | Outpatient Oncology - Medina | Barberton | Medina Campus | Medina Medical Center | 1st Floor | 2014-07-01 | Medium
No | 041455 | Infusion Pumps, Multitherapy | 8100 Alaris Large Volume Pump Module (LVP) | 14088473 | Alaris Medical Systems | DMT Equipment Distribution | Akron | Akron City Campus | Akron City Hospital | Basement | 2014-07-01 | Medium
No | 041456 | Infusion Pumps, Multitherapy | 8100 Alaris Large Volume Pump Module (LVP) | 14088436 | Alaris Medical Systems | Staff Development | Akron | Corporate Campus | Corporate Center |  | 2014-07-01 | Medium
No | 041457 | Infusion Pumps, Multitherapy | 8100 Alaris Large Volume Pump Module (LVP) | 14088412 | Alaris Medical Systems | DMT Equipment Distribution | Akron | Akron City Campus | Akron City Hospital | Basement | 2014-07-01 | Medium
No | 041458 | Infusion Pumps, Multitherapy | 8100 Alaris Large Volume Pump Module (LVP) | 14088371 | Alaris Medical Systems | Central Processing/Supply - SW | Barberton | Wadsworth Campus | Wadsworth-Rittman Medical Center | 1st Floor | 2014-07-01 | Medium
No | 041459 | Infusion Pumps, Multitherapy | 8100 Alaris Large Volume Pump Module (LVP) | 14088590 | Alaris Medical Systems | Virtual Care Simulation Lab | Akron | Akron City Campus | Akron City Hospital | 1st Floor | 2014-07-01 | Medium
No | 041460 | Infusion Pumps, Multitherapy | 8100 Alaris Large Volume Pump Module (LVP) | 14087906 | Alaris Medical Systems | DMT Equipment Distribution | Akron | Akron City Campus | Akron City Hospital | Basement | 2014-07-01 | Medium
No | 041461 | Infusion Pumps, Multitherapy | 8100 Alaris Large Volume Pump Module (LVP) | 14088114 | Alaris Medical Systems | DMT Equipment Distribution | Akron | Akron City Campus | Akron City Hospital | Basement | 2014-07-01 | Medium
No | 041462 | Infusion Pumps, Multitherapy | 8100 Alaris Large Volume Pump Module (LVP) | 14088335 | Alaris Medical Systems | DMT Equipment Distribution | Akron | Akron City Campus | Akron City Hospital | Basement | 2014-07-01 | Medium
No | 041463 | Infusion Pumps, Multitherapy | 8100 Alaris Large Volume Pump Module (LVP) | 14088062 | Alaris Medical Systems | DMT Equipment Distribution | Akron | Akron City Campus | Akron City Hospital | Basement | 2014-07-01 | Medium
No | 041464 | Infusion Pumps, Multitherapy | 8100 Alaris Large Volume Pump Module (LVP) | 14087908 | Alaris Medical Systems | DMT Equipment Distribution | Akron | Akron City Campus | Akron City Hospital | Basement | 2014-07-01 | Medium
No | 041465 | Infusion Pumps, Multitherapy | 8100 Alaris Large Volume Pump Module (LVP) | 14087860 | Alaris Medical Systems | DMT Equipment Distribution | Akron | Akron City Campus | Akron City Hospital | Basement | 2014-07-01 | Medium
No | 041466 | Infusion Pumps, Multitherapy | 8100 Alaris Large Volume Pump Module (LVP) | 14088337 | Alaris Medical Systems | Outpatient Oncology - Medina | Barberton | Medina Campus | Medina Medical Center | 1st Floor | 2014-07-01 | Medium
No | 041467 | Infusion Pumps, Multitherapy | 8100 Alaris Large Volume Pump Module (LVP) | 14087299 | Alaris Medical Systems | DMT Equipment Distribution | Akron | Akron City Campus | Akron City Hospital | Basement | 2014-07-01 | Medium
No | 041468 | Infusion Pumps, Multitherapy | 8100 Alaris Large Volume Pump Module (LVP) | 14087907 | Alaris Medical Systems | DMT Equipment Distribution | Akron | Akron City Campus | Akron City Hospital | Basement | 2014-07-01 | Medium
No | 041469 | Infusion Pumps, Multitherapy | 8100 Alaris Large Volume Pump Module (LVP) | 14087899 | Alaris Medical Systems | DMT Equipment Distribution - SB | Barberton | Barberton Campus | Summa Barberton Hospital | 5th Floor | 2014-07-01 | Medium
No | 041470 | Infusion Pumps, Multitherapy | 8100 Alaris Large Volume Pump Module (LVP) | 14088142 | Alaris Medical Systems | DMT Equipment Distribution | Akron | Akron City Campus | Akron City Hospital | Basement | 2014-07-01 | Medium
No | 041471 | Infusion Pumps, Multitherapy | 8100 Alaris Large Volume Pump Module (LVP) | 14087854 | Alaris Medical Systems | DMT Equipment Distribution | Akron | Akron City Campus | Akron City Hospital | Basement | 2014-07-01 | Medium
No | 041472 | Infusion Pumps, Multitherapy | 8100 Alaris Large Volume Pump Module (LVP) | 14087896 | Alaris Medical Systems | DMT Equipment Distribution | Akron | Akron City Campus | Akron City Hospital | Basement | 2014-07-01 | Medium
No | 041473 | Infusion Pumps, Multitherapy | 8100 Alaris Large Volume Pump Module (LVP) | 14088354 | Alaris Medical Systems | DMT Equipment Distribution | Akron | Akron City Campus | Akron City Hospital | Basement | 2014-07-01 | Medium
No | 041474 | Infusion Pumps, Multitherapy | 8100 Alaris Large Volume Pump Module (LVP) | 14087762 | Alaris Medical Systems | DMT Equipment Distribution | Akron | Akron City Campus | Akron City Hospital | Basement | 2014-07-01 | Medium
No | 041475 | Infusion Pumps, Multitherapy | 8100 Alaris Large Volume Pump Module (LVP) | 14088042 | Alaris Medical Systems | DMT Equipment Distribution | Akron | Akron City Campus | Akron City Hospital | Basement | 2014-07-01 | Medium
No | 041476 | Infusion Pumps, Multitherapy | 8100 Alaris Large Volume Pump Module (LVP) | 14087971 | Alaris Medical Systems | DMT Equipment Distribution | Akron | Akron City Campus | Akron City Hospital | Basement | 2014-07-01 | Medium
No | 041477 | Infusion Pumps, Multitherapy | 8100 Alaris Large Volume Pump Module (LVP) | 14087238 | Alaris Medical Systems | DMT Equipment Distribution | Akron | Akron City Campus | Akron City Hospital | Basement | 2014-07-01 | Medium
No | 041478 | Infusion Pumps, Multitherapy | 8100 Alaris Large Volume Pump Module (LVP) | 14087910 | Alaris Medical Systems | DMT Equipment Distribution | Akron | Akron City Campus | Akron City Hospital | Basement | 2014-07-01 | Medium
No | 041479 | Infusion Pumps, Multitherapy | 8100 Alaris Large Volume Pump Module (LVP) | 14086921 | Alaris Medical Systems | DMT Equipment Distribution | Akron | Akron City Campus | Akron City Hospital | Basement | 2014-07-01 | Medium
No | 041480 | Infusion Pumps, Multitherapy | 8100 Alaris Large Volume Pump Module (LVP) | 14088162 | Alaris Medical Systems | DMT Equipment Distribution | Akron | Akron City Campus | Akron City Hospital | Basement | 2014-07-01 | Medium
No | 041481 | Infusion Pumps, Multitherapy | 8100 Alaris Large Volume Pump Module (LVP) | 14088311 | Alaris Medical Systems | DMT Equipment Distribution | Akron | Akron City Campus | Akron City Hospital | Basement | 2014-07-01 | Medium
No | 041482 | Infusion Pumps, Multitherapy | 8100 Alaris Large Volume Pump Module (LVP) | 14088274 | Alaris Medical Systems | DMT Equipment Distribution | Akron | Akron City Campus | Akron City Hospital | Basement | 2014-07-01 | Medium
No | 041483 | Infusion Pumps, Multitherapy | 8100 Alaris Large Volume Pump Module (LVP) | 14087519 | Alaris Medical Systems | DMT Equipment Distribution | Akron | Akron City Campus | Akron City Hospital | Basement | 2014-07-01 | Medium
No | 041484 | Infusion Pumps, Multitherapy | 8100 Alaris Large Volume Pump Module (LVP) | 14088071 | Alaris Medical Systems | DMT Equipment Distribution | Akron | Akron City Campus | Akron City Hospital | Basement | 2014-07-01 | Medium
No | 041485 | Infusion Pumps, Multitherapy | 8100 Alaris Large Volume Pump Module (LVP) | 14087852 | Alaris Medical Systems | Outpatient Oncology - Medina | Barberton | Medina Campus | Medina Medical Center | 1st Floor | 2014-07-01 | Medium
No | 041486 | Infusion Pumps, Multitherapy | 8100 Alaris Large Volume Pump Module (LVP) | 14091204 | Alaris Medical Systems | DMT Equipment Distribution | Akron | Akron City Campus | Akron City Hospital | Basement | 2014-07-01 | Medium
No | 041487 | Infusion Pumps, Multitherapy | 8100 Alaris Large Volume Pump Module (LVP) | 14090445 | Alaris Medical Systems | DMT Equipment Distribution | Akron | Akron City Campus | Akron City Hospital | Basement | 2014-07-01 | Medium
No | 041488 | Infusion Pumps, Multitherapy | 8100 Alaris Large Volume Pump Module (LVP) | 14091469 | Alaris Medical Systems | DMT Equipment Distribution | Akron | Akron City Campus | Akron City Hospital | Basement | 2014-07-01 | Medium
No | 041489 | Infusion Pumps, Multitherapy | 8100 Alaris Large Volume Pump Module (LVP) | 14091214 | Alaris Medical Systems | DMT Equipment Distribution | Akron | Akron City Campus | Akron City Hospital | Basement | 2014-07-01 | Medium
No | 041490 | Infusion Pumps, Multitherapy | 8100 Alaris Large Volume Pump Module (LVP) | 14088256 | Alaris Medical Systems | DMT Equipment Distribution | Akron | Akron City Campus | Akron City Hospital | Basement | 2014-07-01 | Medium
No | 041491 | Infusion Pumps, Multitherapy | 8100 Alaris Large Volume Pump Module (LVP) | 14088184 | Alaris Medical Systems | DMT Equipment Distribution - SB | Barberton | Barberton Campus | Summa Barberton Hospital | 5th Floor | 2014-07-01 | Medium
No | 041492 | Infusion Pumps, Multitherapy | 8100 Alaris Large Volume Pump Module (LVP) | 14087678 | Alaris Medical Systems | DMT Equipment Distribution | Akron | Akron City Campus | Akron City Hospital | Basement | 2014-07-01 | Medium
No | 041493 | Infusion Pumps, Multitherapy | 8100 Alaris Large Volume Pump Module (LVP) | 14087935 | Alaris Medical Systems | DMT Equipment Distribution | Akron | Akron City Campus | Akron City Hospital | Basement | 2014-07-01 | Medium
No | 041494 | Infusion Pumps, Multitherapy | 8100 Alaris Large Volume Pump Module (LVP) | 14090596 | Alaris Medical Systems | DMT Equipment Distribution | Akron | Akron City Campus | Akron City Hospital | Basement | 2014-07-01 | Medium
No | 041495 | Infusion Pumps, Multitherapy | 8100 Alaris Large Volume Pump Module (LVP) | 14087520 | Alaris Medical Systems | DMT Equipment Distribution | Akron | Akron City Campus | Akron City Hospital | Basement | 2014-07-01 | Medium
No | 041496 | Infusion Pumps, Multitherapy | 8100 Alaris Large Volume Pump Module (LVP) | 14087993 | Alaris Medical Systems | DMT Equipment Distribution | Akron | Akron City Campus | Akron City Hospital | Basement | 2014-07-01 | Medium
No | 041497 | Infusion Pumps, Multitherapy | 8100 Alaris Large Volume Pump Module (LVP) | 14087397 | Alaris Medical Systems | DMT Equipment Distribution - SB | Barberton | Barberton Campus | Summa Barberton Hospital | 5th Floor | 2014-07-01 | Medium
No | 041498 | Infusion Pumps, Multitherapy | 8100 Alaris Large Volume Pump Module (LVP) | 14090302 | Alaris Medical Systems | DMT Equipment Distribution | Akron | Akron City Campus | Akron City Hospital | Basement | 2014-07-01 | Medium
No | 041499 | Infusion Pumps, Multitherapy | 8100 Alaris Large Volume Pump Module (LVP) | 14087990 | Alaris Medical Systems | DMT Equipment Distribution | Akron | Akron City Campus | Akron City Hospital | Basement | 2014-07-01 | Medium
No | 041500 | Infusion Pumps, Multitherapy | 8100 Alaris Large Volume Pump Module (LVP) | 14094132 | Alaris Medical Systems | DMT Equipment Distribution - SB | Barberton | Barberton Campus | Summa Barberton Hospital | 5th Floor | 2014-07-01 | Medium
No | 041501 | Infusion Pumps, Multitherapy | 8100 Alaris Large Volume Pump Module (LVP) | 14095588 | Alaris Medical Systems | DMT Equipment Distribution | Akron | Akron City Campus | Akron City Hospital | Basement | 2014-07-01 | Medium
No | 041502 | Infusion Pumps, Multitherapy | 8100 Alaris Large Volume Pump Module (LVP) | 14095563 | Alaris Medical Systems | DMT Equipment Distribution | Akron | Akron City Campus | Akron City Hospital | Basement | 2014-07-01 | Medium
No | 041503 | Infusion Pumps, Multitherapy | 8100 Alaris Large Volume Pump Module (LVP) | 14095672 | Alaris Medical Systems | DMT Equipment Distribution - SB | Barberton | Barberton Campus | Summa Barberton Hospital | 5th Floor | 2014-07-01 | Medium
No | 041504 | Infusion Pumps, Multitherapy | 8100 Alaris Large Volume Pump Module (LVP) | 14095461 | Alaris Medical Systems | DMT Equipment Distribution | Akron | Akron City Campus | Akron City Hospital | Basement | 2014-07-01 | Medium
No | 041505 | Infusion Pumps, Multitherapy | 8100 Alaris Large Volume Pump Module (LVP) | 14096478 | Alaris Medical Systems | DMT Equipment Distribution | Akron | Akron City Campus | Akron City Hospital | Basement | 2014-07-01 | Medium
No | 041506 | Infusion Pumps, Multitherapy | 8100 Alaris Large Volume Pump Module (LVP) | 14095524 | Alaris Medical Systems | DMT Equipment Distribution | Akron | Akron City Campus | Akron City Hospital | Basement | 2014-07-01 | Medium
No | 041507 | Infusion Pumps, Multitherapy | 8100 Alaris Large Volume Pump Module (LVP) | 14095481 | Alaris Medical Systems | DMT Equipment Distribution | Akron | Akron City Campus | Akron City Hospital | Basement | 2014-07-01 | Medium
No | 041508 | Infusion Pumps, Multitherapy | 8100 Alaris Large Volume Pump Module (LVP) | 14094982 | Alaris Medical Systems | DMT Equipment Distribution | Akron | Akron City Campus | Akron City Hospital | Basement | 2014-07-01 | Medium
No | 041509 | Infusion Pumps, Multitherapy | 8100 Alaris Large Volume Pump Module (LVP) | 14095669 | Alaris Medical Systems | DMT Equipment Distribution | Akron | Akron City Campus | Akron City Hospital | Basement | 2014-07-01 | Medium
No | 041510 | Infusion Pumps, Multitherapy | 8100 Alaris Large Volume Pump Module (LVP) | 14095444 | Alaris Medical Systems | DMT Equipment Distribution - SB | Barberton | Barberton Campus | Summa Barberton Hospital | 5th Floor | 2014-07-01 | Medium
No | 041511 | Infusion Pumps, Multitherapy | 8100 Alaris Large Volume Pump Module (LVP) | 14095503 | Alaris Medical Systems | DMT Equipment Distribution | Akron | Akron City Campus | Akron City Hospital | Basement | 2014-07-01 | Medium
No | 041512 | Infusion Pumps, Multitherapy | 8100 Alaris Large Volume Pump Module (LVP) | 14095061 | Alaris Medical Systems | DMT Equipment Distribution | Akron | Akron City Campus | Akron City Hospital | Basement | 2014-07-01 | Medium
No | 041513 | Infusion Pumps, Multitherapy | 8100 Alaris Large Volume Pump Module (LVP) | 14095122 | Alaris Medical Systems | DMT Equipment Distribution | Akron | Akron City Campus | Akron City Hospital | Basement | 2014-07-01 | Medium
No | 041514 | Infusion Pumps, Multitherapy | 8100 Alaris Large Volume Pump Module (LVP) | 14095432 | Alaris Medical Systems | DMT Equipment Distribution | Akron | Akron City Campus | Akron City Hospital | Basement | 2014-07-01 | Medium
No | 041515 | Infusion Pumps, Multitherapy | 8100 Alaris Large Volume Pump Module (LVP) | 14095492 | Alaris Medical Systems | DMT Equipment Distribution | Akron | Akron City Campus | Akron City Hospital | Basement | 2014-07-01 | Medium
No | 041516 | Infusion Pumps, Multitherapy | 8100 Alaris Large Volume Pump Module (LVP) | 14095606 | Alaris Medical Systems | DMT Equipment Distribution | Akron | Akron City Campus | Akron City Hospital | Basement | 2014-07-01 | Medium
No | 041517 | Infusion Pumps, Multitherapy | 8100 Alaris Large Volume Pump Module (LVP) | 14095573 | Alaris Medical Systems | DMT Equipment Distribution | Akron | Akron City Campus | Akron City Hospital | Basement | 2014-07-01 | Medium
No | 041518 | Infusion Pumps, Multitherapy | 8100 Alaris Large Volume Pump Module (LVP) | 14095602 | Alaris Medical Systems | DMT Equipment Distribution | Akron | Akron City Campus | Akron City Hospital | Basement | 2014-07-01 | Medium
No | 041519 | Infusion Pumps, Multitherapy | 8100 Alaris Large Volume Pump Module (LVP) | 14095512 | Alaris Medical Systems | DMT Equipment Distribution | Akron | Akron City Campus | Akron City Hospital | Basement | 2014-07-01 | Medium
No | 041520 | Infusion Pumps, Multitherapy | 8100 Alaris Large Volume Pump Module (LVP) | 14094889 | Alaris Medical Systems | DMT Equipment Distribution | Akron | Akron City Campus | Akron City Hospital |  | 2014-07-01 | Medium
No | 041521 | Infusion Pumps, Multitherapy | 8100 Alaris Large Volume Pump Module (LVP) | 14095417 | Alaris Medical Systems | DMT Equipment Distribution | Akron | Akron City Campus | Akron City Hospital | Basement | 2014-07-01 | Medium
No | 041522 | Infusion Pumps, Multitherapy | 8100 Alaris Large Volume Pump Module (LVP) | 14095562 | Alaris Medical Systems | DMT Equipment Distribution | Akron | Akron City Campus | Akron City Hospital | Basement | 2014-07-01 | Medium
No | 041523 | Infusion Pumps, Multitherapy | 8100 Alaris Large Volume Pump Module (LVP) | 14095514 | Alaris Medical Systems | DMT Equipment Distribution | Akron | Akron City Campus | Akron City Hospital | Basement | 2014-07-01 | Medium
No | 041524 | Infusion Pumps, Multitherapy | 8100 Alaris Large Volume Pump Module (LVP) | 14095535 | Alaris Medical Systems | DMT Equipment Distribution | Akron | Akron City Campus | Akron City Hospital | Basement | 2014-07-01 | Medium
No | 041525 | Infusion Pumps, Multitherapy | 8100 Alaris Large Volume Pump Module (LVP) | 14095551 | Alaris Medical Systems | Virtual Care Simulation Lab | Akron | Akron City Campus | Akron City Hospital | 1st Floor | 2014-07-01 | Medium
No | 041526 | Infusion Pumps, Multitherapy | 8100 Alaris Large Volume Pump Module (LVP) | 14095605 | Alaris Medical Systems | DMT Equipment Distribution | Akron | Akron City Campus | Akron City Hospital | Basement | 2014-07-01 | Medium
No | 041528 | Infusion Pumps, Multitherapy | 8100 Alaris Large Volume Pump Module (LVP) | 14094979 | Alaris Medical Systems | DMT Equipment Distribution | Akron | Akron City Campus | Akron City Hospital | Basement | 2014-07-01 | Medium
No | 041529 | Infusion Pumps, Multitherapy | 8100 Alaris Large Volume Pump Module (LVP) | 14095603 | Alaris Medical Systems | DMT Equipment Distribution | Akron | Akron City Campus | Akron City Hospital | Basement | 2014-07-01 | Medium
No | 041530 | Infusion Pumps, Multitherapy | 8100 Alaris Large Volume Pump Module (LVP) | 14095437 | Alaris Medical Systems | DMT Equipment Distribution - SB | Barberton | Barberton Campus | Summa Barberton Hospital | 5th Floor | 2014-07-01 | Medium
No | 041531 | Infusion Pumps, Multitherapy | 8100 Alaris Large Volume Pump Module (LVP) | 14095473 | Alaris Medical Systems | DMT Equipment Distribution - SB | Barberton | Barberton Campus | Summa Barberton Hospital | 5th Floor | 2014-07-01 | Medium
No | 041532 | Infusion Pumps, Multitherapy | 8100 Alaris Large Volume Pump Module (LVP) | 14095517 | Alaris Medical Systems | DMT Equipment Distribution | Akron | Akron City Campus | Akron City Hospital | Basement | 2014-07-01 | Medium
No | 041533 | Infusion Pumps, Multitherapy | 8100 Alaris Large Volume Pump Module (LVP) | 14095497 | Alaris Medical Systems | DMT Equipment Distribution | Akron | Akron City Campus | Akron City Hospital | Basement | 2014-07-01 | Medium
No | 041534 | Infusion Pumps, Multitherapy | 8100 Alaris Large Volume Pump Module (LVP) | 14095483 | Alaris Medical Systems | DMT Equipment Distribution | Akron | Akron City Campus | Akron City Hospital | Basement | 2014-07-01 | Medium
No | 041535 | Infusion Pumps, Multitherapy | 8100 Alaris Large Volume Pump Module (LVP) | 14095480 | Alaris Medical Systems | DMT Equipment Distribution - SB | Barberton | Barberton Campus | Summa Barberton Hospital | 5th Floor | 2014-07-01 | Medium
No | 041536 | Infusion Pumps, Multitherapy | 8100 Alaris Large Volume Pump Module (LVP) | 14094981 | Alaris Medical Systems | DMT Equipment Distribution | Akron | Akron City Campus | Akron City Hospital | Basement | 2014-07-01 | Medium
No | 041537 | Infusion Pumps, Multitherapy | 8100 Alaris Large Volume Pump Module (LVP) | 14095476 | Alaris Medical Systems | DMT Equipment Distribution | Akron | Akron City Campus | Akron City Hospital | Basement | 2014-07-01 | Medium
No | 041538 | Infusion Pumps, Multitherapy | 8100 Alaris Large Volume Pump Module (LVP) | 14096743 | Alaris Medical Systems | DMT Equipment Distribution | Akron | Akron City Campus | Akron City Hospital | Basement | 2014-07-01 | Medium
No | 041539 | Infusion Pumps, Multitherapy | 8100 Alaris Large Volume Pump Module (LVP) | 14095495 | Alaris Medical Systems | DMT Equipment Distribution | Akron | Akron City Campus | Akron City Hospital | Basement | 2014-07-01 | Medium
No | 041540 | Infusion Pumps, Multitherapy | 8100 Alaris Large Volume Pump Module (LVP) | 14095479 | Alaris Medical Systems | DMT Equipment Distribution | Akron | Akron City Campus | Akron City Hospital | Basement | 2014-07-01 | Medium
No | 041541 | Infusion Pumps, Multitherapy | 8100 Alaris Large Volume Pump Module (LVP) | 14096801 | Alaris Medical Systems | DMT Equipment Distribution | Akron | Akron City Campus | Akron City Hospital | Basement | 2014-07-01 | Medium
No | 041542 | Infusion Pumps, Multitherapy | 8100 Alaris Large Volume Pump Module (LVP) | 14096429 | Alaris Medical Systems | DMT Equipment Distribution | Akron | Akron City Campus | Akron City Hospital | Basement | 2014-07-01 | Medium
No | 041543 | Infusion Pumps, Multitherapy | 8100 Alaris Large Volume Pump Module (LVP) | 14096741 | Alaris Medical Systems | DMT Equipment Distribution | Akron | Akron City Campus | Akron City Hospital | Basement | 2014-07-01 | Medium
No | 041544 | Infusion Pumps, Multitherapy | 8100 Alaris Large Volume Pump Module (LVP) | 14096798 | Alaris Medical Systems | DMT Equipment Distribution | Akron | Akron City Campus | Akron City Hospital | Basement | 2014-07-01 | Medium
No | 041545 | Infusion Pumps, Multitherapy | 8100 Alaris Large Volume Pump Module (LVP) | 14096777 | Alaris Medical Systems | DMT Equipment Distribution | Akron | Akron City Campus | Akron City Hospital | Basement | 2014-07-01 | Medium
No | 041546 | Infusion Pumps, Multitherapy | 8100 Alaris Large Volume Pump Module (LVP) | 14096832 | Alaris Medical Systems | DMT Equipment Distribution - SB | Barberton | Barberton Campus | Summa Barberton Hospital | 5th Floor | 2014-07-01 | Medium
No | 041547 | Infusion Pumps, Multitherapy | 8100 Alaris Large Volume Pump Module (LVP) | 14096530 | Alaris Medical Systems | DMT Equipment Distribution | Akron | Akron City Campus | Akron City Hospital | Basement | 2014-07-01 | Medium
No | 041548 | Infusion Pumps, Multitherapy | 8100 Alaris Large Volume Pump Module (LVP) | 14096825 | Alaris Medical Systems | DMT Equipment Distribution | Akron | Akron City Campus | Akron City Hospital | Basement | 2014-07-01 | Medium
No | 041549 | Infusion Pumps, Multitherapy | 8100 Alaris Large Volume Pump Module (LVP) | 14096837 | Alaris Medical Systems | DMT Equipment Distribution | Akron | Akron City Campus | Akron City Hospital | Basement | 2014-07-01 | Medium
No | 041550 | Infusion Pumps, Multitherapy | 8100 Alaris Large Volume Pump Module (LVP) | 14096827 | Alaris Medical Systems | DMT Equipment Distribution | Akron | Akron City Campus | Akron City Hospital | Basement | 2014-07-01 | Medium
No | 041551 | Infusion Pumps, Multitherapy | 8100 Alaris Large Volume Pump Module (LVP) | 14096592 | Alaris Medical Systems | DMT Equipment Distribution - SB | Barberton | Green Campus | Green Medical Center | Ground Floor | 2014-07-01 | Medium
No | 041552 | Infusion Pumps, Multitherapy | 8100 Alaris Large Volume Pump Module (LVP) | 14096740 | Alaris Medical Systems | DMT Equipment Distribution | Akron | Akron City Campus | Akron City Hospital | Basement | 2014-07-01 | Medium
No | 041553 | Infusion Pumps, Multitherapy | 8100 Alaris Large Volume Pump Module (LVP) | 14096835 | Alaris Medical Systems | DMT Equipment Distribution - SB | Barberton | Barberton Campus | Summa Barberton Hospital | 5th Floor | 2014-07-01 | Medium
No | 041554 | Infusion Pumps, Multitherapy | 8100 Alaris Large Volume Pump Module (LVP) | 14096729 | Alaris Medical Systems | DMT Equipment Distribution | Akron | Akron City Campus | Akron City Hospital | Basement | 2014-07-01 | Medium
No | 041555 | Infusion Pumps, Multitherapy | 8100 Alaris Large Volume Pump Module (LVP) | 14096833 | Alaris Medical Systems | DMT Equipment Distribution | Akron | Akron City Campus | Akron City Hospital | Basement | 2014-07-01 | Medium
No | 041556 | Infusion Pumps, Multitherapy | 8100 Alaris Large Volume Pump Module (LVP) | 14095123 | Alaris Medical Systems | DMT Equipment Distribution | Akron | Akron City Campus | Akron City Hospital | Basement | 2014-07-01 | Medium
No | 041558 | Infusion Pumps, Multitherapy | 8100 Alaris Large Volume Pump Module (LVP) | 14096814 | Alaris Medical Systems | DMT Equipment Distribution | Akron | Akron City Campus | Akron City Hospital | Basement | 2014-07-01 | Medium
No | 041559 | Infusion Pumps, Multitherapy | 8100 Alaris Large Volume Pump Module (LVP) | 14096695 | Alaris Medical Systems | DMT Equipment Distribution | Akron | Akron City Campus | Akron City Hospital | Basement | 2014-07-01 | Medium
No | 041560 | Infusion Pumps, Multitherapy | 8100 Alaris Large Volume Pump Module (LVP) | 14096961 | Alaris Medical Systems | DMT Equipment Distribution | Akron | Akron City Campus | Akron City Hospital | Basement | 2014-07-01 | Medium
No | 041561 | Infusion Pumps, Multitherapy | 8100 Alaris Large Volume Pump Module (LVP) | 14096800 | Alaris Medical Systems | DMT Equipment Distribution | Akron | Akron City Campus | Akron City Hospital | Basement | 2014-07-01 | Medium
No | 041562 | Infusion Pumps, Multitherapy | 8100 Alaris Large Volume Pump Module (LVP) | 14096836 | Alaris Medical Systems | DMT Equipment Distribution | Akron | Akron City Campus | Akron City Hospital | Basement | 2014-07-01 | Medium
No | 041563 | Infusion Pumps, Multitherapy | 8100 Alaris Large Volume Pump Module (LVP) | 14096786 | Alaris Medical Systems | DMT Equipment Distribution | Akron | Akron City Campus | Akron City Hospital | Basement | 2014-07-01 | Medium
No | 041564 | Infusion Pumps, Multitherapy | 8100 Alaris Large Volume Pump Module (LVP) | 14096769 | Alaris Medical Systems | DMT Equipment Distribution | Akron | Akron City Campus | Akron City Hospital | Basement | 2014-07-01 | Medium
No | 041565 | Infusion Pumps, Multitherapy | 8100 Alaris Large Volume Pump Module (LVP) | 14096739 | Alaris Medical Systems | DMT Equipment Distribution | Akron | Akron City Campus | Akron City Hospital | Basement | 2014-07-01 | Medium
No | 041566 | Infusion Pumps, Multitherapy | 8100 Alaris Large Volume Pump Module (LVP) | 14096727 | Alaris Medical Systems | DMT Equipment Distribution - SB | Barberton | Barberton Campus | Summa Barberton Hospital | 5th Floor | 2014-07-01 | Medium
No | 041567 | Infusion Pumps, Multitherapy | 8100 Alaris Large Volume Pump Module (LVP) | 14096742 | Alaris Medical Systems | DMT Equipment Distribution | Akron | Akron City Campus | Akron City Hospital | Basement | 2014-07-01 | Medium
No | 041568 | Infusion Pumps, Multitherapy | 8100 Alaris Large Volume Pump Module (LVP) | 14096737 | Alaris Medical Systems | DMT Equipment Distribution | Akron | Akron City Campus | Akron City Hospital | Basement | 2014-07-01 | Medium
No | 041569 | Infusion Pumps, Multitherapy | 8100 Alaris Large Volume Pump Module (LVP) | 14096755 | Alaris Medical Systems | DMT Equipment Distribution | Akron | Akron City Campus | Akron City Hospital | Basement | 2014-07-01 | Medium
No | 041570 | Infusion Pumps, Multitherapy | 8100 Alaris Large Volume Pump Module (LVP) | 14096823 | Alaris Medical Systems | DMT Equipment Distribution | Akron | Akron City Campus | Akron City Hospital | Basement | 2014-07-01 | Medium
No | 041571 | Infusion Pumps, Multitherapy | 8100 Alaris Large Volume Pump Module (LVP) | 14095574 | Alaris Medical Systems | DMT Equipment Distribution | Akron | Akron City Campus | Akron City Hospital | Basement | 2014-07-01 | Medium
No | 041572 | Infusion Pumps, Multitherapy | 8100 Alaris Large Volume Pump Module (LVP) | 14095516 | Alaris Medical Systems | DMT Equipment Distribution | Akron | Akron City Campus | Akron City Hospital | Basement | 2014-07-01 | Medium
No | 041573 | Infusion Pumps, Multitherapy | 8100 Alaris Large Volume Pump Module (LVP) | 14095199 | Alaris Medical Systems | DMT Equipment Distribution | Akron | Akron City Campus | Akron City Hospital | Basement | 2014-07-01 | Medium
No | 041574 | Infusion Pumps, Multitherapy | 8100 Alaris Large Volume Pump Module (LVP) | 14095542 | Alaris Medical Systems | DMT Equipment Distribution | Akron | Akron City Campus | Akron City Hospital | Basement | 2014-07-01 | Medium
No | 041575 | Infusion Pumps, Multitherapy | 8100 Alaris Large Volume Pump Module (LVP) | 14095504 | Alaris Medical Systems | DMT Equipment Distribution | Akron | Akron City Campus | Akron City Hospital | Basement | 2014-07-01 | Medium
No | 041576 | Infusion Pumps, Multitherapy | 8100 Alaris Large Volume Pump Module (LVP) | 14096903 | Alaris Medical Systems | DMT Equipment Distribution | Akron | Akron City Campus | Akron City Hospital | Basement | 2014-07-01 | Medium
No | 041577 | Infusion Pumps, Multitherapy | 8100 Alaris Large Volume Pump Module (LVP) | 14095610 | Alaris Medical Systems | DMT Equipment Distribution | Akron | Akron City Campus | Akron City Hospital | Basement | 2014-07-01 | Medium
No | 041578 | Infusion Pumps, Multitherapy | 8100 Alaris Large Volume Pump Module (LVP) | 14095423 | Alaris Medical Systems | DMT Equipment Distribution | Akron | Akron City Campus | Akron City Hospital | Basement | 2014-07-01 | Medium
No | 041579 | Infusion Pumps, Multitherapy | 8100 Alaris Large Volume Pump Module (LVP) | 14095528 | Alaris Medical Systems | DMT Equipment Distribution | Akron | Akron City Campus | Akron City Hospital | Basement | 2014-07-01 | Medium
No | 041580 | Infusion Pumps, Multitherapy | 8100 Alaris Large Volume Pump Module (LVP) | 14095565 | Alaris Medical Systems | DMT Equipment Distribution | Akron | Akron City Campus | Akron City Hospital | Basement | 2014-07-01 | Medium
No | 041581 | Infusion Pumps, Multitherapy | 8100 Alaris Large Volume Pump Module (LVP) | 14095093 | Alaris Medical Systems | Neurology Outpatient - Portage Lakes | Barberton | Portage Lakes Campus | Summa Health Portage Lakes Medical Center | Ground Floor | 2014-07-01 | Medium
No | 041582 | Infusion Pumps, Multitherapy | 8100 Alaris Large Volume Pump Module (LVP) | 14094980 | Alaris Medical Systems | DMT Equipment Distribution | Akron | Akron City Campus | Akron City Hospital | Basement | 2014-07-01 | Medium
No | 041583 | Infusion Pumps, Multitherapy | 8100 Alaris Large Volume Pump Module (LVP) | 14095506 | Alaris Medical Systems | DMT Equipment Distribution | Akron | Akron City Campus | Akron City Hospital | Basement | 2014-07-01 | Medium
No | 041584 | Infusion Pumps, Multitherapy | 8100 Alaris Large Volume Pump Module (LVP) | 14095422 | Alaris Medical Systems | Virtual Care Simulation Lab | Akron | Akron City Campus | Akron City Hospital | 1st Floor | 2014-07-01 | Medium
No | 041585 | Infusion Pumps, Multitherapy | 8100 Alaris Large Volume Pump Module (LVP) | 14096844 | Alaris Medical Systems | DMT Equipment Distribution | Akron | Akron City Campus | Akron City Hospital | Basement | 2014-07-01 | Medium
No | 041586 | Infusion Pumps, Multitherapy | 8100 Alaris Large Volume Pump Module (LVP) | 14096518 | Alaris Medical Systems | DMT Equipment Distribution | Akron | Akron City Campus | Akron City Hospital | Basement | 2014-07-01 | Medium
No | 041587 | Infusion Pumps, Multitherapy | 8100 Alaris Large Volume Pump Module (LVP) | 14096583 | Alaris Medical Systems | DMT Equipment Distribution - SB | Barberton | Barberton Campus | Summa Barberton Hospital | 5th Floor | 2014-07-01 | Medium
No | 041588 | Infusion Pumps, Multitherapy | 8100 Alaris Large Volume Pump Module (LVP) | 14096891 | Alaris Medical Systems | DMT Equipment Distribution | Akron | Akron City Campus | Akron City Hospital | Basement | 2014-07-01 | Medium
No | 041589 | Infusion Pumps, Multitherapy | 8100 Alaris Large Volume Pump Module (LVP) | 14096778 | Alaris Medical Systems | DMT Equipment Distribution | Akron | Akron City Campus | Akron City Hospital | Basement | 2014-07-01 | Medium
No | 041590 | Infusion Pumps, Multitherapy | 8100 Alaris Large Volume Pump Module (LVP) | 14096722 | Alaris Medical Systems | DMT Equipment Distribution - SB | Barberton | Barberton Campus | Summa Barberton Hospital | 5th Floor | 2014-07-01 | Medium
No | 041591 | Infusion Pumps, Multitherapy | 8100 Alaris Large Volume Pump Module (LVP) | 14096666 | Alaris Medical Systems | DMT Equipment Distribution | Akron | Akron City Campus | Akron City Hospital | Basement | 2014-07-01 | Medium
No | 041593 | Infusion Pumps, Multitherapy | 8100 Alaris Large Volume Pump Module (LVP) | 14096821 | Alaris Medical Systems | DMT Equipment Distribution | Akron | Akron City Campus | Akron City Hospital | Basement | 2014-07-01 | Medium
No | 041594 | Infusion Pumps, Multitherapy | 8100 Alaris Large Volume Pump Module (LVP) | 14096795 | Alaris Medical Systems | DMT Equipment Distribution | Akron | Akron City Campus | Akron City Hospital | Basement | 2014-07-01 | Medium
No | 041595 | Infusion Pumps, Multitherapy | 8100 Alaris Large Volume Pump Module (LVP) | 14096763 | Alaris Medical Systems | DMT Equipment Distribution | Akron | Akron City Campus | Akron City Hospital | Basement | 2014-07-01 | Medium
No | 041596 | Infusion Pumps, Multitherapy | 8100 Alaris Large Volume Pump Module (LVP) | 14096719 | Alaris Medical Systems | DMT Equipment Distribution | Akron | Akron City Campus | Akron City Hospital | Basement | 2014-07-01 | Medium
No | 041597 | Infusion Pumps, Multitherapy | 8100 Alaris Large Volume Pump Module (LVP) | 14096639 | Alaris Medical Systems | DMT Equipment Distribution - SB | Barberton | Barberton Campus | Summa Barberton Hospital | Basement | 2014-07-01 | Medium
No | 041598 | Infusion Pumps, Multitherapy | 8100 Alaris Large Volume Pump Module (LVP) | 14096787 | Alaris Medical Systems | DMT Equipment Distribution | Akron | Akron City Campus | Akron City Hospital | Basement | 2014-07-01 | Medium
No | 041599 | Infusion Pumps, Multitherapy | 8100 Alaris Large Volume Pump Module (LVP) | 14096767 | Alaris Medical Systems | DMT Equipment Distribution | Akron | Akron City Campus | Akron City Hospital | Basement | 2014-07-01 | Medium
No | 041600 | Infusion Pumps, Multitherapy | 8100 Alaris Large Volume Pump Module (LVP) | 14096818 | Alaris Medical Systems | DMT Equipment Distribution | Akron | Akron City Campus | Akron City Hospital | Basement | 2014-07-01 | Medium
No | 041601 | Infusion Pumps, Multitherapy | 8100 Alaris Large Volume Pump Module (LVP) | 14096965 | Alaris Medical Systems | DMT Equipment Distribution | Akron | Akron City Campus | Akron City Hospital | Basement | 2014-07-01 | Medium
No | 041602 | Infusion Pumps, Multitherapy | 8100 Alaris Large Volume Pump Module (LVP) | 14096576 | Alaris Medical Systems | DMT Equipment Distribution | Akron | Akron City Campus | Akron City Hospital | Basement | 2014-07-01 | Medium
No | 041603 | Infusion Pumps, Multitherapy | 8100 Alaris Large Volume Pump Module (LVP) | 14096526 | Alaris Medical Systems | DMT Equipment Distribution | Akron | Akron City Campus | Akron City Hospital | Basement | 2014-07-01 | Medium
No | 041604 | Infusion Pumps, Multitherapy | 8100 Alaris Large Volume Pump Module (LVP) | 14096489 | Alaris Medical Systems | DMT Equipment Distribution | Akron | Akron City Campus | Akron City Hospital | Basement | 2014-07-01 | Medium
No | 041605 | Infusion Pumps, Multitherapy | 8100 Alaris Large Volume Pump Module (LVP) | 14096840 | Alaris Medical Systems | DMT Equipment Distribution - SB | Barberton | Barberton Campus | Summa Barberton Hospital | 5th Floor | 2014-07-01 | Medium
No | 041606 | Infusion Pumps, Multitherapy | 8100 Alaris Large Volume Pump Module (LVP) | 14096560 | Alaris Medical Systems | DMT Equipment Distribution - SB | Barberton | Barberton Campus | Summa Barberton Hospital | 5th Floor | 2014-07-01 | Medium
No | 041607 | Infusion Pumps, Multitherapy | 8100 Alaris Large Volume Pump Module (LVP) | 14096962 | Alaris Medical Systems | DMT Equipment Distribution | Akron | Akron City Campus | Akron City Hospital | Basement | 2014-07-01 | Medium
No | 041608 | Infusion Pumps, Multitherapy | 8100 Alaris Large Volume Pump Module (LVP) | 14096559 | Alaris Medical Systems | DMT Equipment Distribution | Akron | Akron City Campus | Akron City Hospital | Basement | 2014-07-01 | Medium
No | 041609 | Infusion Pumps, Multitherapy | 8100 Alaris Large Volume Pump Module (LVP) | 14096736 | Alaris Medical Systems | DMT Equipment Distribution | Akron | Akron City Campus | Akron City Hospital | Basement | 2014-07-01 | Medium
No | 041610 | Infusion Pumps, Multitherapy | 8100 Alaris Large Volume Pump Module (LVP) | 14096817 | Alaris Medical Systems | DMT Equipment Distribution | Akron | Akron City Campus | Akron City Hospital | Basement | 2014-07-01 | Medium
No | 041611 | Infusion Pumps, Multitherapy | 8100 Alaris Large Volume Pump Module (LVP) | 14096897 | Alaris Medical Systems | DMT Equipment Distribution - SB | Barberton | Barberton Campus | Summa Barberton Hospital | 5th Floor | 2014-07-01 | Medium
No | 041612 | Infusion Pumps, Multitherapy | 8100 Alaris Large Volume Pump Module (LVP) | 14096775 | Alaris Medical Systems | DMT Equipment Distribution | Akron | Akron City Campus | Akron City Hospital | Basement | 2014-07-01 | Medium
No | 041613 | Infusion Pumps, Multitherapy | 8100 Alaris Large Volume Pump Module (LVP) | 14096699 | Alaris Medical Systems | DMT Equipment Distribution | Akron | Akron City Campus | Akron City Hospital | Basement | 2014-07-01 | Medium
No | 041614 | Infusion Pumps, Multitherapy | 8100 Alaris Large Volume Pump Module (LVP) | 14097040 | Alaris Medical Systems | DMT Equipment Distribution | Akron | Akron City Campus | Akron City Hospital | Basement | 2014-07-01 | Medium
No | 041615 | Infusion Pumps, Multitherapy | 8100 Alaris Large Volume Pump Module (LVP) | 14097053 | Alaris Medical Systems | DMT Equipment Distribution | Akron | Akron City Campus | Akron City Hospital | Basement | 2014-07-01 | Medium
No | 041616 | Infusion Pumps, Multitherapy | 8100 Alaris Large Volume Pump Module (LVP) | 14097054 | Alaris Medical Systems | DMT Equipment Distribution | Akron | Akron City Campus | Akron City Hospital | Basement | 2014-07-01 | Medium
No | 041617 | Infusion Pumps, Multitherapy | 8100 Alaris Large Volume Pump Module (LVP) | 14096704 | Alaris Medical Systems | DMT Equipment Distribution | Akron | Akron City Campus | Akron City Hospital | Basement | 2014-07-01 | Medium
No | 041618 | Infusion Pumps, Multitherapy | 8100 Alaris Large Volume Pump Module (LVP) | 14096772 | Alaris Medical Systems | DMT Equipment Distribution | Akron | Akron City Campus | Akron City Hospital | Basement | 2014-07-01 | Medium
No | 041619 | Infusion Pumps, Multitherapy | 8100 Alaris Large Volume Pump Module (LVP) | 14096892 | Alaris Medical Systems | DMT Equipment Distribution | Akron | Akron City Campus | Akron City Hospital | Basement | 2014-07-01 | Medium
No | 041620 | Infusion Pumps, Multitherapy | 8100 Alaris Large Volume Pump Module (LVP) | 14096918 | Alaris Medical Systems | DMT Equipment Distribution | Akron | Akron City Campus | Akron City Hospital | Basement | 2014-07-01 | Medium
No | 041621 | Infusion Pumps, Multitherapy | 8100 Alaris Large Volume Pump Module (LVP) | 14096657 | Alaris Medical Systems | DMT Equipment Distribution | Akron | Akron City Campus | Akron City Hospital | Basement | 2014-07-01 | Medium
No | 041622 | Infusion Pumps, Multitherapy | 8100 Alaris Large Volume Pump Module (LVP) | 14096842 | Alaris Medical Systems | DMT Equipment Distribution | Akron | Akron City Campus | Akron City Hospital | Basement | 2014-07-01 | Medium
No | 041623 | Infusion Pumps, Multitherapy | 8100 Alaris Large Volume Pump Module (LVP) | 14096843 | Alaris Medical Systems | DMT Equipment Distribution | Akron | Akron City Campus | Akron City Hospital | Basement | 2014-07-01 | Medium
No | 041624 | Infusion Pumps, Multitherapy | 8100 Alaris Large Volume Pump Module (LVP) | 14096697 | Alaris Medical Systems | DMT Equipment Distribution | Akron | Akron City Campus | Akron City Hospital | Basement | 2014-07-01 | Medium
No | 041625 | Infusion Pumps, Multitherapy | 8100 Alaris Large Volume Pump Module (LVP) | 14096638 | Alaris Medical Systems | DMT Equipment Distribution | Akron | Akron City Campus | Akron City Hospital | Basement | 2014-07-01 | Medium
No | 041626 | Infusion Pumps, Multitherapy | 8100 Alaris Large Volume Pump Module (LVP) | 14096894 | Alaris Medical Systems | DMT Equipment Distribution | Akron | Akron City Campus | Akron City Hospital | Basement | 2014-07-01 | Medium
No | 041627 | Infusion Pumps, Multitherapy | 8100 Alaris Large Volume Pump Module (LVP) | 14096702 | Alaris Medical Systems | DMT Equipment Distribution | Akron | Akron City Campus | Akron City Hospital | Basement | 2014-07-01 | Medium
No | 041628 | Infusion Pumps, Multitherapy | 8100 Alaris Large Volume Pump Module (LVP) | 14096584 | Alaris Medical Systems | DMT Equipment Distribution | Akron | Akron City Campus | Akron City Hospital | Basement | 2014-07-01 | Medium
No | 041630 | Infusion Pumps, Multitherapy | 8100 Alaris Large Volume Pump Module (LVP) | 14096655 | Alaris Medical Systems | DMT Equipment Distribution | Akron | Akron City Campus | Akron City Hospital | Basement | 2014-07-01 | Medium
No | 041631 | Infusion Pumps, Multitherapy | 8100 Alaris Large Volume Pump Module (LVP) | 14096615 | Alaris Medical Systems | DMT Equipment Distribution | Akron | Akron City Campus | Akron City Hospital | Basement | 2014-07-01 | Medium
No | 041632 | Infusion Pumps, Multitherapy | 8100 Alaris Large Volume Pump Module (LVP) | 14096637 | Alaris Medical Systems | DMT Equipment Distribution | Akron | Akron City Campus | Akron City Hospital | Basement | 2014-07-01 | Medium
No | 041633 | Infusion Pumps, Multitherapy | 8100 Alaris Large Volume Pump Module (LVP) | 14096401 | Alaris Medical Systems | DMT Equipment Distribution - SB | Barberton | Barberton Campus | Summa Barberton Hospital | 5th Floor | 2014-07-01 | Medium
No | 041634 | Infusion Pumps, Multitherapy | 8100 Alaris Large Volume Pump Module (LVP) | 14096889 | Alaris Medical Systems | DMT Equipment Distribution | Akron | Akron City Campus | Akron City Hospital | Basement | 2014-07-01 | Medium
No | 041635 | Infusion Pumps, Multitherapy | 8100 Alaris Large Volume Pump Module (LVP) | 14096735 | Alaris Medical Systems | DMT Equipment Distribution | Akron | Akron City Campus | Akron City Hospital | Basement | 2014-07-01 | Medium
No | 041636 | Infusion Pumps, Multitherapy | 8100 Alaris Large Volume Pump Module (LVP) | 14096766 | Alaris Medical Systems | DMT Equipment Distribution - SB | Barberton | Barberton Campus | Summa Barberton Hospital | 5th Floor | 2014-07-01 | Medium
No | 041637 | Infusion Pumps, Multitherapy | 8100 Alaris Large Volume Pump Module (LVP) | 14096419 | Alaris Medical Systems | DMT Equipment Distribution | Akron | Akron City Campus | Akron City Hospital | Basement | 2014-07-01 | Medium
No | 041638 | Infusion Pumps, Multitherapy | 8100 Alaris Large Volume Pump Module (LVP) | 14096816 | Alaris Medical Systems | DMT Equipment Distribution | Akron | Akron City Campus | Akron City Hospital | Basement | 2014-07-01 | Medium
No | 041639 | Infusion Pumps, Multitherapy | 8100 Alaris Large Volume Pump Module (LVP) | 14097011 | Alaris Medical Systems | DMT Equipment Distribution | Akron | Akron City Campus | Akron City Hospital | Basement | 2014-07-01 | Medium
No | 041640 | Infusion Pumps, Multitherapy | 8100 Alaris Large Volume Pump Module (LVP) | 14096812 | Alaris Medical Systems | DMT Equipment Distribution | Akron | Akron City Campus | Akron City Hospital | Basement | 2014-07-01 | Medium
No | 041641 | Infusion Pumps, Multitherapy | 8100 Alaris Large Volume Pump Module (LVP) | 14096653 | Alaris Medical Systems | DMT Equipment Distribution | Akron | Akron City Campus | Akron City Hospital | Basement | 2014-07-01 | Medium
No | 041642 | Infusion Pumps, Multitherapy | 8100 Alaris Large Volume Pump Module (LVP) | 14096789 | Alaris Medical Systems | DMT Equipment Distribution - SB | Barberton | Barberton Campus | Summa Barberton Hospital | 5th Floor | 2014-07-01 | Medium
No | 041643 | Infusion Pumps, Multitherapy | 8100 Alaris Large Volume Pump Module (LVP) | 14096966 | Alaris Medical Systems | DMT Equipment Distribution | Akron | Akron City Campus | Akron City Hospital | Basement | 2014-07-01 | Medium
No | 041644 | Infusion Pumps, Multitherapy | 8100 Alaris Large Volume Pump Module (LVP) | 14096618 | Alaris Medical Systems | DMT Equipment Distribution | Akron | Akron City Campus | Akron City Hospital | Basement | 2014-07-01 | Medium
No | 041645 | Infusion Pumps, Multitherapy | 8100 Alaris Large Volume Pump Module (LVP) | 14096578 | Alaris Medical Systems | DMT Equipment Distribution - SB | Barberton | Barberton Campus | Summa Barberton Hospital | 5th Floor | 2014-07-01 | Medium
No | 041646 | Infusion Pumps, Multitherapy | 8100 Alaris Large Volume Pump Module (LVP) | 14096406 | Alaris Medical Systems | DMT Equipment Distribution | Akron | Akron City Campus | Akron City Hospital | Basement | 2014-07-01 | Medium
No | 041647 | Infusion Pumps, Multitherapy | 8100 Alaris Large Volume Pump Module (LVP) | 14096813 | Alaris Medical Systems | DMT Equipment Distribution | Akron | Akron City Campus | Akron City Hospital | Basement | 2014-07-01 | Medium
No | 041648 | Infusion Pumps, Multitherapy | 8100 Alaris Large Volume Pump Module (LVP) | 14096968 | Alaris Medical Systems | DMT Equipment Distribution | Akron | Akron City Campus | Akron City Hospital | Basement | 2014-07-01 | Medium
No | 041649 | Infusion Pumps, Multitherapy | 8100 Alaris Large Volume Pump Module (LVP) | 14097056 | Alaris Medical Systems | DMT Equipment Distribution | Akron | Akron City Campus | Akron City Hospital | Basement | 2014-07-01 | Medium
No | 041651 | Infusion Pumps, Multitherapy | 8100 Alaris Large Volume Pump Module (LVP) | 14096839 | Alaris Medical Systems | DMT Equipment Distribution | Akron | Akron City Campus | Akron City Hospital | Basement | 2014-07-01 | Medium
No | 041652 | Infusion Pumps, Multitherapy | 8100 Alaris Large Volume Pump Module (LVP) | 14097178 | Alaris Medical Systems | DMT Equipment Distribution - SB | Barberton | Barberton Campus | Summa Barberton Hospital | 5th Floor | 2014-07-01 | Medium
No | 041653 | Infusion Pumps, Multitherapy | 8100 Alaris Large Volume Pump Module (LVP) | 14097181 | Alaris Medical Systems | DMT Equipment Distribution | Akron | Akron City Campus | Akron City Hospital | Basement | 2014-07-01 | Medium
No | 041654 | Infusion Pumps, Multitherapy | 8100 Alaris Large Volume Pump Module (LVP) | 14097024 | Alaris Medical Systems | DMT Equipment Distribution | Akron | Akron City Campus | Akron City Hospital | Basement | 2014-07-01 | Medium
No | 041655 | Infusion Pumps, Multitherapy | 8100 Alaris Large Volume Pump Module (LVP) | 14096721 | Alaris Medical Systems | DMT Equipment Distribution | Akron | Akron City Campus | Akron City Hospital | Basement | 2014-07-01 | Medium
No | 041656 | Infusion Pumps, Multitherapy | 8100 Alaris Large Volume Pump Module (LVP) | 14096733 | Alaris Medical Systems | DMT Equipment Distribution | Akron | Akron City Campus | Akron City Hospital | Basement | 2014-07-01 | Medium
No | 041657 | Infusion Pumps, Multitherapy | 8100 Alaris Large Volume Pump Module (LVP) | 14096703 | Alaris Medical Systems | DMT Equipment Distribution | Akron | Akron City Campus | Akron City Hospital | Basement | 2014-07-01 | Medium
No | 041658 | Infusion Pumps, Multitherapy | 8100 Alaris Large Volume Pump Module (LVP) | 14096928 | Alaris Medical Systems | DMT Equipment Distribution | Akron | Akron City Campus | Akron City Hospital | Basement | 2014-07-01 | Medium
No | 041659 | Infusion Pumps, Multitherapy | 8100 Alaris Large Volume Pump Module (LVP) | 14096542 | Alaris Medical Systems | DMT Equipment Distribution | Akron | Akron City Campus | Akron City Hospital | Basement | 2014-07-01 | Medium
No | 041660 | Infusion Pumps, Multitherapy | 8100 Alaris Large Volume Pump Module (LVP) | 14096822 | Alaris Medical Systems | DMT Equipment Distribution | Akron | Akron City Campus | Akron City Hospital | Basement | 2014-07-01 | Medium
No | 041661 | Infusion Pumps, Multitherapy | 8100 Alaris Large Volume Pump Module (LVP) | 14096514 | Alaris Medical Systems | DMT Equipment Distribution | Akron | Akron City Campus | Akron City Hospital | Basement | 2014-07-01 | Medium
No | 041662 | Infusion Pumps, Multitherapy | 8100 Alaris Large Volume Pump Module (LVP) | 14096784 | Alaris Medical Systems | DMT Equipment Distribution | Akron | Akron City Campus | Akron City Hospital | Basement | 2014-07-01 | Medium
No | 041663 | Infusion Pumps, Multitherapy | 8100 Alaris Large Volume Pump Module (LVP) | 14096780 | Alaris Medical Systems | DMT Equipment Distribution | Akron | Akron City Campus | Akron City Hospital | Basement | 2014-07-01 | Medium
No | 041664 | Infusion Pumps, Multitherapy | 8100 Alaris Large Volume Pump Module (LVP) | 14096664 | Alaris Medical Systems | DMT Equipment Distribution - SB | Barberton | Barberton Campus | Summa Barberton Hospital | 5th Floor | 2014-07-01 | Medium
No | 041665 | Infusion Pumps, Multitherapy | 8100 Alaris Large Volume Pump Module (LVP) | 14096621 | Alaris Medical Systems | DMT Equipment Distribution | Akron | Akron City Campus | Akron City Hospital | Basement | 2014-07-01 | Medium
No | 041666 | Infusion Pumps, Multitherapy | 8100 Alaris Large Volume Pump Module (LVP) | 14096654 | Alaris Medical Systems | DMT Equipment Distribution | Akron | Akron City Campus | Akron City Hospital | Basement | 2014-07-01 | Medium
No | 041667 | Infusion Pumps, Multitherapy | 8100 Alaris Large Volume Pump Module (LVP) | 14096724 | Alaris Medical Systems | DMT Equipment Distribution | Akron | Akron City Campus | Akron City Hospital | Basement | 2014-07-01 | Medium
No | 041668 | Infusion Pumps, Multitherapy | 8100 Alaris Large Volume Pump Module (LVP) | 14096617 | Alaris Medical Systems | DMT Equipment Distribution | Akron | Akron City Campus | Akron City Hospital | Basement | 2014-07-01 | Medium
No | 041669 | Infusion Pumps, Multitherapy | 8100 Alaris Large Volume Pump Module (LVP) | 14097009 | Alaris Medical Systems | DMT Equipment Distribution | Akron | Akron City Campus | Akron City Hospital | Basement | 2014-07-01 | Medium
No | 041670 | Infusion Pumps, Multitherapy | 8100 Alaris Large Volume Pump Module (LVP) | 14097051 | Alaris Medical Systems | DMT Equipment Distribution - SB | Barberton | Barberton Campus | Summa Barberton Hospital | 5th Floor | 2014-07-01 | Medium
No | 041671 | Infusion Pumps, Multitherapy | 8100 Alaris Large Volume Pump Module (LVP) | 14096656 | Alaris Medical Systems | DMT Equipment Distribution | Akron | Akron City Campus | Akron City Hospital | Basement | 2014-07-01 | Medium
No | 041672 | Infusion Pumps, Multitherapy | 8100 Alaris Large Volume Pump Module (LVP) | 14097179 | Alaris Medical Systems | DMT Equipment Distribution - SB | Barberton | Barberton Campus | Summa Barberton Hospital | 5th Floor | 2014-07-01 | Medium
No | 041673 | Infusion Pumps, Multitherapy | 8100 Alaris Large Volume Pump Module (LVP) | 14097020 | Alaris Medical Systems | DMT Equipment Distribution | Akron | Akron City Campus | Akron City Hospital | Basement | 2014-07-01 | Medium
No | 041674 | Infusion Pumps, Multitherapy | 8100 Alaris Large Volume Pump Module (LVP) | 14096725 | Alaris Medical Systems | DMT Equipment Distribution | Akron | Akron City Campus | Akron City Hospital | Basement | 2014-07-01 | Medium
No | 041675 | Infusion Pumps, Multitherapy | 8100 Alaris Large Volume Pump Module (LVP) | 14097115 | Alaris Medical Systems | DMT Equipment Distribution | Akron | Akron City Campus | Akron City Hospital | Basement | 2014-07-01 | Medium
No | 041676 | Infusion Pumps, Multitherapy | 8100 Alaris Large Volume Pump Module (LVP) | 14097001 | Alaris Medical Systems | DMT Equipment Distribution | Akron | Akron City Campus | Akron City Hospital | Basement | 2014-07-01 | Medium
No | 041677 | Infusion Pumps, Multitherapy | 8100 Alaris Large Volume Pump Module (LVP) | 14097063 | Alaris Medical Systems | DMT Equipment Distribution | Akron | Akron City Campus | Akron City Hospital | Basement | 2014-07-01 | Medium
No | 041678 | Infusion Pumps, Multitherapy | 8100 Alaris Large Volume Pump Module (LVP) | 14097023 | Alaris Medical Systems | DMT Equipment Distribution | Akron | Akron City Campus | Akron City Hospital | Basement | 2014-07-01 | Medium
No | 041679 | Infusion Pumps, Multitherapy | 8100 Alaris Large Volume Pump Module (LVP) | 14096668 | Alaris Medical Systems | DMT Equipment Distribution | Akron | Akron City Campus | Akron City Hospital | Basement | 2014-07-01 | Medium
No | 041680 | Infusion Pumps, Multitherapy | 8100 Alaris Large Volume Pump Module (LVP) | 14096929 | Alaris Medical Systems | DMT Equipment Distribution | Akron | Akron City Campus | Akron City Hospital | Basement | 2014-07-01 | Medium
No | 041681 | Infusion Pumps, Multitherapy | 8100 Alaris Large Volume Pump Module (LVP) | 14097039 | Alaris Medical Systems | DMT Equipment Distribution | Akron | Akron City Campus | Akron City Hospital | Basement | 2014-07-01 | Medium
No | 041682 | Infusion Pumps, Multitherapy | 8100 Alaris Large Volume Pump Module (LVP) | 14097061 | Alaris Medical Systems | DMT Equipment Distribution | Akron | Akron City Campus | Akron City Hospital | Basement | 2014-07-01 | Medium
No | 041683 | Infusion Pumps, Multitherapy | 8100 Alaris Large Volume Pump Module (LVP) | 14096734 | Alaris Medical Systems | Infusion Center - Stow | Akron | Stow-Kent Campus | Stow-Kent Medical Center | 1st Floor | 2014-07-01 | Medium
No | 041684 | Infusion Pumps, Multitherapy | 8100 Alaris Large Volume Pump Module (LVP) | 14097037 | Alaris Medical Systems | DMT Equipment Distribution | Akron | Akron City Campus | Akron City Hospital | Basement | 2014-07-01 | Medium
No | 041685 | Infusion Pumps, Multitherapy | 8100 Alaris Large Volume Pump Module (LVP) | 14096652 | Alaris Medical Systems | DMT Equipment Distribution | Akron | Akron City Campus | Akron City Hospital | Basement | 2014-07-01 | Medium
No | 041686 | Infusion Pumps, Multitherapy | 8100 Alaris Large Volume Pump Module (LVP) | 14096731 | Alaris Medical Systems | DMT Equipment Distribution | Akron | Akron City Campus | Akron City Hospital | Basement | 2014-07-01 | Medium
No | 041772 | Infusion Pumps, Multitherapy | 8100 Alaris Large Volume Pump Module (LVP) | 14090111 | Alaris Medical Systems | DMT Equipment Distribution | Akron | Akron City Campus | Akron City Hospital | Basement | 2014-06-30 | Medium
No | 041795 | Infusion Pumps, Multitherapy | 8100 Alaris Large Volume Pump Module (LVP) | 14087851 | Alaris Medical Systems | DMT Equipment Distribution | Akron | Akron City Campus | Akron City Hospital | Basement | 2014-07-01 | Medium
No | 041828 | Infusion Pumps, Multitherapy | 8100 Alaris Large Volume Pump Module (LVP) | 14088743 | Alaris Medical Systems | DMT Equipment Distribution - SB | Barberton | Barberton Campus | Summa Barberton Hospital | 5th Floor | 2014-07-01 | Medium
No | 041829 | Infusion Pumps, Multitherapy | 8100 Alaris Large Volume Pump Module (LVP) | 14086831 | Alaris Medical Systems | DMT Equipment Distribution | Akron | Akron City Campus | Akron City Hospital | Basement | 2014-07-01 | Medium
No | 041830 | Infusion Pumps, Multitherapy | 8100 Alaris Large Volume Pump Module (LVP) | 14086769 | Alaris Medical Systems | DMT Equipment Distribution | Akron | Akron City Campus | Akron City Hospital | Basement | 2014-07-01 | Medium
No | 041831 | Infusion Pumps, Multitherapy | 8100 Alaris Large Volume Pump Module (LVP) | 14075717 | Alaris Medical Systems | DMT Equipment Distribution | Akron | Akron City Campus | Akron City Hospital | Basement | 2014-07-01 | Medium
No | 041832 | Infusion Pumps, Multitherapy | 8100 Alaris Large Volume Pump Module (LVP) | 14089505 | Alaris Medical Systems | DMT Equipment Distribution | Akron | Akron City Campus | Akron City Hospital | Basement | 2014-07-01 | Medium
No | 041833 | Infusion Pumps, Multitherapy | 8100 Alaris Large Volume Pump Module (LVP) | 14089530 | Alaris Medical Systems | DMT Equipment Distribution - SB | Barberton | Green Campus | Green Medical Center | Ground Floor | 2014-07-01 | Medium
No | 041846 | Infusion Pumps, Multitherapy | 8100 Alaris Large Volume Pump Module (LVP) | 14088972 | Alaris Medical Systems | DMT Equipment Distribution | Akron | Akron City Campus | Akron City Hospital | Basement | 2014-07-01 | Medium
No | 041847 | Infusion Pumps, Multitherapy | 8100 Alaris Large Volume Pump Module (LVP) | 14090101 | Alaris Medical Systems | DMT Equipment Distribution | Akron | Akron City Campus | Akron City Hospital | Basement | 2014-07-01 | Medium
No | 041848 | Infusion Pumps, Multitherapy | 8100 Alaris Large Volume Pump Module (LVP) | 14089066 | Alaris Medical Systems | DMT Equipment Distribution | Akron | Akron City Campus | Akron City Hospital | Basement | 2014-07-01 | Medium
No | 041849 | Infusion Pumps, Multitherapy | 8100 Alaris Large Volume Pump Module (LVP) | 14086736 | Alaris Medical Systems | DMT Equipment Distribution | Akron | Akron City Campus | Akron City Hospital | Basement | 2014-07-01 | Medium
No | 041850 | Infusion Pumps, Multitherapy | 8100 Alaris Large Volume Pump Module (LVP) | 14086782 | Alaris Medical Systems | DMT Equipment Distribution | Akron | Akron City Campus | Akron City Hospital | Basement | 2014-07-01 | Medium
No | 041851 | Infusion Pumps, Multitherapy | 8100 Alaris Large Volume Pump Module (LVP) | 14090053 | Alaris Medical Systems | DMT Equipment Distribution - SB | Barberton | Barberton Campus | Summa Barberton Hospital | 5th Floor | 2014-07-01 | Medium
No | 041852 | Infusion Pumps, Multitherapy | 8100 Alaris Large Volume Pump Module (LVP) | 14086908 | Alaris Medical Systems | DMT Equipment Distribution | Akron | Akron City Campus | Akron City Hospital | Basement | 2014-07-01 | Medium
No | 041853 | Infusion Pumps, Multitherapy | 8100 Alaris Large Volume Pump Module (LVP) | 14086797 | Alaris Medical Systems | DMT Equipment Distribution | Akron | Akron City Campus | Akron City Hospital | Basement | 2014-07-01 | Medium
No | 041854 | Infusion Pumps, Multitherapy | 8100 Alaris Large Volume Pump Module (LVP) | 14086866 | Alaris Medical Systems | DMT Equipment Distribution - SB | Barberton | Barberton Campus | Summa Barberton Hospital | 5th Floor | 2014-07-01 | Medium
No | 041855 | Infusion Pumps, Multitherapy | 8100 Alaris Large Volume Pump Module (LVP) | 14087086 | Alaris Medical Systems | DMT Equipment Distribution - SB | Barberton | Green Campus | Green Medical Center | Ground Floor | 2014-07-01 | Medium
No | 041856 | Infusion Pumps, Multitherapy | 8100 Alaris Large Volume Pump Module (LVP) | 14086809 | Alaris Medical Systems | DMT Equipment Distribution | Akron | Akron City Campus | Akron City Hospital | Basement | 2014-07-01 | Medium
No | 041857 | Infusion Pumps, Multitherapy | 8100 Alaris Large Volume Pump Module (LVP) | 14086810 | Alaris Medical Systems | DMT Equipment Distribution | Akron | Akron City Campus | Akron City Hospital | Basement | 2014-07-01 | Medium
No | 041859 | Infusion Pumps, Multitherapy | 8100 Alaris Large Volume Pump Module (LVP) | 14087859 | Alaris Medical Systems | Central Processing/Supply - SW | Barberton | Wadsworth Campus | Wadsworth-Rittman Medical Center | 1st Floor | 2014-07-01 | Medium
No | 041860 | Infusion Pumps, Multitherapy | 8100 Alaris Large Volume Pump Module (LVP) | 14087814 | Alaris Medical Systems | DMT Equipment Distribution - SB | Barberton | Barberton Campus | Summa Barberton Hospital | 5th Floor | 2014-07-01 | Medium
No | 041861 | Infusion Pumps, Multitherapy | 8100 Alaris Large Volume Pump Module (LVP) | 14087813 | Alaris Medical Systems | DMT Equipment Distribution - SB | Barberton | Barberton Campus | Summa Barberton Hospital | 5th Floor | 2014-07-01 | Medium
No | 041862 | Infusion Pumps, Multitherapy | 8100 Alaris Large Volume Pump Module (LVP) | 14088293 | Alaris Medical Systems | DMT Equipment Distribution | Akron | Akron City Campus | Akron City Hospital | Basement | 2014-07-01 | Medium
No | 041863 | Infusion Pumps, Multitherapy | 8100 Alaris Large Volume Pump Module (LVP) | 14088480 | Alaris Medical Systems | DMT Equipment Distribution - SB | Barberton | Barberton Campus | Summa Barberton Hospital | 5th Floor | 2014-07-01 | Medium
No | 041864 | Infusion Pumps, Multitherapy | 8100 Alaris Large Volume Pump Module (LVP) | 14088109 | Alaris Medical Systems | DMT Equipment Distribution | Akron | Akron City Campus | Akron City Hospital | Basement | 2014-07-01 | Medium
No | 041865 | Infusion Pumps, Multitherapy | 8100 Alaris Large Volume Pump Module (LVP) | 14087692 | Alaris Medical Systems | DMT Equipment Distribution | Akron | Akron City Campus | Akron City Hospital | Basement | 2014-07-01 | Medium
No | 041866 | Infusion Pumps, Multitherapy | 8100 Alaris Large Volume Pump Module (LVP) | 14087693 | Alaris Medical Systems | DMT Equipment Distribution | Akron | Akron City Campus | Akron City Hospital | Basement | 2014-07-01 | Medium
No | 041867 | Infusion Pumps, Multitherapy | 8100 Alaris Large Volume Pump Module (LVP) | 14087980 | Alaris Medical Systems | Central Processing/Supply - SW | Barberton | Wadsworth Campus | Wadsworth-Rittman Medical Center | 1st Floor | 2014-07-01 | Medium
No | 041868 | Infusion Pumps, Multitherapy | 8100 Alaris Large Volume Pump Module (LVP) | 14087850 | Alaris Medical Systems | DMT Equipment Distribution | Akron | Akron City Campus | Akron City Hospital | Basement | 2014-07-01 | Medium
No | 041869 | Infusion Pumps, Multitherapy | 8100 Alaris Large Volume Pump Module (LVP) | 14089024 | Alaris Medical Systems | DMT Equipment Distribution - SB | Barberton | Barberton Campus | Summa Barberton Hospital | 5th Floor | 2014-07-01 | Medium
No | 041870 | Infusion Pumps, Multitherapy | 8100 Alaris Large Volume Pump Module (LVP) | 14089329 | Alaris Medical Systems | DMT Equipment Distribution | Akron | Akron City Campus | Akron City Hospital | Basement | 2014-07-01 | Medium
No | 041871 | Infusion Pumps, Multitherapy | 8100 Alaris Large Volume Pump Module (LVP) | 14089423 | Alaris Medical Systems | DMT Equipment Distribution | Akron | Akron City Campus | Akron City Hospital | Basement | 2014-07-01 | Medium
No | 041872 | Infusion Pumps, Multitherapy | 8100 Alaris Large Volume Pump Module (LVP) | 14089972 | Alaris Medical Systems | Outpatient Oncology - Medina | Barberton | Medina Campus | Medina Medical Center | 1st Floor | 2014-07-01 | Medium
No | 041873 | Infusion Pumps, Multitherapy | 8100 Alaris Large Volume Pump Module (LVP) | 14090061 | Alaris Medical Systems | DMT Equipment Distribution | Akron | Akron City Campus | Akron City Hospital |  | 2014-07-01 | Medium
No | 041874 | Infusion Pumps, Multitherapy | 8100 Alaris Large Volume Pump Module (LVP) | 14086917 | Alaris Medical Systems | DMT Equipment Distribution | Akron | Akron City Campus | Akron City Hospital | Basement | 2014-07-01 | Medium
No | 041875 | Infusion Pumps, Multitherapy | 8100 Alaris Large Volume Pump Module (LVP) | 14087016 | Alaris Medical Systems | DMT Equipment Distribution | Akron | Akron City Campus | Akron City Hospital | Basement | 2014-07-01 | Medium
No | 041876 | Infusion Pumps, Multitherapy | 8100 Alaris Large Volume Pump Module (LVP) | 14087022 | Alaris Medical Systems | DMT Equipment Distribution | Akron | Akron City Campus | Akron City Hospital | Basement | 2014-06-26 | Medium
No | 041877 | Infusion Pumps, Multitherapy | 8100 Alaris Large Volume Pump Module (LVP) | 14087023 | Alaris Medical Systems | DMT Equipment Distribution - SB | Barberton | Barberton Campus | Summa Barberton Hospital | 5th Floor | 2014-07-01 | Medium
No | 041878 | Infusion Pumps, Multitherapy | 8100 Alaris Large Volume Pump Module (LVP) | 14087067 | Alaris Medical Systems | DMT Equipment Distribution | Akron | Akron City Campus | Akron City Hospital | Basement | 2014-07-01 | Medium
No | 041879 | Infusion Pumps, Multitherapy | 8100 Alaris Large Volume Pump Module (LVP) | 14086901 | Alaris Medical Systems | DMT Equipment Distribution | Akron | Akron City Campus | Akron City Hospital | Basement | 2014-07-01 | Medium
No | 041881 | Infusion Pumps, Multitherapy | 8100 Alaris Large Volume Pump Module (LVP) | 14087965 | Alaris Medical Systems | DMT Equipment Distribution | Akron | Akron City Campus | Akron City Hospital | Basement | 2014-07-01 | Medium
No | 041882 | Infusion Pumps, Multitherapy | 8100 Alaris Large Volume Pump Module (LVP) | 14087991 | Alaris Medical Systems | DMT Equipment Distribution | Akron | Akron City Campus | Akron City Hospital | Basement | 2014-07-01 | Medium
No | 041883 | Infusion Pumps, Multitherapy | 8100 Alaris Large Volume Pump Module (LVP) | 14088048 | Alaris Medical Systems | DMT Equipment Distribution | Akron | Akron City Campus | Akron City Hospital | Basement | 2014-07-01 | Medium
No | 041884 | Infusion Pumps, Multitherapy | 8100 Alaris Large Volume Pump Module (LVP) | 14087858 | Alaris Medical Systems | DMT Equipment Distribution | Akron | Akron City Campus | Akron City Hospital | Basement | 2014-07-01 | Medium
No | 041885 | Infusion Pumps, Multitherapy | 8100 Alaris Large Volume Pump Module (LVP) | 14087791 | Alaris Medical Systems | DMT Equipment Distribution - SB | Barberton | Barberton Campus | Summa Barberton Hospital | 5th Floor | 2014-07-01 | Medium
No | 041886 | Infusion Pumps, Multitherapy | 8100 Alaris Large Volume Pump Module (LVP) | 14087949 | Alaris Medical Systems | DMT Equipment Distribution | Akron | Akron City Campus | Akron City Hospital | Basement | 2014-07-01 | Medium
No | 041887 | Infusion Pumps, Multitherapy | 8100 Alaris Large Volume Pump Module (LVP) | 14087375 | Alaris Medical Systems | DMT Equipment Distribution | Akron | Akron City Campus | Akron City Hospital | Basement | 2014-07-01 | Medium
No | 041888 | Infusion Pumps, Multitherapy | 8100 Alaris Large Volume Pump Module (LVP) | 14087513 | Alaris Medical Systems | DMT Equipment Distribution | Akron | Akron City Campus | Akron City Hospital | Basement | 2014-07-01 | Medium
No | 041889 | Infusion Pumps, Multitherapy | 8100 Alaris Large Volume Pump Module (LVP) | 14087336 | Alaris Medical Systems | DMT Equipment Distribution | Akron | Akron City Campus | Akron City Hospital | Basement | 2014-07-01 | Medium
No | 041890 | Infusion Pumps, Multitherapy | 8100 Alaris Large Volume Pump Module (LVP) | 14087555 | Alaris Medical Systems | DMT Equipment Distribution - SB | Barberton | Barberton Campus | Summa Barberton Hospital | 5th Floor | 2014-07-01 | Medium
No | 041891 | Infusion Pumps, Multitherapy | 8100 Alaris Large Volume Pump Module (LVP) | 14087560 | Alaris Medical Systems | DMT Equipment Distribution - SB | Barberton | Barberton Campus | Summa Barberton Hospital | 5th Floor | 2014-07-01 | Medium
No | 041892 | Infusion Pumps, Multitherapy | 8100 Alaris Large Volume Pump Module (LVP) | 14087563 | Alaris Medical Systems | DMT Equipment Distribution | Akron | Akron City Campus | Akron City Hospital | Basement | 2014-07-01 | Medium
No | 041893 | Infusion Pumps, Multitherapy | 8100 Alaris Large Volume Pump Module (LVP) | 14087822 | Alaris Medical Systems | Medina ASC | Barberton | Medina Campus | Medina Medical Center | 1st Floor | 2014-07-01 | Medium
No | 041894 | Infusion Pumps, Multitherapy | 8100 Alaris Large Volume Pump Module (LVP) | 14079065 | Alaris Medical Systems | DMT Equipment Distribution | Akron | Akron City Campus | Akron City Hospital | Basement | 2014-07-01 | Medium
No | 041895 | Infusion Pumps, Multitherapy | 8100 Alaris Large Volume Pump Module (LVP) | 14086900 | Alaris Medical Systems | DMT Equipment Distribution | Akron | Akron City Campus | Akron City Hospital | Basement | 2014-07-01 | Medium
No | 041912 | Infusion Pumps, Multitherapy | 8100 Alaris Large Volume Pump Module (LVP) | 14088599 | Alaris Medical Systems | DMT Equipment Distribution - SB | Barberton | Barberton Campus | Summa Barberton Hospital | 5th Floor | 2014-07-01 | Medium
No | 041913 | Infusion Pumps, Multitherapy | 8100 Alaris Large Volume Pump Module (LVP) | 14089122 | Alaris Medical Systems | DMT Equipment Distribution - SB | Barberton | Barberton Campus | Summa Barberton Hospital | 5th Floor | 2014-07-01 | Medium
No | 041914 | Infusion Pumps, Multitherapy | 8100 Alaris Large Volume Pump Module (LVP) | 14088626 | Alaris Medical Systems | DMT Equipment Distribution | Akron | Akron City Campus | Akron City Hospital | Basement | 2014-07-01 | Medium
No | 041915 | Infusion Pumps, Multitherapy | 8100 Alaris Large Volume Pump Module (LVP) | 14088173 | Alaris Medical Systems | DMT Equipment Distribution - SB | Barberton | Barberton Campus | Summa Barberton Hospital | 5th Floor | 2014-07-01 | Medium
No | 041916 | Infusion Pumps, Multitherapy | 8100 Alaris Large Volume Pump Module (LVP) | 14087393 | Alaris Medical Systems | DMT Equipment Distribution | Akron | Akron City Campus | Akron City Hospital | Basement | 2014-07-01 | Medium
No | 041917 | Infusion Pumps, Multitherapy | 8100 Alaris Large Volume Pump Module (LVP) | 14087511 | Alaris Medical Systems | DMT Equipment Distribution - SB | Barberton | Barberton Campus | Summa Barberton Hospital | 5th Floor | 2014-07-01 | Medium
No | 041918 | Infusion Pumps, Multitherapy | 8100 Alaris Large Volume Pump Module (LVP) | 14088586 | Alaris Medical Systems | DMT Equipment Distribution - SB | Barberton | Barberton Campus | Summa Barberton Hospital | 5th Floor | 2014-07-01 | Medium
No | 041919 | Infusion Pumps, Multitherapy | 8100 Alaris Large Volume Pump Module (LVP) | 14088715 | Alaris Medical Systems | DMT Equipment Distribution - SB | Barberton | Barberton Campus | Summa Barberton Hospital | 5th Floor | 2014-07-01 | Medium
No | 041920 | Infusion Pumps, Multitherapy | 8100 Alaris Large Volume Pump Module (LVP) | 14088403 | Alaris Medical Systems | DMT Equipment Distribution | Akron | Akron City Campus | Akron City Hospital | Basement | 2014-07-01 | Medium
No | 041921 | Infusion Pumps, Multitherapy | 8100 Alaris Large Volume Pump Module (LVP) | 14088497 | Alaris Medical Systems | DMT Equipment Distribution | Akron | Akron City Campus | Akron City Hospital | Basement | 2014-07-01 | Medium
No | 041922 | Infusion Pumps, Multitherapy | 8100 Alaris Large Volume Pump Module (LVP) | 14088073 | Alaris Medical Systems | DMT Equipment Distribution | Akron | Akron City Campus | Akron City Hospital | Basement | 2014-07-01 | Medium
No | 041923 | Infusion Pumps, Multitherapy | 8100 Alaris Large Volume Pump Module (LVP) | 14088300 | Alaris Medical Systems | Medina ASC | Barberton | Medina Campus | Medina Medical Center | 1st Floor | 2014-07-01 | Medium
No | 041924 | Infusion Pumps, Multitherapy | 8100 Alaris Large Volume Pump Module (LVP) | 14088136 | Alaris Medical Systems | DMT Equipment Distribution | Akron | Akron City Campus | Akron City Hospital | Basement | 2014-07-01 | Medium
No | 041925 | Infusion Pumps, Multitherapy | 8100 Alaris Large Volume Pump Module (LVP) | 14090827 | Alaris Medical Systems | Medina ASC | Barberton | Medina Campus | Medina Medical Center | 1st Floor | 2014-07-01 | Medium
No | 041926 | Infusion Pumps, Multitherapy | 8100 Alaris Large Volume Pump Module (LVP) | 14088558 | Alaris Medical Systems | DMT Equipment Distribution | Akron | Akron City Campus | Akron City Hospital | Basement | 2014-07-01 | Medium
No | 041927 | Infusion Pumps, Multitherapy | 8100 Alaris Large Volume Pump Module (LVP) | 14088740 | Alaris Medical Systems | DMT Equipment Distribution - SB | Barberton | Barberton Campus | Summa Barberton Hospital | 5th Floor | 2014-07-01 | Medium
No | 041928 | Infusion Pumps, Multitherapy | 8100 Alaris Large Volume Pump Module (LVP) | 14087810 | Alaris Medical Systems | DMT Equipment Distribution | Akron | Akron City Campus | Akron City Hospital | Basement | 2014-07-01 | Medium
No | 041929 | Infusion Pumps, Multitherapy | 8100 Alaris Large Volume Pump Module (LVP) | 14087856 | Alaris Medical Systems | DMT Equipment Distribution | Akron | Akron City Campus | Akron City Hospital | Basement | 2014-07-01 | Medium
No | 041930 | Infusion Pumps, Multitherapy | 8100 Alaris Large Volume Pump Module (LVP) | 14087523 | Alaris Medical Systems | DMT Equipment Distribution - SB | Barberton | Barberton Campus | Summa Barberton Hospital | 5th Floor | 2014-07-01 | Medium
No | 041931 | Infusion Pumps, Multitherapy | 8100 Alaris Large Volume Pump Module (LVP) | 14087667 | Alaris Medical Systems | DMT Equipment Distribution | Akron | Akron City Campus | Akron City Hospital | Basement | 2014-07-01 | Medium
No | 041932 | Infusion Pumps, Multitherapy | 8100 Alaris Large Volume Pump Module (LVP) | 14090920 | Alaris Medical Systems | DMT Equipment Distribution | Akron | Akron City Campus | Akron City Hospital | Basement | 2014-07-01 | Medium
No | 041933 | Infusion Pumps, Multitherapy | 8100 Alaris Large Volume Pump Module (LVP) | 14091321 | Alaris Medical Systems | DMT Equipment Distribution | Akron | Akron City Campus | Akron City Hospital | Basement | 2014-07-01 | Medium
No | 041934 | Infusion Pumps, Multitherapy | 8100 Alaris Large Volume Pump Module (LVP) | 14089629 | Alaris Medical Systems | DMT Equipment Distribution | Akron | Akron City Campus | Akron City Hospital | Basement | 2014-07-01 | Medium
No | 041935 | Infusion Pumps, Multitherapy | 8100 Alaris Large Volume Pump Module (LVP) | 14090084 | Alaris Medical Systems | DMT Equipment Distribution | Akron | Akron City Campus | Akron City Hospital | Basement | 2014-07-01 | Medium
No | 041936 | Infusion Pumps, Multitherapy | 8100 Alaris Large Volume Pump Module (LVP) | 14091391 | Alaris Medical Systems | DMT Equipment Distribution | Akron | Akron City Campus | Akron City Hospital | Basement | 2014-07-01 | Medium
No | 041937 | Infusion Pumps, Multitherapy | 8100 Alaris Large Volume Pump Module (LVP) | 14090756 | Alaris Medical Systems | DMT Equipment Distribution | Akron | Akron City Campus | Akron City Hospital | Basement | 2014-07-01 | Medium
No | 041938 | Infusion Pumps, Multitherapy | 8100 Alaris Large Volume Pump Module (LVP) | 14090694 | Alaris Medical Systems | DMT Equipment Distribution | Akron | Akron City Campus | Akron City Hospital | Basement | 2014-07-01 | Medium
No | 041939 | Infusion Pumps, Multitherapy | 8100 Alaris Large Volume Pump Module (LVP) | 14088958 | Alaris Medical Systems | Outpatient Oncology - Medina | Barberton | Medina Campus | Medina Medical Center | 1st Floor | 2014-07-01 | Medium
No | 041940 | Infusion Pumps, Multitherapy | 8100 Alaris Large Volume Pump Module (LVP) | 14090948 | Alaris Medical Systems | DMT Equipment Distribution | Akron | Akron City Campus | Akron City Hospital | Basement | 2014-07-01 | Medium
No | 041941 | Infusion Pumps, Multitherapy | 8100 Alaris Large Volume Pump Module (LVP) | 14090746 | Alaris Medical Systems | DMT Equipment Distribution | Akron | Akron City Campus | Akron City Hospital | Basement | 2014-07-01 | Medium
No | 041942 | Infusion Pumps, Multitherapy | 8100 Alaris Large Volume Pump Module (LVP) | 14088988 | Alaris Medical Systems | DMT Equipment Distribution | Akron | Akron City Campus | Akron City Hospital | Basement | 2014-07-01 | Medium
No | 041943 | Infusion Pumps, Multitherapy | 8100 Alaris Large Volume Pump Module (LVP) | 14091270 | Alaris Medical Systems | DMT Equipment Distribution | Akron | Akron City Campus | Akron City Hospital | Basement | 2014-07-01 | Medium
No | 041944 | Infusion Pumps, Multitherapy | 8100 Alaris Large Volume Pump Module (LVP) | 14089387 | Alaris Medical Systems | DMT Equipment Distribution | Akron | Akron City Campus | Akron City Hospital | Basement | 2014-07-01 | Medium
No | 041945 | Infusion Pumps, Multitherapy | 8100 Alaris Large Volume Pump Module (LVP) | 14090019 | Alaris Medical Systems | DMT Equipment Distribution | Akron | Akron City Campus | Akron City Hospital | Basement | 2014-07-01 | Medium
No | 041946 | Infusion Pumps, Multitherapy | 8100 Alaris Large Volume Pump Module (LVP) | 14091365 | Alaris Medical Systems | DMT Equipment Distribution | Akron | Akron City Campus | Akron City Hospital | Basement | 2014-07-01 | Medium
No | 041947 | Infusion Pumps, Multitherapy | 8100 Alaris Large Volume Pump Module (LVP) | 14091416 | Alaris Medical Systems | DMT Equipment Distribution | Akron | Akron City Campus | Akron City Hospital | Basement | 2014-07-01 | Medium
No | 041948 | Infusion Pumps, Multitherapy | 8100 Alaris Large Volume Pump Module (LVP) | 14091273 | Alaris Medical Systems | DMT Equipment Distribution | Akron | Akron City Campus | Akron City Hospital | Basement | 2014-07-01 | Medium
No | 041949 | Infusion Pumps, Multitherapy | 8100 Alaris Large Volume Pump Module (LVP) | 14089666 | Alaris Medical Systems | Virtual Care Simulation Lab | Akron | Akron City Campus | Akron City Hospital | 1st Floor | 2014-07-01 | Medium
No | 041950 | Infusion Pumps, Multitherapy | 8100 Alaris Large Volume Pump Module (LVP) | 14090752 | Alaris Medical Systems | DMT Equipment Distribution | Akron | Akron City Campus | Akron City Hospital | Basement | 2014-07-01 | Medium
No | 041951 | Infusion Pumps, Multitherapy | 8100 Alaris Large Volume Pump Module (LVP) | 14089410 | Alaris Medical Systems | DMT Equipment Distribution | Akron | Akron City Campus | Akron City Hospital | Basement | 2014-07-01 | Medium
No | 041952 | Infusion Pumps, Multitherapy | 8100 Alaris Large Volume Pump Module (LVP) | 14089607 | Alaris Medical Systems | DMT Equipment Distribution - SB | Barberton | Barberton Campus | Summa Barberton Hospital | 5th Floor | 2014-07-01 | Medium
No | 041953 | Infusion Pumps, Multitherapy | 8100 Alaris Large Volume Pump Module (LVP) | 14088911 | Alaris Medical Systems | DMT Equipment Distribution - SB | Barberton | Wadsworth Campus | Wadsworth-Rittman Medical Center | 1st Floor | 2014-07-01 | Medium
No | 041954 | Infusion Pumps, Multitherapy | 8100 Alaris Large Volume Pump Module (LVP) | 14090808 | Alaris Medical Systems | DMT Equipment Distribution | Akron | Akron City Campus | Akron City Hospital | Basement | 2014-07-01 | Medium
No | 041955 | Infusion Pumps, Multitherapy | 8100 Alaris Large Volume Pump Module (LVP) | 14089657 | Alaris Medical Systems | DMT Equipment Distribution | Akron | Akron City Campus | Akron City Hospital | Basement | 2014-07-01 | Medium
No | 041956 | Infusion Pumps, Multitherapy | 8100 Alaris Large Volume Pump Module (LVP) | 14089769 | Alaris Medical Systems | DMT Equipment Distribution - SB | Barberton | Barberton Campus | Summa Barberton Hospital | 5th Floor | 2014-07-01 | Medium
No | 041957 | Infusion Pumps, Multitherapy | 8100 Alaris Large Volume Pump Module (LVP) | 14089738 | Alaris Medical Systems | DMT Equipment Distribution - SB | Barberton | Barberton Campus | Summa Barberton Hospital | 5th Floor | 2014-07-01 | Medium
No | 041958 | Infusion Pumps, Multitherapy | 8100 Alaris Large Volume Pump Module (LVP) | 14090837 | Alaris Medical Systems | DMT Equipment Distribution - SB | Barberton | Barberton Campus | Summa Barberton Hospital | 5th Floor | 2014-07-01 | Medium
No | 041959 | Infusion Pumps, Multitherapy | 8100 Alaris Large Volume Pump Module (LVP) | 14088840 | Alaris Medical Systems | DMT Equipment Distribution | Akron | Akron City Campus | Akron City Hospital | Basement | 2014-07-01 | Medium
No | 041960 | Infusion Pumps, Multitherapy | 8100 Alaris Large Volume Pump Module (LVP) | 14089652 | Alaris Medical Systems | DMT Equipment Distribution | Akron | Akron City Campus | Akron City Hospital | Basement | 2014-07-01 | Medium
No | 041961 | Infusion Pumps, Multitherapy | 8100 Alaris Large Volume Pump Module (LVP) | 14089740 | Alaris Medical Systems | DMT Equipment Distribution | Akron | Akron City Campus | Akron City Hospital | Basement | 2014-07-01 | Medium
No | 041962 | Infusion Pumps, Multitherapy | 8100 Alaris Large Volume Pump Module (LVP) | 14089656 | Alaris Medical Systems | DMT Equipment Distribution | Akron | Akron City Campus | Akron City Hospital | Basement | 2014-07-01 | Medium
No | 041963 | Infusion Pumps, Multitherapy | 8100 Alaris Large Volume Pump Module (LVP) | 14089727 | Alaris Medical Systems | DMT Equipment Distribution - SB | Barberton | Green Campus | Green Medical Center | Ground Floor | 2014-07-01 | Medium
No | 041964 | Infusion Pumps, Multitherapy | 8100 Alaris Large Volume Pump Module (LVP) | 14089597 | Alaris Medical Systems | DMT Equipment Distribution | Akron | Akron City Campus | Akron City Hospital | Basement | 2014-07-01 | Medium
No | 041965 | Infusion Pumps, Multitherapy | 8100 Alaris Large Volume Pump Module (LVP) | 14091439 | Alaris Medical Systems | DMT Equipment Distribution | Akron | Akron City Campus | Akron City Hospital | Basement | 2014-07-01 | Medium
No | 041966 | Infusion Pumps, Multitherapy | 8100 Alaris Large Volume Pump Module (LVP) | 14088842 | Alaris Medical Systems | DMT Equipment Distribution | Akron | Akron City Campus | Akron City Hospital | Basement | 2014-07-01 | Medium
No | 041967 | Infusion Pumps, Multitherapy | 8100 Alaris Large Volume Pump Module (LVP) | 14090822 | Alaris Medical Systems | DMT Equipment Distribution - SB | Barberton | Barberton Campus | Summa Barberton Hospital | 5th Floor | 2014-07-01 | Medium
No | 041968 | Infusion Pumps, Multitherapy | 8100 Alaris Large Volume Pump Module (LVP) | 14090589 | Alaris Medical Systems | DMT Equipment Distribution | Akron | Akron City Campus | Akron City Hospital | Basement | 2014-07-01 | Medium
No | 041969 | Infusion Pumps, Multitherapy | 8100 Alaris Large Volume Pump Module (LVP) | 14091444 | Alaris Medical Systems | DMT Equipment Distribution | Akron | Akron City Campus | Akron City Hospital | Basement | 2014-07-01 | Medium
No | 041970 | Infusion Pumps, Multitherapy | 8100 Alaris Large Volume Pump Module (LVP) | 14091127 | Alaris Medical Systems | Virtual Care Simulation Lab | Akron | Akron City Campus | Akron City Hospital | 1st Floor | 2014-07-01 | Medium
No | 041971 | Infusion Pumps, Multitherapy | 8100 Alaris Large Volume Pump Module (LVP) | 14088884 | Alaris Medical Systems | DMT Equipment Distribution | Akron | Akron City Campus | Akron City Hospital | Basement | 2014-07-01 | Medium
No | 041973 | Infusion Pumps, Multitherapy | 8100 Alaris Large Volume Pump Module (LVP) | 14089764 | Alaris Medical Systems | DMT Equipment Distribution | Akron | Akron City Campus | Akron City Hospital | Basement | 2014-07-01 | Medium
No | 041975 | Infusion Pumps, Multitherapy | 8100 Alaris Large Volume Pump Module (LVP) | 14089887 | Alaris Medical Systems | DMT Equipment Distribution | Akron | Akron City Campus | Akron City Hospital | Basement | 2014-07-01 | Medium
No | 041977 | Infusion Pumps, Multitherapy | 8100 Alaris Large Volume Pump Module (LVP) | 14089412 | Alaris Medical Systems | DMT Equipment Distribution | Akron | Akron City Campus | Akron City Hospital | Basement | 2014-07-01 | Medium
No | 041978 | Infusion Pumps, Multitherapy | 8100 Alaris Large Volume Pump Module (LVP) | 14089470 | Alaris Medical Systems | DMT Equipment Distribution - SB | Barberton | Barberton Campus | Summa Barberton Hospital | 5th Floor | 2014-07-01 | Medium
No | 041979 | Infusion Pumps, Multitherapy | 8100 Alaris Large Volume Pump Module (LVP) | 14088331 | Alaris Medical Systems | DMT Equipment Distribution | Akron | Akron City Campus | Akron City Hospital | Basement | 2014-07-01 | Medium
No | 041980 | Infusion Pumps, Multitherapy | 8100 Alaris Large Volume Pump Module (LVP) | 14091325 | Alaris Medical Systems | DMT Equipment Distribution | Akron | Akron City Campus | Akron City Hospital | Basement | 2014-07-01 | Medium
No | 041981 | Infusion Pumps, Multitherapy | 8100 Alaris Large Volume Pump Module (LVP) | 14088149 | Alaris Medical Systems | DMT Equipment Distribution - SB | Barberton | Barberton Campus | Summa Barberton Hospital | 5th Floor | 2014-07-01 | Medium
No | 041982 | Infusion Pumps, Multitherapy | 8100 Alaris Large Volume Pump Module (LVP) | 14087776 | Alaris Medical Systems | DMT Equipment Distribution | Akron | Akron City Campus | Akron City Hospital | Basement | 2014-07-01 | Medium
No | 041983 | Infusion Pumps, Multitherapy | 8100 Alaris Large Volume Pump Module (LVP) | 14088649 | Alaris Medical Systems | DMT Equipment Distribution - SB | Barberton | Green Campus | Green Medical Center | Ground Floor | 2014-07-01 | Medium
No | 041984 | Infusion Pumps, Multitherapy | 8100 Alaris Large Volume Pump Module (LVP) | 14089119 | Alaris Medical Systems | DMT Equipment Distribution - SB | Barberton | Barberton Campus | Summa Barberton Hospital | 5th Floor | 2014-07-01 | Medium
No | 041985 | Infusion Pumps, Multitherapy | 8100 Alaris Large Volume Pump Module (LVP) | 14087807 | Alaris Medical Systems | DMT Equipment Distribution - SB | Barberton | Green Campus | Green Medical Center | Ground Floor | 2014-07-01 | Medium
No | 041986 | Infusion Pumps, Multitherapy | 8100 Alaris Large Volume Pump Module (LVP) | 14088756 | Alaris Medical Systems | DMT Equipment Distribution | Akron | Akron City Campus | Akron City Hospital | Basement | 2014-07-01 | Medium
No | 041987 | Infusion Pumps, Multitherapy | 8100 Alaris Large Volume Pump Module (LVP) | 14088660 | Alaris Medical Systems | DMT Equipment Distribution - SB | Barberton | Barberton Campus | Summa Barberton Hospital | 5th Floor | 2014-07-01 | Medium
No | 041988 | Infusion Pumps, Multitherapy | 8100 Alaris Large Volume Pump Module (LVP) | 14088663 | Alaris Medical Systems | DMT Equipment Distribution - SB | Barberton | Green Campus | Green Medical Center | Ground Floor | 2014-07-01 | Medium
No | 041989 | Infusion Pumps, Multitherapy | 8100 Alaris Large Volume Pump Module (LVP) | 14087169 | Alaris Medical Systems | DMT Equipment Distribution - SB | Barberton | Barberton Campus | Summa Barberton Hospital | 5th Floor | 2014-07-01 | Medium
No | 041990 | Infusion Pumps, Multitherapy | 8100 Alaris Large Volume Pump Module (LVP) | 14089110 | Alaris Medical Systems | DMT Equipment Distribution | Akron | Akron City Campus | Akron City Hospital | Basement | 2014-07-01 | Medium
No | 041991 | Infusion Pumps, Multitherapy | 8100 Alaris Large Volume Pump Module (LVP) | 14088035 | Alaris Medical Systems | DMT Equipment Distribution | Akron | Akron City Campus | Akron City Hospital | Basement | 2014-07-01 | Medium
No | 041992 | Infusion Pumps, Multitherapy | 8100 Alaris Large Volume Pump Module (LVP) | 14087062 | Alaris Medical Systems | DMT Equipment Distribution - SB | Barberton | Barberton Campus | Summa Barberton Hospital | 5th Floor | 2014-06-01 | Medium
No | 041994 | Infusion Pumps, Multitherapy | 8100 Alaris Large Volume Pump Module (LVP) | 14086945 | Alaris Medical Systems | DMT Equipment Distribution | Akron | Akron City Campus | Akron City Hospital | Basement | 2014-06-01 | Medium
No | 041995 | Infusion Pumps, Multitherapy | 8100 Alaris Large Volume Pump Module (LVP) | 14091440 | Alaris Medical Systems | DMT Equipment Distribution | Akron | Akron City Campus | Akron City Hospital | Basement | 2014-07-01 | Medium
No | 041996 | Infusion Pumps, Multitherapy | 8100 Alaris Large Volume Pump Module (LVP) | 14089236 | Alaris Medical Systems | DMT Equipment Distribution | Akron | Akron City Campus | Akron City Hospital | Basement | 2014-07-01 | Medium
No | 041997 | Infusion Pumps, Multitherapy | 8100 Alaris Large Volume Pump Module (LVP) | 14089011 | Alaris Medical Systems | Infusion Center - Stow | Akron | Stow-Kent Campus | Stow-Kent Medical Center | 1st Floor | 2014-07-01 | Medium
No | 041998 | Infusion Pumps, Multitherapy | 8100 Alaris Large Volume Pump Module (LVP) | 14088624 | Alaris Medical Systems | DMT Equipment Distribution - SB | Barberton | Barberton Campus | Summa Barberton Hospital | 5th Floor | 2014-07-01 | Medium
No | 041999 | Infusion Pumps, Multitherapy | 8100 Alaris Large Volume Pump Module (LVP) | 14088569 | Alaris Medical Systems | DMT Equipment Distribution - SB | Barberton | Barberton Campus | Summa Barberton Hospital | 5th Floor | 2014-07-01 | Medium
No | 042312 | Infusion Pumps, Multitherapy | 8100 Alaris Large Volume Pump Module (LVP) | 14088462 | Alaris Medical Systems | DMT Equipment Distribution | Akron | Akron City Campus | Akron City Hospital | Basement | 2014-06-30 | Medium
No | 042406 | Infusion Pumps, Multitherapy | 8100 Alaris Large Volume Pump Module (LVP) | 14088159 | Alaris Medical Systems | DMT Equipment Distribution | Akron | Akron City Campus | Akron City Hospital | Basement | 2014-07-01 | Medium
No | 042407 | Infusion Pumps, Multitherapy | 8100 Alaris Large Volume Pump Module (LVP) | 14088295 | Alaris Medical Systems | DMT Equipment Distribution | Akron | Akron City Campus | Akron City Hospital | Basement | 2014-07-01 | Medium
No | 042408 | Infusion Pumps, Multitherapy | 8100 Alaris Large Volume Pump Module (LVP) | 14088236 | Alaris Medical Systems | DMT Equipment Distribution | Akron | Akron City Campus | Akron City Hospital | Basement | 2014-07-01 | Medium
No | 042409 | Infusion Pumps, Multitherapy | 8100 Alaris Large Volume Pump Module (LVP) | 14088450 | Alaris Medical Systems | DMT Equipment Distribution | Akron | Akron City Campus | Akron City Hospital | Basement | 2014-07-01 | Medium
No | 042410 | Infusion Pumps, Multitherapy | 8100 Alaris Large Volume Pump Module (LVP) | 14088296 | Alaris Medical Systems | DMT Equipment Distribution | Akron | Akron City Campus | Akron City Hospital | Basement | 2014-07-01 | Medium
No | 042411 | Infusion Pumps, Multitherapy | 8100 Alaris Large Volume Pump Module (LVP) | 14083100 | Alaris Medical Systems | DMT Equipment Distribution | Akron | Akron City Campus | Akron City Hospital | Basement | 2014-07-01 | Medium
No | 042412 | Infusion Pumps, Multitherapy | 8100 Alaris Large Volume Pump Module (LVP) | 14088305 | Alaris Medical Systems | DMT Equipment Distribution | Akron | Akron City Campus | Akron City Hospital | Basement | 2014-07-01 | Medium
No | 042413 | Infusion Pumps, Multitherapy | 8100 Alaris Large Volume Pump Module (LVP) | 14088593 | Alaris Medical Systems | DMT Equipment Distribution | Akron | Akron City Campus | Akron City Hospital | Basement | 2014-07-01 | Medium
No | 042414 | Infusion Pumps, Multitherapy | 8100 Alaris Large Volume Pump Module (LVP) | 14087552 | Alaris Medical Systems | DMT Equipment Distribution | Akron | Akron City Campus | Akron City Hospital | Basement | 2014-07-01 | Medium
No | 042415 | Infusion Pumps, Multitherapy | 8100 Alaris Large Volume Pump Module (LVP) | 14087881 | Alaris Medical Systems | DMT Equipment Distribution - SB | Barberton | Barberton Campus | Summa Barberton Hospital | 5th Floor | 2014-07-01 | Medium
No | 042416 | Infusion Pumps, Multitherapy | 8100 Alaris Large Volume Pump Module (LVP) | 14085959 | Alaris Medical Systems | DMT Equipment Distribution | Akron | Akron City Campus | Akron City Hospital | Basement | 2014-07-01 | Medium
No | 042417 | Infusion Pumps, Multitherapy | 8100 Alaris Large Volume Pump Module (LVP) | 14085918 | Alaris Medical Systems | DMT Equipment Distribution | Akron | Akron City Campus | Akron City Hospital | Basement | 2014-07-01 | Medium
No | 042418 | Infusion Pumps, Multitherapy | 8100 Alaris Large Volume Pump Module (LVP) | 14087915 | Alaris Medical Systems | DMT Equipment Distribution | Akron | Akron City Campus | Akron City Hospital | Basement | 2014-07-01 | Medium
No | 042420 | Infusion Pumps, Multitherapy | 8100 Alaris Large Volume Pump Module (LVP) | 14088559 | Alaris Medical Systems | DMT Equipment Distribution | Akron | Akron City Campus | Akron City Hospital | Basement | 2014-07-01 | Medium
No | 042421 | Infusion Pumps, Multitherapy | 8100 Alaris Large Volume Pump Module (LVP) | 14088334 | Alaris Medical Systems | DMT Equipment Distribution | Akron | Akron City Campus | Akron City Hospital | Basement | 2014-07-01 | Medium
No | 042422 | Infusion Pumps, Multitherapy | 8100 Alaris Large Volume Pump Module (LVP) | 14088509 | Alaris Medical Systems | DMT Equipment Distribution - SB | Barberton | Barberton Campus | Summa Barberton Hospital | 5th Floor | 2014-07-01 | Medium
No | 042423 | Infusion Pumps, Multitherapy | 8100 Alaris Large Volume Pump Module (LVP) | 14087115 | Alaris Medical Systems | DMT Equipment Distribution | Akron | Akron City Campus | Akron City Hospital | Basement | 2014-07-01 | Medium
No | 042424 | Infusion Pumps, Multitherapy | 8100 Alaris Large Volume Pump Module (LVP) | 14087114 | Alaris Medical Systems | DMT Equipment Distribution | Akron | Akron City Campus | Akron City Hospital | Basement | 2014-07-01 | Medium
No | 042425 | Infusion Pumps, Multitherapy | 8100 Alaris Large Volume Pump Module (LVP) | 14088485 | Alaris Medical Systems | DMT Equipment Distribution | Akron | Akron City Campus | Akron City Hospital | Basement | 2014-07-01 | Medium
No | 042426 | Infusion Pumps, Multitherapy | 8100 Alaris Large Volume Pump Module (LVP) | 14088286 | Alaris Medical Systems | DMT Equipment Distribution | Akron | Akron City Campus | Akron City Hospital | Basement | 2014-07-01 | Medium
No | 042427 | Infusion Pumps, Multitherapy | 8100 Alaris Large Volume Pump Module (LVP) | 14088265 | Alaris Medical Systems | DMT Equipment Distribution | Akron | Akron City Campus | Akron City Hospital | Basement | 2014-07-01 | Medium
No | 042428 | Infusion Pumps, Multitherapy | 8100 Alaris Large Volume Pump Module (LVP) | 14088153 | Alaris Medical Systems | DMT Equipment Distribution | Akron | Akron City Campus | Akron City Hospital | Basement | 2014-07-01 | Medium
No | 042429 | Infusion Pumps, Multitherapy | 8100 Alaris Large Volume Pump Module (LVP) | 14087913 | Alaris Medical Systems | DMT Equipment Distribution | Akron | Akron City Campus | Akron City Hospital | Basement | 2014-07-01 | Medium
No | 042430 | Infusion Pumps, Multitherapy | 8100 Alaris Large Volume Pump Module (LVP) | 14088065 | Alaris Medical Systems | DMT Equipment Distribution | Akron | Akron City Campus | Akron City Hospital | Basement | 2014-07-01 | Medium
No | 042431 | Infusion Pumps, Multitherapy | 8100 Alaris Large Volume Pump Module (LVP) | 14087172 | Alaris Medical Systems | DMT Equipment Distribution | Akron | Akron City Campus | Akron City Hospital | Basement | 2014-07-01 | Medium
No | 042432 | Infusion Pumps, Multitherapy | 8100 Alaris Large Volume Pump Module (LVP) | 14087847 | Alaris Medical Systems | DMT Equipment Distribution | Akron | Akron City Campus | Akron City Hospital | Basement | 2014-07-01 | Medium
No | 042433 | Infusion Pumps, Multitherapy | 8100 Alaris Large Volume Pump Module (LVP) | 14088309 | Alaris Medical Systems | DMT Equipment Distribution | Akron | Akron City Campus | Akron City Hospital | Basement | 2014-07-01 | Medium
No | 042434 | Infusion Pumps, Multitherapy | 8100 Alaris Large Volume Pump Module (LVP) | 14087112 | Alaris Medical Systems | DMT Equipment Distribution | Akron | Akron City Campus | Akron City Hospital | Basement | 2014-07-01 | Medium
No | 042435 | Infusion Pumps, Multitherapy | 8100 Alaris Large Volume Pump Module (LVP) | 14087883 | Alaris Medical Systems | DMT Equipment Distribution | Akron | Akron City Campus | Akron City Hospital | Basement | 2014-07-01 | Medium
No | 042440 | Infusion Pumps, Multitherapy | 8100 Alaris Large Volume Pump Module (LVP) | 14087800 | Alaris Medical Systems | DMT Equipment Distribution | Akron | Akron City Campus | Akron City Hospital | Basement | 2014-07-01 | Medium
No | 042441 | Infusion Pumps, Multitherapy | 8100 Alaris Large Volume Pump Module (LVP) | 14088487 | Alaris Medical Systems | DMT Equipment Distribution - SB | Barberton | Barberton Campus | Summa Barberton Hospital | 5th Floor | 2014-07-01 | Medium
No | 042442 | Infusion Pumps, Multitherapy | 8100 Alaris Large Volume Pump Module (LVP) | 14088175 | Alaris Medical Systems | DMT Equipment Distribution | Akron | Akron City Campus | Akron City Hospital | Basement | 2014-07-01 | Medium
No | 042444 | Infusion Pumps, Multitherapy | 8100 Alaris Large Volume Pump Module (LVP) | 14087542 | Alaris Medical Systems | DMT Equipment Distribution | Akron | Akron City Campus | Akron City Hospital | Basement | 2014-07-01 | Medium
No | 042445 | Infusion Pumps, Multitherapy | 8100 Alaris Large Volume Pump Module (LVP) | 14087909 | Alaris Medical Systems | DMT Equipment Distribution | Akron | Akron City Campus | Akron City Hospital | Basement | 2014-07-01 | Medium
No | 042446 | Infusion Pumps, Multitherapy | 8100 Alaris Large Volume Pump Module (LVP) | 14088478 | Alaris Medical Systems | DMT Equipment Distribution | Akron | Akron City Campus | Akron City Hospital | Basement | 2014-07-01 | Medium
No | 042447 | Infusion Pumps, Multitherapy | 8100 Alaris Large Volume Pump Module (LVP) | 14087917 | Alaris Medical Systems | DMT Equipment Distribution | Akron | Akron City Campus | Akron City Hospital | Basement | 2014-07-01 | Medium
No | 042448 | Infusion Pumps, Multitherapy | 8100 Alaris Large Volume Pump Module (LVP) | 14087537 | Alaris Medical Systems | DMT Equipment Distribution | Akron | Akron City Campus | Akron City Hospital | Basement | 2014-07-01 | Medium
No | 042449 | Infusion Pumps, Multitherapy | 8100 Alaris Large Volume Pump Module (LVP) | 14087989 | Alaris Medical Systems | Virtual Care Simulation Lab | Akron | Akron City Campus | Akron City Hospital | 1st Floor | 2014-07-01 | Medium
No | 042450 | Infusion Pumps, Multitherapy | 8100 Alaris Large Volume Pump Module (LVP) | 14088215 | Alaris Medical Systems | DMT Equipment Distribution | Akron | Akron City Campus | Akron City Hospital | Basement | 2014-07-01 | Medium
No | 042451 | Infusion Pumps, Multitherapy | 8100 Alaris Large Volume Pump Module (LVP) | 14088561 | Alaris Medical Systems | DMT Equipment Distribution | Akron | Akron City Campus | Akron City Hospital | Basement | 2014-07-01 | Medium
No | 042452 | Infusion Pumps, Multitherapy | 8100 Alaris Large Volume Pump Module (LVP) | 14087758 | Alaris Medical Systems | Infusion Center - Stow | Akron | Stow-Kent Campus | Stow-Kent Medical Center | 1st Floor | 2014-07-01 | Medium
No | 042453 | Infusion Pumps, Multitherapy | 8100 Alaris Large Volume Pump Module (LVP) | 14088008 | Alaris Medical Systems | DMT Equipment Distribution | Akron | Akron City Campus | Akron City Hospital | Basement | 2014-07-01 | Medium
No | 042454 | Infusion Pumps, Multitherapy | 8100 Alaris Large Volume Pump Module (LVP) | 14088591 | Alaris Medical Systems | DMT Equipment Distribution | Akron | Akron City Campus | Akron City Hospital | Basement | 2014-07-01 | Medium
No | 042455 | Infusion Pumps, Multitherapy | 8100 Alaris Large Volume Pump Module (LVP) | 14088413 | Alaris Medical Systems | DMT Equipment Distribution | Akron | Akron City Campus | Akron City Hospital | Basement | 2014-07-01 | Medium
No | 042456 | Infusion Pumps, Multitherapy | 8100 Alaris Large Volume Pump Module (LVP) | 14087217 | Alaris Medical Systems | DMT Equipment Distribution | Akron | Akron City Campus | Akron City Hospital | Basement | 2014-07-01 | Medium
No | 042457 | Infusion Pumps, Multitherapy | 8100 Alaris Large Volume Pump Module (LVP) | 14087192 | Alaris Medical Systems | DMT Equipment Distribution | Akron | Akron City Campus | Akron City Hospital | Basement | 2014-07-01 | Medium
No | 042458 | Infusion Pumps, Multitherapy | 8100 Alaris Large Volume Pump Module (LVP) | 14087880 | Alaris Medical Systems | DMT Equipment Distribution | Akron | Akron City Campus | Akron City Hospital | Basement | 2014-07-01 | Medium
No | 042459 | Infusion Pumps, Multitherapy | 8100 Alaris Large Volume Pump Module (LVP) | 14087769 | Alaris Medical Systems | DMT Equipment Distribution | Akron | Akron City Campus | Akron City Hospital | Basement | 2014-07-01 | Medium
No | 042460 | Infusion Pumps, Multitherapy | 8100 Alaris Large Volume Pump Module (LVP) | 14088594 | Alaris Medical Systems | DMT Equipment Distribution | Akron | Akron City Campus | Akron City Hospital | Basement | 2014-07-01 | Medium
No | 042461 | Infusion Pumps, Multitherapy | 8100 Alaris Large Volume Pump Module (LVP) | 14087546 | Alaris Medical Systems | DMT Equipment Distribution | Akron | Akron City Campus | Akron City Hospital | Basement | 2014-07-01 | Medium
No | 042466 | Infusion Pumps, Multitherapy | 8100 Alaris Large Volume Pump Module (LVP) | 14088043 | Alaris Medical Systems | DMT Equipment Distribution | Akron | Akron City Campus | Akron City Hospital | Basement | 2014-07-01 | Medium
No | 042467 | Infusion Pumps, Multitherapy | 8100 Alaris Large Volume Pump Module (LVP) | 14088141 | Alaris Medical Systems | DMT Equipment Distribution | Akron | Akron City Campus | Akron City Hospital | Basement | 2014-07-01 | Medium
No | 042658 | Infusion Pumps, Multitherapy | 8100 Alaris Large Volume Pump Module (LVP) | 14078812 | Alaris Medical Systems | DMT Equipment Distribution | Akron | Akron City Campus | Akron City Hospital | Basement | 2014-07-01 | Medium
No | 042659 | Infusion Pumps, Multitherapy | 8100 Alaris Large Volume Pump Module (LVP) | 14089938 | Alaris Medical Systems | DMT Equipment Distribution | Akron | Akron City Campus | Akron City Hospital | Basement | 2014-07-01 | Medium
No | 042660 | Infusion Pumps, Multitherapy | 8100 Alaris Large Volume Pump Module (LVP) | 14077311 | Alaris Medical Systems | Central Processing/Supply - SW | Barberton | Wadsworth Campus | Wadsworth-Rittman Medical Center | 1st Floor | 2014-07-01 | Medium
No | 042661 | Infusion Pumps, Multitherapy | 8100 Alaris Large Volume Pump Module (LVP) | 14089794 | Alaris Medical Systems | DMT Equipment Distribution | Akron | Akron City Campus | Akron City Hospital | Basement | 2014-07-01 | Medium
No | 042662 | Infusion Pumps, Multitherapy | 8100 Alaris Large Volume Pump Module (LVP) | 14086796 | Alaris Medical Systems | DMT Equipment Distribution | Akron | Akron City Campus | Akron City Hospital | Basement | 2014-07-01 | Medium
No | 042663 | Infusion Pumps, Multitherapy | 8100 Alaris Large Volume Pump Module (LVP) | 14086807 | Alaris Medical Systems | DMT Equipment Distribution - SB | Barberton | Barberton Campus | Summa Barberton Hospital | 5th Floor | 2014-07-01 | Medium
No | 042664 | Infusion Pumps, Multitherapy | 8100 Alaris Large Volume Pump Module (LVP) | 14086221 | Alaris Medical Systems | DMT Equipment Distribution | Akron | Akron City Campus | Akron City Hospital | Basement | 2014-07-01 | Medium
No | 042665 | Infusion Pumps, Multitherapy | 8100 Alaris Large Volume Pump Module (LVP) | 14086216 | Alaris Medical Systems | DMT Equipment Distribution | Akron | Akron City Campus | Akron City Hospital | Basement | 2014-07-01 | Medium
No | 042666 | Infusion Pumps, Multitherapy | 8100 Alaris Large Volume Pump Module (LVP) | 14086903 | Alaris Medical Systems | Outpatient Oncology - Medina | Barberton | Medina Campus | Medina Medical Center | 1st Floor | 2014-07-01 | Medium
No | 042667 | Infusion Pumps, Multitherapy | 8100 Alaris Large Volume Pump Module (LVP) | 14085901 | Alaris Medical Systems | DMT Equipment Distribution | Akron | Akron City Campus | Akron City Hospital | Basement | 2014-07-01 | Medium
No | 042668 | Infusion Pumps, Multitherapy | 8100 Alaris Large Volume Pump Module (LVP) | 14088459 | Alaris Medical Systems | DMT Equipment Distribution | Akron | Akron City Campus | Akron City Hospital | Basement | 2014-07-01 | Medium
No | 042669 | Infusion Pumps, Multitherapy | 8100 Alaris Large Volume Pump Module (LVP) | 14090102 | Alaris Medical Systems | DMT Equipment Distribution | Akron | Akron City Campus | Akron City Hospital | Basement | 2014-07-01 | Medium
No | 042670 | Infusion Pumps, Multitherapy | 8100 Alaris Large Volume Pump Module (LVP) | 14086224 | Alaris Medical Systems | DMT Equipment Distribution | Akron | Akron City Campus | Akron City Hospital | Basement | 2014-07-01 | Medium
No | 042671 | Infusion Pumps, Multitherapy | 8100 Alaris Large Volume Pump Module (LVP) | 14088351 | Alaris Medical Systems | DMT Equipment Distribution | Akron | Akron City Campus | Akron City Hospital | Basement | 2014-07-01 | Medium
No | 042673 | Infusion Pumps, Multitherapy | 8100 Alaris Large Volume Pump Module (LVP) | 14089670 | Alaris Medical Systems | Central Processing/Supply - SW | Barberton | Wadsworth Campus | Wadsworth-Rittman Medical Center | 1st Floor | 2014-07-01 | Medium
No | 042674 | Infusion Pumps, Multitherapy | 8100 Alaris Large Volume Pump Module (LVP) | 14089229 | Alaris Medical Systems | DMT Equipment Distribution | Akron | Akron City Campus | Akron City Hospital | Basement | 2014-07-01 | Medium
No | 042675 | Infusion Pumps, Multitherapy | 8100 Alaris Large Volume Pump Module (LVP) | 14088699 | Alaris Medical Systems | DMT Equipment Distribution - SB | Barberton | Barberton Campus | Summa Barberton Hospital | 5th Floor | 2014-07-01 | Medium
No | 042676 | Infusion Pumps, Multitherapy | 8100 Alaris Large Volume Pump Module (LVP) | 14088145 | Alaris Medical Systems | DMT Equipment Distribution | Akron | Akron City Campus | Akron City Hospital | Basement | 2014-07-01 | Medium
No | 042677 | Infusion Pumps, Multitherapy | 8100 Alaris Large Volume Pump Module (LVP) | 14087672 | Alaris Medical Systems | DMT Equipment Distribution | Akron | Akron City Campus | Akron City Hospital | Basement | 2014-07-01 | Medium
No | 042678 | Infusion Pumps, Multitherapy | 8100 Alaris Large Volume Pump Module (LVP) | 14088290 | Alaris Medical Systems | DMT Equipment Distribution | Akron | Akron City Campus | Akron City Hospital | Basement | 2014-07-01 | Medium
No | 042679 | Infusion Pumps, Multitherapy | 8100 Alaris Large Volume Pump Module (LVP) | 14087901 | Alaris Medical Systems | DMT Equipment Distribution - SB | Barberton | Barberton Campus | Summa Barberton Hospital | 5th Floor | 2014-07-01 | Medium
No | 042680 | Infusion Pumps, Multitherapy | 8100 Alaris Large Volume Pump Module (LVP) | 14087845 | Alaris Medical Systems | DMT Equipment Distribution | Akron | Akron City Campus | Akron City Hospital | Basement | 2014-07-01 | Medium
No | 042681 | Infusion Pumps, Multitherapy | 8100 Alaris Large Volume Pump Module (LVP) | 14087855 | Alaris Medical Systems | DMT Equipment Distribution - SB | Barberton | Barberton Campus | Summa Barberton Hospital | 5th Floor | 2014-07-01 | Medium
No | 042682 | Infusion Pumps, Multitherapy | 8100 Alaris Large Volume Pump Module (LVP) | 14087916 | Alaris Medical Systems | DMT Equipment Distribution | Akron | Akron City Campus | Akron City Hospital | Basement | 2014-07-01 | Medium
No | 042683 | Infusion Pumps, Multitherapy | 8100 Alaris Large Volume Pump Module (LVP) | 14088292 | Alaris Medical Systems | Infusion Center - Stow | Akron | Stow-Kent Campus | Stow-Kent Medical Center | 1st Floor | 2014-07-01 | Medium
No | 042684 | Infusion Pumps, Multitherapy | 8100 Alaris Large Volume Pump Module (LVP) | 14087898 | Alaris Medical Systems | Central Processing/Supply - SW | Barberton | Wadsworth Campus | Wadsworth-Rittman Medical Center | 1st Floor | 2014-07-01 | Medium
No | 042685 | Infusion Pumps, Multitherapy | 8100 Alaris Large Volume Pump Module (LVP) | 14087954 | Alaris Medical Systems | DMT Equipment Distribution | Akron | Akron City Campus | Akron City Hospital | Basement | 2014-07-01 | Medium
No | 042686 | Infusion Pumps, Multitherapy | 8100 Alaris Large Volume Pump Module (LVP) | 14087812 | Alaris Medical Systems | DMT Equipment Distribution | Akron | Akron City Campus | Akron City Hospital | Basement | 2014-07-01 | Medium
No | 042687 | Infusion Pumps, Multitherapy | 8100 Alaris Large Volume Pump Module (LVP) | 14087848 | Alaris Medical Systems | DMT Equipment Distribution | Akron | Akron City Campus | Akron City Hospital | Basement | 2014-07-01 | Medium
No | 042688 | Infusion Pumps, Multitherapy | 8100 Alaris Large Volume Pump Module (LVP) | 14087628 | Alaris Medical Systems | DMT Equipment Distribution - SB | Barberton | Barberton Campus | Summa Barberton Hospital | 5th Floor | 2014-07-01 | Medium
No | 042689 | Infusion Pumps, Multitherapy | 8100 Alaris Large Volume Pump Module (LVP) | 14087525 | Alaris Medical Systems | DMT Equipment Distribution | Akron | Akron City Campus | Akron City Hospital | Basement | 2014-07-01 | Medium
No | 042690 | Infusion Pumps, Multitherapy | 8100 Alaris Large Volume Pump Module (LVP) | 14087580 | Alaris Medical Systems | DMT Equipment Distribution | Akron | Akron City Campus | Akron City Hospital | Basement | 2014-07-01 | Medium
No | 042691 | Infusion Pumps, Multitherapy | 8100 Alaris Large Volume Pump Module (LVP) | 14087553 | Alaris Medical Systems | Medina ASC | Barberton | Medina Campus | Medina Medical Center | 1st Floor | 2014-07-01 | Medium
No | 042692 | Infusion Pumps, Multitherapy | 8100 Alaris Large Volume Pump Module (LVP) | 14087543 | Alaris Medical Systems | DMT Equipment Distribution - SB | Barberton | Barberton Campus | Summa Barberton Hospital | 5th Floor | 2014-07-01 | Medium
No | 042693 | Infusion Pumps, Multitherapy | 8100 Alaris Large Volume Pump Module (LVP) | 14087178 | Alaris Medical Systems | DMT Equipment Distribution - SB | Barberton | Barberton Campus | Summa Barberton Hospital | 5th Floor | 2014-07-01 | Medium
No | 042694 | Infusion Pumps, Multitherapy | 8100 Alaris Large Volume Pump Module (LVP) | 14088359 | Alaris Medical Systems | DMT Equipment Distribution | Akron | Akron City Campus | Akron City Hospital | Basement | 2014-07-01 | Medium
No | 042695 | Infusion Pumps, Multitherapy | 8100 Alaris Large Volume Pump Module (LVP) | 14088475 | Alaris Medical Systems | DMT Equipment Distribution - SB | Barberton | Barberton Campus | Summa Barberton Hospital | 5th Floor | 2014-07-01 | Medium
No | 042696 | Infusion Pumps, Multitherapy | 8100 Alaris Large Volume Pump Module (LVP) | 14088303 | Alaris Medical Systems | DMT Equipment Distribution - SB | Barberton | Barberton Campus | Summa Barberton Hospital | 5th Floor | 2014-07-01 | Medium
No | 042697 | Infusion Pumps, Multitherapy | 8100 Alaris Large Volume Pump Module (LVP) | 14087540 | Alaris Medical Systems | Emergency Department (ED) - Green | Barberton | Green Campus | Green Medical Center | Ground Floor | 2014-07-01 | Medium
No | 042698 | Infusion Pumps, Multitherapy | 8100 Alaris Large Volume Pump Module (LVP) | 14087894 | Alaris Medical Systems | DMT Equipment Distribution | Akron | Akron City Campus | Akron City Hospital | Basement | 2014-07-01 | Medium
No | 042699 | Infusion Pumps, Multitherapy | 8100 Alaris Large Volume Pump Module (LVP) | 14088443 | Alaris Medical Systems | DMT Equipment Distribution - SB | Barberton | Barberton Campus | Summa Barberton Hospital | 5th Floor | 2014-07-01 | Medium
No | 042700 | Infusion Pumps, Multitherapy | 8100 Alaris Large Volume Pump Module (LVP) | 14088024 | Alaris Medical Systems | DMT Equipment Distribution | Akron | Akron City Campus | Akron City Hospital | Basement | 2014-07-01 | Medium
No | 042701 | Infusion Pumps, Multitherapy | 8100 Alaris Large Volume Pump Module (LVP) | 14087668 | Alaris Medical Systems | DMT Equipment Distribution | Akron | Akron City Campus | Akron City Hospital | Basement | 2014-07-01 | Medium
No | 042702 | Infusion Pumps, Multitherapy | 8100 Alaris Large Volume Pump Module (LVP) | 14087976 | Alaris Medical Systems | Medina ASC | Barberton | Medina Campus | Medina Medical Center | 1st Floor | 2014-07-01 | Medium
No | 042703 | Infusion Pumps, Multitherapy | 8100 Alaris Large Volume Pump Module (LVP) | 14087890 | Alaris Medical Systems | DMT Equipment Distribution - SB | Barberton | Barberton Campus | Summa Barberton Hospital | 5th Floor | 2014-07-01 | Medium
No | 042704 | Infusion Pumps, Multitherapy | 8100 Alaris Large Volume Pump Module (LVP) | 14088028 | Alaris Medical Systems | DMT Equipment Distribution | Akron | Akron City Campus | Akron City Hospital | Basement | 2014-07-01 | Medium
No | 042705 | Infusion Pumps, Multitherapy | 8100 Alaris Large Volume Pump Module (LVP) | 14088061 | Alaris Medical Systems | DMT Equipment Distribution | Akron | Akron City Campus | Akron City Hospital | Basement | 2014-07-01 | Medium
No | 042706 | Infusion Pumps, Multitherapy | 8100 Alaris Large Volume Pump Module (LVP) | 14087052 | Alaris Medical Systems | DMT Equipment Distribution | Akron | Akron City Campus | Akron City Hospital | Basement | 2014-07-01 | Medium
No | 042707 | Infusion Pumps, Multitherapy | 8100 Alaris Large Volume Pump Module (LVP) | 14087676 | Alaris Medical Systems | DMT Equipment Distribution - SB | Barberton | Barberton Campus | Summa Barberton Hospital | 5th Floor | 2014-07-01 | Medium
No | 042708 | Infusion Pumps, Multitherapy | 8100 Alaris Large Volume Pump Module (LVP) | 14088030 | Alaris Medical Systems | DMT Equipment Distribution - SB | Barberton | Barberton Campus | Summa Barberton Hospital | 5th Floor | 2014-07-01 | Medium
No | 042709 | Infusion Pumps, Multitherapy | 8100 Alaris Large Volume Pump Module (LVP) | 14087401 | Alaris Medical Systems | DMT Equipment Distribution - SB | Barberton | Barberton Campus | Summa Barberton Hospital | 5th Floor | 2014-07-01 | Medium
No | 042710 | Infusion Pumps, Multitherapy | 8100 Alaris Large Volume Pump Module (LVP) | 14088152 | Alaris Medical Systems | DMT Equipment Distribution | Akron | Akron City Campus | Akron City Hospital | Basement | 2014-07-01 | Medium
No | 042711 | Infusion Pumps, Multitherapy | 8100 Alaris Large Volume Pump Module (LVP) | 14087809 | Alaris Medical Systems | DMT Equipment Distribution - SB | Barberton | Barberton Campus | Summa Barberton Hospital | 5th Floor | 2014-07-01 | Medium
No | 042712 | Infusion Pumps, Multitherapy | 8100 Alaris Large Volume Pump Module (LVP) | 14087564 | Alaris Medical Systems | DMT Equipment Distribution | Akron | Akron City Campus | Akron City Hospital | Basement | 2014-07-01 | Medium
No | 042713 | Infusion Pumps, Multitherapy | 8100 Alaris Large Volume Pump Module (LVP) | 14087811 | Alaris Medical Systems | DMT Equipment Distribution | Akron | Akron City Campus | Akron City Hospital | Basement | 2014-07-01 | Medium
No | 042714 | Infusion Pumps, Multitherapy | 8100 Alaris Large Volume Pump Module (LVP) | 14088225 | Alaris Medical Systems | DMT Equipment Distribution | Akron | Akron City Campus | Akron City Hospital | Basement | 2014-07-01 | Medium
No | 042715 | Infusion Pumps, Multitherapy | 8100 Alaris Large Volume Pump Module (LVP) | 14087887 | Alaris Medical Systems | DMT Equipment Distribution | Akron | Akron City Campus | Akron City Hospital | Basement | 2014-07-01 | Medium
No | 042716 | Infusion Pumps, Multitherapy | 8100 Alaris Large Volume Pump Module (LVP) | 14088111 | Alaris Medical Systems | DMT Equipment Distribution | Akron | Akron City Campus | Akron City Hospital | Basement | 2014-07-01 | Medium
No | 042717 | Infusion Pumps, Multitherapy | 8100 Alaris Large Volume Pump Module (LVP) | 14087857 | Alaris Medical Systems | DMT Equipment Distribution - SB | Barberton | Barberton Campus | Summa Barberton Hospital | 5th Floor | 2014-07-01 | Medium
No | 042718 | Infusion Pumps, Multitherapy | 8100 Alaris Large Volume Pump Module (LVP) | 14087846 | Alaris Medical Systems | DMT Equipment Distribution | Akron | Akron City Campus | Akron City Hospital | Basement | 2014-07-01 | Medium
No | 042719 | Infusion Pumps, Multitherapy | 8100 Alaris Large Volume Pump Module (LVP) | 14088124 | Alaris Medical Systems | DMT Equipment Distribution | Akron | Akron City Campus | Akron City Hospital | Basement | 2014-07-01 | Medium
No | 042720 | Infusion Pumps, Multitherapy | 8100 Alaris Large Volume Pump Module (LVP) | 14088086 | Alaris Medical Systems | DMT Equipment Distribution - SB | Barberton | Barberton Campus | Summa Barberton Hospital | 5th Floor | 2014-07-01 | Medium
No | 042721 | Infusion Pumps, Multitherapy | 8100 Alaris Large Volume Pump Module (LVP) | 14088069 | Alaris Medical Systems | DMT Equipment Distribution - SB | Barberton | Barberton Campus | Summa Barberton Hospital | 5th Floor | 2014-07-01 | Medium
No | 042722 | Infusion Pumps, Multitherapy | 8100 Alaris Large Volume Pump Module (LVP) | 14088151 | Alaris Medical Systems | DMT Equipment Distribution - SB | Barberton | Barberton Campus | Summa Barberton Hospital | 5th Floor | 2014-07-01 | Medium
No | 042723 | Infusion Pumps, Multitherapy | 8100 Alaris Large Volume Pump Module (LVP) | 14088370 | Alaris Medical Systems | DMT Equipment Distribution | Akron | Akron City Campus | Akron City Hospital | Basement | 2014-07-01 | Medium
No | 042724 | Infusion Pumps, Multitherapy | 8100 Alaris Large Volume Pump Module (LVP) | 14086798 | Alaris Medical Systems | DMT Equipment Distribution | Akron | Akron City Campus | Akron City Hospital | Basement | 2014-07-01 | Medium
No | 042725 | Infusion Pumps, Multitherapy | 8100 Alaris Large Volume Pump Module (LVP) | 14087966 | Alaris Medical Systems | DMT Equipment Distribution | Akron | Akron City Campus | Akron City Hospital | Basement | 2014-07-01 | Medium
No | 042727 | Infusion Pumps, Multitherapy | 8100 Alaris Large Volume Pump Module (LVP) | 14087893 | Alaris Medical Systems | DMT Equipment Distribution - SB | Barberton | Barberton Campus | Summa Barberton Hospital | 5th Floor | 2014-07-01 | Medium
No | 042728 | Infusion Pumps, Multitherapy | 8100 Alaris Large Volume Pump Module (LVP) | 14087870 | Alaris Medical Systems | DMT Equipment Distribution - SB | Barberton | Barberton Campus | Summa Barberton Hospital | 5th Floor | 2014-07-01 | Medium
No | 042729 | Infusion Pumps, Multitherapy | 8100 Alaris Large Volume Pump Module (LVP) | 14088075 | Alaris Medical Systems | DMT Equipment Distribution | Akron | Akron City Campus | Akron City Hospital | Basement | 2014-07-01 | Medium
No | 042730 | Infusion Pumps, Multitherapy | 8100 Alaris Large Volume Pump Module (LVP) | 14087863 | Alaris Medical Systems | DMT Equipment Distribution | Akron | Akron City Campus | Akron City Hospital | Basement | 2014-07-01 | Medium
No | 042731 | Infusion Pumps, Multitherapy | 8100 Alaris Large Volume Pump Module (LVP) | 14088724 | Alaris Medical Systems | Outpatient Oncology - Medina | Barberton | Medina Campus | Medina Medical Center | 1st Floor | 2014-07-01 | Medium
No | 042732 | Infusion Pumps, Multitherapy | 8100 Alaris Large Volume Pump Module (LVP) | 14087900 | Alaris Medical Systems | DMT Equipment Distribution | Akron | Akron City Campus | Akron City Hospital | Basement | 2014-07-01 | Medium
No | 042733 | Infusion Pumps, Multitherapy | 8100 Alaris Large Volume Pump Module (LVP) | 14087819 | Alaris Medical Systems | Emergency Department (ED) - Green | Barberton | Green Campus | Green Medical Center | Ground Floor | 2014-07-01 | Medium
No | 042734 | Infusion Pumps, Multitherapy | 8100 Alaris Large Volume Pump Module (LVP) | 14087879 | Alaris Medical Systems | DMT Equipment Distribution - SB | Barberton | Barberton Campus | Summa Barberton Hospital | 5th Floor | 2014-07-01 | Medium
No | 042735 | Infusion Pumps, Multitherapy | 8100 Alaris Large Volume Pump Module (LVP) | 14088449 | Alaris Medical Systems | DMT Equipment Distribution | Akron | Akron City Campus | Akron City Hospital | Basement | 2014-07-01 | Medium
No | 042736 | Infusion Pumps, Multitherapy | 8100 Alaris Large Volume Pump Module (LVP) | 14088115 | Alaris Medical Systems | DMT Equipment Distribution - SB | Barberton | Barberton Campus | Summa Barberton Hospital | 5th Floor | 2014-07-01 | Medium
No | 042737 | Infusion Pumps, Multitherapy | 8100 Alaris Large Volume Pump Module (LVP) | 14088031 | Alaris Medical Systems | DMT Equipment Distribution | Akron | Akron City Campus | Akron City Hospital | Basement | 2014-07-01 | Medium
No | 042738 | Infusion Pumps, Multitherapy | 8100 Alaris Large Volume Pump Module (LVP) | 14089118 | Alaris Medical Systems | DMT Equipment Distribution - SB | Barberton | Barberton Campus | Summa Barberton Hospital | 5th Floor | 2014-07-01 | Medium
No | 042739 | Infusion Pumps, Multitherapy | 8100 Alaris Large Volume Pump Module (LVP) | 14088388 | Alaris Medical Systems | DMT Equipment Distribution | Akron | Akron City Campus | Akron City Hospital | Basement | 2014-07-01 | Medium
No | 042740 | Infusion Pumps, Multitherapy | 8100 Alaris Large Volume Pump Module (LVP) | 14088107 | Alaris Medical Systems | DMT Equipment Distribution - SB | Barberton | Barberton Campus | Summa Barberton Hospital | 5th Floor | 2014-07-01 | Medium
No | 042741 | Infusion Pumps, Multitherapy | 8100 Alaris Large Volume Pump Module (LVP) | 14087570 | Alaris Medical Systems | DMT Equipment Distribution | Akron | Akron City Campus | Akron City Hospital | Basement | 2014-07-01 | Medium
No | 042742 | Infusion Pumps, Multitherapy | 8100 Alaris Large Volume Pump Module (LVP) | 14090054 | Alaris Medical Systems | DMT Equipment Distribution - SB | Barberton | Barberton Campus | Summa Barberton Hospital | 5th Floor | 2014-07-01 | Medium
No | 042743 | Infusion Pumps, Multitherapy | 8100 Alaris Large Volume Pump Module (LVP) | 14088299 | Alaris Medical Systems | DMT Equipment Distribution | Akron | Akron City Campus | Akron City Hospital | Basement | 2014-07-01 | Medium
No | 042746 | Infusion Pumps, Multitherapy | 8100 Alaris Large Volume Pump Module (LVP) | 14089140 | Alaris Medical Systems | DMT Equipment Distribution | Akron | Akron City Campus | Akron City Hospital | Basement | 2014-07-01 | Medium
No | 042747 | Infusion Pumps, Multitherapy | 8100 Alaris Large Volume Pump Module (LVP) | 14087267 | Alaris Medical Systems | DMT Equipment Distribution - SB | Barberton | Barberton Campus | Summa Barberton Hospital | 5th Floor | 2014-07-01 | Medium
No | 042748 | Infusion Pumps, Multitherapy | 8100 Alaris Large Volume Pump Module (LVP) | 14088484 | Alaris Medical Systems | DMT Equipment Distribution | Akron | Akron City Campus | Akron City Hospital | Basement | 2014-07-01 | Medium
No | 042750 | Infusion Pumps, Multitherapy | 8100 Alaris Large Volume Pump Module (LVP) | 14088033 | Alaris Medical Systems | DMT Equipment Distribution - SB | Barberton | Barberton Campus | Summa Barberton Hospital | 5th Floor | 2014-07-01 | Medium
No | 042751 | Infusion Pumps, Multitherapy | 8100 Alaris Large Volume Pump Module (LVP) | 14087517 | Alaris Medical Systems | DMT Equipment Distribution | Akron | Akron City Campus | Akron City Hospital | Basement | 2014-07-01 | Medium
No | 042753 | Infusion Pumps, Multitherapy | 8100 Alaris Large Volume Pump Module (LVP) | 14087526 | Alaris Medical Systems | DMT Equipment Distribution | Akron | Akron City Campus | Akron City Hospital | Basement | 2014-07-01 | Medium
No | 042754 | Infusion Pumps, Multitherapy | 8100 Alaris Large Volume Pump Module (LVP) | 14089353 | Alaris Medical Systems | DMT Equipment Distribution | Akron | Akron City Campus | Akron City Hospital | Basement | 2014-07-01 | Medium
No | 042761 | Infusion Pumps, Multitherapy | 8100 Alaris Large Volume Pump Module (LVP) | 14087084 | Alaris Medical Systems | DMT Equipment Distribution | Akron | Akron City Campus | Akron City Hospital | Basement | 2014-07-01 | Medium
No | 042762 | Infusion Pumps, Multitherapy | 8100 Alaris Large Volume Pump Module (LVP) | 14087512 | Alaris Medical Systems | DMT Equipment Distribution - SB | Barberton | Barberton Campus | Summa Barberton Hospital | 5th Floor | 2014-07-01 | Medium
No | 042763 | Infusion Pumps, Multitherapy | 8100 Alaris Large Volume Pump Module (LVP) | 14087539 | Alaris Medical Systems | DMT Equipment Distribution | Akron | Akron City Campus | Akron City Hospital | Basement | 2014-07-01 | Medium
No | 042764 | Infusion Pumps, Multitherapy | 8100 Alaris Large Volume Pump Module (LVP) | 14087544 | Alaris Medical Systems | DMT Equipment Distribution - SB | Barberton | Barberton Campus | Summa Barberton Hospital | 5th Floor | 2014-07-01 | Medium
No | 042765 | Infusion Pumps, Multitherapy | 8100 Alaris Large Volume Pump Module (LVP) | 14088430 | Alaris Medical Systems | DMT Equipment Distribution | Akron | Akron City Campus | Akron City Hospital | Basement | 2014-07-01 | Medium
No | 042766 | Infusion Pumps, Multitherapy | 8100 Alaris Large Volume Pump Module (LVP) | 14087782 | Alaris Medical Systems | DMT Equipment Distribution | Akron | Akron City Campus | Akron City Hospital | Basement | 2014-07-01 | Medium
No | 042777 | Infusion Pumps, Multitherapy | 8100 Alaris Large Volume Pump Module (LVP) | 14087514 | Alaris Medical Systems | DMT Equipment Distribution | Akron | Akron City Campus | Akron City Hospital | Basement | 2014-07-01 | Medium
No | 042778 | Infusion Pumps, Multitherapy | 8100 Alaris Large Volume Pump Module (LVP) | 14088489 | Alaris Medical Systems | DMT Equipment Distribution | Akron | Akron City Campus | Akron City Hospital | Basement | 2014-07-01 | Medium
No | 042779 | Infusion Pumps, Multitherapy | 8100 Alaris Large Volume Pump Module (LVP) | 14087979 | Alaris Medical Systems | DMT Equipment Distribution | Akron | Akron City Campus | Akron City Hospital | Basement | 2014-07-01 | Medium
No | 042780 | Infusion Pumps, Multitherapy | 8100 Alaris Large Volume Pump Module (LVP) | 14087545 | Alaris Medical Systems | DMT Equipment Distribution | Akron | Akron City Campus | Akron City Hospital | Basement | 2014-07-01 | Medium
No | 042781 | Infusion Pumps, Multitherapy | 8100 Alaris Large Volume Pump Module (LVP) | 14088273 | Alaris Medical Systems | DMT Equipment Distribution | Akron | Akron City Campus | Akron City Hospital | Basement | 2014-07-01 | Medium
No | 042782 | Infusion Pumps, Multitherapy | 8100 Alaris Large Volume Pump Module (LVP) | 14087437 | Alaris Medical Systems | DMT Equipment Distribution | Akron | Akron City Campus | Akron City Hospital | Basement | 2014-07-01 | Medium
No | 042783 | Infusion Pumps, Multitherapy | 8100 Alaris Large Volume Pump Module (LVP) | 14088444 | Alaris Medical Systems | DMT Equipment Distribution - SB | Barberton | Barberton Campus | Summa Barberton Hospital | 5th Floor | 2014-07-01 | Medium
No | 042784 | Infusion Pumps, Multitherapy | 8100 Alaris Large Volume Pump Module (LVP) | 14088725 | Alaris Medical Systems | DMT Equipment Distribution | Akron | Akron City Campus | Akron City Hospital | Basement | 2014-07-01 | Medium
No | 042785 | Infusion Pumps, Multitherapy | 8100 Alaris Large Volume Pump Module (LVP) | 14088447 | Alaris Medical Systems | DMT Equipment Distribution - SB | Barberton | Barberton Campus | Summa Barberton Hospital | 5th Floor | 2014-07-01 | Medium
No | 042786 | Infusion Pumps, Multitherapy | 8100 Alaris Large Volume Pump Module (LVP) | 14088722 | Alaris Medical Systems | DMT Equipment Distribution | Akron | Akron City Campus | Akron City Hospital | Basement | 2014-07-01 | Medium
No | 042787 | Infusion Pumps, Multitherapy | 8100 Alaris Large Volume Pump Module (LVP) | 14088121 | Alaris Medical Systems | DMT Equipment Distribution - SB | Barberton | Barberton Campus | Summa Barberton Hospital | 5th Floor | 2014-07-01 | Medium
No | 042788 | Infusion Pumps, Multitherapy | 8100 Alaris Large Volume Pump Module (LVP) | 14089969 | Alaris Medical Systems | DMT Equipment Distribution | Akron | Akron City Campus | Akron City Hospital | Basement | 2014-07-01 | Medium
No | 042789 | Infusion Pumps, Multitherapy | 8100 Alaris Large Volume Pump Module (LVP) | 14087710 | Alaris Medical Systems | DMT Equipment Distribution | Akron | Akron City Campus | Akron City Hospital | Basement | 2014-07-01 | Medium
No | 042790 | Infusion Pumps, Multitherapy | 8100 Alaris Large Volume Pump Module (LVP) | 14088052 | Alaris Medical Systems | DMT Equipment Distribution | Akron | Akron City Campus | Akron City Hospital | Basement | 2014-07-01 | Medium
No | 042791 | Infusion Pumps, Multitherapy | 8100 Alaris Large Volume Pump Module (LVP) | 14089206 | Alaris Medical Systems | DMT Equipment Distribution | Akron | Akron City Campus | Akron City Hospital | Basement | 2014-07-01 | Medium
No | 042792 | Infusion Pumps, Multitherapy | 8100 Alaris Large Volume Pump Module (LVP) | 14090651 | Alaris Medical Systems | DMT Equipment Distribution | Akron | Akron City Campus | Akron City Hospital | Basement | 2014-07-01 | Medium
No | 042793 | Infusion Pumps, Multitherapy | 8100 Alaris Large Volume Pump Module (LVP) | 14088133 | Alaris Medical Systems | DMT Equipment Distribution - SB | Barberton | Barberton Campus | Summa Barberton Hospital | 5th Floor | 2014-07-01 | Medium
No | 042794 | Infusion Pumps, Multitherapy | 8100 Alaris Large Volume Pump Module (LVP) | 14087399 | Alaris Medical Systems | DMT Equipment Distribution | Akron | Akron City Campus | Akron City Hospital | Basement | 2014-07-01 | Medium
No | 042795 | Infusion Pumps, Multitherapy | 8100 Alaris Large Volume Pump Module (LVP) | 14090836 | Alaris Medical Systems | DMT Equipment Distribution | Akron | Akron City Campus | Akron City Hospital | Basement | 2014-07-01 | Medium
No | 042796 | Infusion Pumps, Multitherapy | 8100 Alaris Large Volume Pump Module (LVP) | 14088797 | Alaris Medical Systems | DMT Equipment Distribution | Akron | Akron City Campus | Akron City Hospital | Basement | 2014-07-01 | Medium
No | 042797 | Infusion Pumps, Multitherapy | 8100 Alaris Large Volume Pump Module (LVP) | 14088227 | Alaris Medical Systems | DMT Equipment Distribution | Akron | Akron City Campus | Akron City Hospital | Basement | 2014-07-01 | Medium
No | 042799 | Infusion Pumps, Multitherapy | 8100 Alaris Large Volume Pump Module (LVP) | 14088752 | Alaris Medical Systems | DMT Equipment Distribution - SB | Barberton | Barberton Campus | Summa Barberton Hospital | 5th Floor | 2014-07-01 | Medium
No | 042800 | Infusion Pumps, Multitherapy | 8100 Alaris Large Volume Pump Module (LVP) | 14088137 | Alaris Medical Systems | DMT Equipment Distribution - SB | Barberton | Barberton Campus | Summa Barberton Hospital | 5th Floor | 2014-07-01 | Medium
No | 042801 | Infusion Pumps, Multitherapy | 8100 Alaris Large Volume Pump Module (LVP) | 14088601 | Alaris Medical Systems | DMT Equipment Distribution | Akron | Akron City Campus | Akron City Hospital | Basement | 2014-07-01 | Medium
No | 042802 | Infusion Pumps, Multitherapy | 8100 Alaris Large Volume Pump Module (LVP) | 14088697 | Alaris Medical Systems | DMT Equipment Distribution | Akron | Akron City Campus | Akron City Hospital | Basement | 2014-07-01 | Medium
No | 042803 | Infusion Pumps, Multitherapy | 8100 Alaris Large Volume Pump Module (LVP) | 14089018 | Alaris Medical Systems | DMT Equipment Distribution | Akron | Akron City Campus | Akron City Hospital | Basement | 2014-07-01 | Medium
No | 042804 | Infusion Pumps, Multitherapy | 8100 Alaris Large Volume Pump Module (LVP) | 14088662 | Alaris Medical Systems | DMT Equipment Distribution | Barberton | Barberton Campus | Summa Barberton Hospital | 5th Floor | 2014-07-01 | Medium
No | 042805 | Infusion Pumps, Multitherapy | 8100 Alaris Large Volume Pump Module (LVP) | 14087709 | Alaris Medical Systems | DMT Equipment Distribution | Akron | Akron City Campus | Akron City Hospital | Basement | 2014-07-01 | Medium
No | 042806 | Infusion Pumps, Multitherapy | 8100 Alaris Large Volume Pump Module (LVP) | 14088188 | Alaris Medical Systems | DMT Equipment Distribution | Akron | Akron City Campus | Akron City Hospital | Basement | 2014-07-01 | Medium
No | 042807 | Infusion Pumps, Multitherapy | 8100 Alaris Large Volume Pump Module (LVP) | 14088298 | Alaris Medical Systems | DMT Equipment Distribution | Akron | Akron City Campus | Akron City Hospital | Basement | 2014-07-01 | Medium
No | 042808 | Infusion Pumps, Multitherapy | 8100 Alaris Large Volume Pump Module (LVP) | 14088387 | Alaris Medical Systems | DMT Equipment Distribution | Akron | Akron City Campus | Akron City Hospital | Basement | 2014-07-01 | Medium
No | 042809 | Infusion Pumps, Multitherapy | 8100 Alaris Large Volume Pump Module (LVP) | 14088661 | Alaris Medical Systems | DMT Equipment Distribution - SB | Barberton | Barberton Campus | Summa Barberton Hospital | 5th Floor | 2014-07-01 | Medium
No | 042810 | Infusion Pumps, Multitherapy | 8100 Alaris Large Volume Pump Module (LVP) | 14089203 | Alaris Medical Systems | DMT Equipment Distribution | Akron | Akron City Campus | Akron City Hospital | Basement | 2014-07-01 | Medium
No | 042811 | Infusion Pumps, Multitherapy | 8100 Alaris Large Volume Pump Module (LVP) | 14088700 | Alaris Medical Systems | DMT Equipment Distribution - SB | Barberton | Barberton Campus | Summa Barberton Hospital | 5th Floor | 2014-07-01 | Medium
No | 042812 | Infusion Pumps, Multitherapy | 8100 Alaris Large Volume Pump Module (LVP) | 14088214 | Alaris Medical Systems | DMT Equipment Distribution - SB | Barberton | Barberton Campus | Summa Barberton Hospital | 5th Floor | 2014-07-01 | Medium
No | 042813 | Infusion Pumps, Multitherapy | 8100 Alaris Large Volume Pump Module (LVP) | 14088742 | Alaris Medical Systems | DMT Equipment Distribution | Akron | Akron City Campus | Akron City Hospital | Basement | 2014-07-01 | Medium
No | 042814 | Infusion Pumps, Multitherapy | 8100 Alaris Large Volume Pump Module (LVP) | 14088235 | Alaris Medical Systems | DMT Equipment Distribution | Akron | Akron City Campus | Akron City Hospital | Basement | 2014-07-01 | Medium
No | 042815 | Infusion Pumps, Multitherapy | 8100 Alaris Large Volume Pump Module (LVP) | 14087764 | Alaris Medical Systems | Emergency Department (ED) - Green | Barberton | Green Campus | Green Medical Center | Ground Floor | 2014-07-01 | Medium
No | 042816 | Infusion Pumps, Multitherapy | 8100 Alaris Large Volume Pump Module (LVP) | 14087569 | Alaris Medical Systems | DMT Equipment Distribution - SB | Barberton | Barberton Campus | Summa Barberton Hospital | 5th Floor | 2014-07-01 | Medium
No | 042817 | Infusion Pumps, Multitherapy | 8100 Alaris Large Volume Pump Module (LVP) | 14089240 | Alaris Medical Systems | DMT Equipment Distribution - SB | Barberton | Barberton Campus | Summa Barberton Hospital | 5th Floor | 2014-07-01 | Medium
No | 042818 | Infusion Pumps, Multitherapy | 8100 Alaris Large Volume Pump Module (LVP) | 14088271 | Alaris Medical Systems | DMT Equipment Distribution - SB | Barberton | Barberton Campus | Summa Barberton Hospital | 5th Floor | 2014-07-01 | Medium
No | 042819 | Infusion Pumps, Multitherapy | 8100 Alaris Large Volume Pump Module (LVP) | 14088943 | Alaris Medical Systems | DMT Equipment Distribution - SB | Barberton | Barberton Campus | Summa Barberton Hospital | 5th Floor | 2014-07-01 | Medium
No | 042820 | Infusion Pumps, Multitherapy | 8100 Alaris Large Volume Pump Module (LVP) | 14088389 | Alaris Medical Systems | DMT Equipment Distribution - SB | Barberton | Barberton Campus | Summa Barberton Hospital | 5th Floor | 2014-07-01 | Medium
No | 042821 | Infusion Pumps, Multitherapy | 8100 Alaris Large Volume Pump Module (LVP) | 14088488 | Alaris Medical Systems | DMT Equipment Distribution - SB | Barberton | Barberton Campus | Summa Barberton Hospital | 5th Floor | 2014-07-01 | Medium
No | 042822 | Infusion Pumps, Multitherapy | 8100 Alaris Large Volume Pump Module (LVP) | 14087820 | Alaris Medical Systems | DMT Equipment Distribution | Akron | Akron City Campus | Akron City Hospital | Basement | 2014-07-01 | Medium
No | 042823 | Infusion Pumps, Multitherapy | 8100 Alaris Large Volume Pump Module (LVP) | 14088777 | Alaris Medical Systems | DMT Equipment Distribution - SB | Barberton | Barberton Campus | Summa Barberton Hospital | 5th Floor | 2014-07-01 | Medium
No | 042824 | Infusion Pumps, Multitherapy | 8100 Alaris Large Volume Pump Module (LVP) | 14087046 | Alaris Medical Systems | DMT Equipment Distribution - SB | Barberton | Barberton Campus | Summa Barberton Hospital | 5th Floor | 2014-07-01 | Medium
No | 042825 | Infusion Pumps, Multitherapy | 8100 Alaris Large Volume Pump Module (LVP) | 14088710 | Alaris Medical Systems | DMT Equipment Distribution | Akron | Akron City Campus | Akron City Hospital | Basement | 2014-07-01 | Medium
No | 042826 | Infusion Pumps, Multitherapy | 8100 Alaris Large Volume Pump Module (LVP) | 14088154 | Alaris Medical Systems | DMT Equipment Distribution - SB | Barberton | Barberton Campus | Summa Barberton Hospital | 5th Floor | 2014-07-01 | Medium
No | 042827 | Infusion Pumps, Multitherapy | 8100 Alaris Large Volume Pump Module (LVP) | 14089565 | Alaris Medical Systems | DMT Equipment Distribution | Akron | Akron City Campus | Akron City Hospital | Basement | 2014-07-01 | Medium
No | 042828 | Infusion Pumps, Multitherapy | 8100 Alaris Large Volume Pump Module (LVP) | 14089624 | Alaris Medical Systems | DMT Equipment Distribution | Akron | Akron City Campus | Akron City Hospital | Basement | 2014-07-01 | Medium
No | 042829 | Infusion Pumps, Multitherapy | 8100 Alaris Large Volume Pump Module (LVP) | 14088835 | Alaris Medical Systems | DMT Equipment Distribution | Akron | Akron City Campus | Akron City Hospital | Basement | 2014-07-01 | Medium
No | 042830 | Infusion Pumps, Multitherapy | 8100 Alaris Large Volume Pump Module (LVP) | 14090961 | Alaris Medical Systems | DMT Equipment Distribution | Akron | Akron City Campus | Akron City Hospital | Basement | 2014-07-01 | Medium
No | 042831 | Infusion Pumps, Multitherapy | 8100 Alaris Large Volume Pump Module (LVP) | 14088135 | Alaris Medical Systems | DMT Equipment Distribution - SB | Barberton | Barberton Campus | Summa Barberton Hospital | 5th Floor | 2014-07-01 | Medium
No | 042832 | Infusion Pumps, Multitherapy | 8100 Alaris Large Volume Pump Module (LVP) | 14088658 | Alaris Medical Systems | DMT Equipment Distribution | Akron | Akron City Campus | Akron City Hospital | Basement | 2014-07-01 | Medium
No | 042833 | Infusion Pumps, Multitherapy | 8100 Alaris Large Volume Pump Module (LVP) | 14089015 | Alaris Medical Systems | DMT Equipment Distribution | Akron | Akron City Campus | Akron City Hospital | Basement | 2014-07-01 | Medium
No | 042834 | Infusion Pumps, Multitherapy | 8100 Alaris Large Volume Pump Module (LVP) | 14089589 | Alaris Medical Systems | DMT Equipment Distribution | Akron | Akron City Campus | Akron City Hospital | Basement | 2014-07-01 | Medium
No | 042835 | Infusion Pumps, Multitherapy | 8100 Alaris Large Volume Pump Module (LVP) | 14090993 | Alaris Medical Systems | DMT Equipment Distribution | Akron | Akron City Campus | Akron City Hospital | Basement | 2014-07-01 | Medium
No | 042836 | Infusion Pumps, Multitherapy | 8100 Alaris Large Volume Pump Module (LVP) | 14090826 | Alaris Medical Systems | DMT Equipment Distribution | Akron | Akron City Campus | Akron City Hospital | Basement | 2014-07-01 | Medium
No | 042837 | Infusion Pumps, Multitherapy | 8100 Alaris Large Volume Pump Module (LVP) | 14089900 | Alaris Medical Systems | DMT Equipment Distribution | Akron | Akron City Campus | Akron City Hospital | Basement | 2014-07-01 | Medium
No | 042838 | Infusion Pumps, Multitherapy | 8100 Alaris Large Volume Pump Module (LVP) | 14089906 | Alaris Medical Systems | DMT Equipment Distribution | Akron | Akron City Campus | Akron City Hospital | Basement | 2014-07-01 | Medium
No | 042839 | Infusion Pumps, Multitherapy | 8100 Alaris Large Volume Pump Module (LVP) | 14088322 | Alaris Medical Systems | DMT Equipment Distribution | Akron | Akron City Campus | Akron City Hospital | Basement | 2014-07-01 | Medium
No | 042840 | Infusion Pumps, Multitherapy | 8100 Alaris Large Volume Pump Module (LVP) | 14089558 | Alaris Medical Systems | DMT Equipment Distribution | Akron | Akron City Campus | Akron City Hospital | Basement | 2014-07-01 | Medium
No | 042841 | Infusion Pumps, Multitherapy | 8100 Alaris Large Volume Pump Module (LVP) | 14090709 | Alaris Medical Systems | Infusion Center - Stow | Akron | Stow-Kent Campus | Stow-Kent Medical Center | 1st Floor | 2014-07-01 | Medium
No | 042842 | Infusion Pumps, Multitherapy | 8100 Alaris Large Volume Pump Module (LVP) | 14090681 | Alaris Medical Systems | DMT Equipment Distribution | Akron | Akron City Campus | Akron City Hospital | Basement | 2014-07-01 | Medium
No | 042843 | Infusion Pumps, Multitherapy | 8100 Alaris Large Volume Pump Module (LVP) | 14090893 | Alaris Medical Systems | DMT Equipment Distribution | Akron | Akron City Campus | Akron City Hospital | Basement | 2014-07-01 | Medium
No | 042844 | Infusion Pumps, Multitherapy | 8100 Alaris Large Volume Pump Module (LVP) | 14090663 | Alaris Medical Systems | DMT Equipment Distribution | Akron | Akron City Campus | Akron City Hospital | Basement | 2014-07-01 | Medium
No | 042845 | Infusion Pumps, Multitherapy | 8100 Alaris Large Volume Pump Module (LVP) | 14089079 | Alaris Medical Systems | DMT Equipment Distribution | Akron | Akron City Campus | Akron City Hospital | Basement | 2014-07-01 | Medium
No | 042846 | Infusion Pumps, Multitherapy | 8100 Alaris Large Volume Pump Module (LVP) | 14088982 | Alaris Medical Systems | DMT Equipment Distribution | Akron | Akron City Campus | Akron City Hospital | Basement | 2014-07-01 | Medium
No | 042847 | Infusion Pumps, Multitherapy | 8100 Alaris Large Volume Pump Module (LVP) | 14091346 | Alaris Medical Systems | DMT Equipment Distribution | Akron | Akron City Campus | Akron City Hospital | Basement | 2014-07-01 | Medium
No | 042848 | Infusion Pumps, Multitherapy | 8100 Alaris Large Volume Pump Module (LVP) | 14091317 | Alaris Medical Systems | DMT Equipment Distribution | Akron | Akron City Campus | Akron City Hospital | Basement | 2014-07-01 | Medium
No | 042849 | Infusion Pumps, Multitherapy | 8100 Alaris Large Volume Pump Module (LVP) | 14091422 | Alaris Medical Systems | DMT Equipment Distribution - SB | Barberton | Barberton Campus | Summa Barberton Hospital | 5th Floor | 2014-07-01 | Medium
No | 042850 | Infusion Pumps, Multitherapy | 8100 Alaris Large Volume Pump Module (LVP) | 14090699 | Alaris Medical Systems | DMT Equipment Distribution | Akron | Akron City Campus | Akron City Hospital | Basement | 2014-07-01 | Medium
No | 042851 | Infusion Pumps, Multitherapy | 8100 Alaris Large Volume Pump Module (LVP) | 14091227 | Alaris Medical Systems | DMT Equipment Distribution | Akron | Akron City Campus | Akron City Hospital | Basement | 2014-07-01 | Medium
No | 042852 | Infusion Pumps, Multitherapy | 8100 Alaris Large Volume Pump Module (LVP) | 14090673 | Alaris Medical Systems | DMT Equipment Distribution | Akron | Akron City Campus | Akron City Hospital | Basement | 2014-07-01 | Medium
No | 042853 | Infusion Pumps, Multitherapy | 8100 Alaris Large Volume Pump Module (LVP) | 14088521 | Alaris Medical Systems | DMT Equipment Distribution | Akron | Akron City Campus | Akron City Hospital | Basement | 2014-07-01 | Medium
No | 042854 | Infusion Pumps, Multitherapy | 8100 Alaris Large Volume Pump Module (LVP) | 14090779 | Alaris Medical Systems | DMT Equipment Distribution | Akron | Akron City Campus | Akron City Hospital | Basement | 2014-07-01 | Medium
No | 042855 | Infusion Pumps, Multitherapy | 8100 Alaris Large Volume Pump Module (LVP) | 14091438 | Alaris Medical Systems | Outpatient Oncology - Medina | Barberton | Medina Campus | Medina Medical Center | 1st Floor | 2014-07-01 | Medium
No | 042856 | Infusion Pumps, Multitherapy | 8100 Alaris Large Volume Pump Module (LVP) | 14091358 | Alaris Medical Systems | DMT Equipment Distribution | Akron | Akron City Campus | Akron City Hospital | Basement | 2014-07-01 | Medium
No | 042857 | Infusion Pumps, Multitherapy | 8100 Alaris Large Volume Pump Module (LVP) | 14090838 | Alaris Medical Systems | Central Processing/Supply - SW | Barberton | Wadsworth Campus | Wadsworth-Rittman Medical Center | 1st Floor | 2014-07-01 | Medium
No | 042858 | Infusion Pumps, Multitherapy | 8100 Alaris Large Volume Pump Module (LVP) | 14090463 | Alaris Medical Systems | DMT Equipment Distribution | Akron | Akron City Campus | Akron City Hospital | Basement | 2014-07-01 | Medium
No | 042859 | Infusion Pumps, Multitherapy | 8100 Alaris Large Volume Pump Module (LVP) | 14088946 | Alaris Medical Systems | DMT Equipment Distribution | Akron | Akron City Campus | Akron City Hospital | Basement | 2014-07-01 | Medium
No | 042860 | Infusion Pumps, Multitherapy | 8100 Alaris Large Volume Pump Module (LVP) | 14088639 | Alaris Medical Systems | DMT Equipment Distribution | Akron | Akron City Campus | Akron City Hospital | Basement | 2014-07-01 | Medium
No | 042861 | Infusion Pumps, Multitherapy | 8100 Alaris Large Volume Pump Module (LVP) | 14090831 | Alaris Medical Systems | DMT Equipment Distribution | Akron | Akron City Campus | Akron City Hospital | Basement | 2014-07-01 | Medium
No | 042862 | Infusion Pumps, Multitherapy | 8100 Alaris Large Volume Pump Module (LVP) | 14088923 | Alaris Medical Systems | DMT Equipment Distribution | Akron | Akron City Campus | Akron City Hospital | Basement | 2014-07-01 | Medium
No | 042863 | Infusion Pumps, Multitherapy | 8100 Alaris Large Volume Pump Module (LVP) | 14088954 | Alaris Medical Systems | DMT Equipment Distribution | Akron | Akron City Campus | Akron City Hospital | Basement | 2014-07-01 | Medium
No | 042864 | Infusion Pumps, Multitherapy | 8100 Alaris Large Volume Pump Module (LVP) | 14091419 | Alaris Medical Systems | DMT Equipment Distribution | Akron | Akron City Campus | Akron City Hospital | Basement | 2014-07-01 | Medium
No | 042865 | Infusion Pumps, Multitherapy | 8100 Alaris Large Volume Pump Module (LVP) | 14091167 | Alaris Medical Systems | DMT Equipment Distribution | Akron | Akron City Campus | Akron City Hospital | Basement | 2014-07-01 | Medium
No | 042866 | Infusion Pumps, Multitherapy | 8100 Alaris Large Volume Pump Module (LVP) | 14091206 | Alaris Medical Systems | DMT Equipment Distribution | Akron | Akron City Campus | Akron City Hospital | Basement | 2014-07-01 | Medium
No | 042867 | Infusion Pumps, Multitherapy | 8100 Alaris Large Volume Pump Module (LVP) | 14090166 | Alaris Medical Systems | DMT Equipment Distribution | Akron | Akron City Campus | Akron City Hospital | Basement | 2014-07-01 | Medium
No | 042868 | Infusion Pumps, Multitherapy | 8100 Alaris Large Volume Pump Module (LVP) | 14090204 | Alaris Medical Systems | Virtual Care Simulation Lab | Akron | Akron City Campus | Akron City Hospital | 1st Floor | 2014-07-01 | Medium
No | 042869 | Infusion Pumps, Multitherapy | 8100 Alaris Large Volume Pump Module (LVP) | 14087025 | Alaris Medical Systems | DMT Equipment Distribution | Akron | Akron City Campus | Akron City Hospital | Basement | 2014-06-01 | Medium
No | 042870 | Infusion Pumps, Multitherapy | 8100 Alaris Large Volume Pump Module (LVP) | 14087043 | Alaris Medical Systems | DMT Equipment Distribution | Akron | Akron City Campus | Akron City Hospital | Basement | 2014-06-01 | Medium
No | 042871 | Infusion Pumps, Multitherapy | 8100 Alaris Large Volume Pump Module (LVP) | 14082721 | Alaris Medical Systems | Central Processing/Supply - SW | Barberton | Wadsworth Campus | Wadsworth-Rittman Medical Center | 1st Floor | 2014-06-01 | Medium
No | 042872 | Infusion Pumps, Multitherapy | 8100 Alaris Large Volume Pump Module (LVP) | 14087071 | Alaris Medical Systems | DMT Equipment Distribution - SB | Barberton | Green Campus | Green Medical Center | Ground Floor | 2014-06-01 | Medium
No | 042873 | Infusion Pumps, Multitherapy | 8100 Alaris Large Volume Pump Module (LVP) | 14087012 | Alaris Medical Systems | Infusion Center - Stow | Akron | Stow-Kent Campus | Stow-Kent Medical Center | 1st Floor | 2014-06-01 | Medium
No | 042874 | Infusion Pumps, Multitherapy | 8100 Alaris Large Volume Pump Module (LVP) | 14086933 | Alaris Medical Systems | DMT Equipment Distribution | Akron | Akron City Campus | Akron City Hospital | 1st Floor | 2014-06-01 | Medium
No | 042875 | Infusion Pumps, Multitherapy | 8100 Alaris Large Volume Pump Module (LVP) | 14086213 | Alaris Medical Systems | DMT Equipment Distribution | Akron | Akron City Campus | Akron City Hospital | Basement | 2014-06-01 | Medium
No | 042876 | Infusion Pumps, Multitherapy | 8100 Alaris Large Volume Pump Module (LVP) | 14087072 | Alaris Medical Systems | DMT Equipment Distribution - SB | Barberton | Barberton Campus | Summa Barberton Hospital | 5th Floor | 2014-06-01 | Medium
No | 042877 | Infusion Pumps, Multitherapy | 8100 Alaris Large Volume Pump Module (LVP) | 14086941 | Alaris Medical Systems | DMT Equipment Distribution - SB | Barberton | Barberton Campus | Summa Barberton Hospital | 5th Floor | 2014-06-01 | Medium
No | 042878 | Infusion Pumps, Multitherapy | 8100 Alaris Large Volume Pump Module (LVP) | 14086865 | Alaris Medical Systems | DMT Equipment Distribution | Akron | Akron City Campus | Akron City Hospital | Basement | 2014-06-01 | Medium
No | 042879 | Infusion Pumps, Multitherapy | 8100 Alaris Large Volume Pump Module (LVP) | 14086878 | Alaris Medical Systems | DMT Equipment Distribution - SB | Barberton | Barberton Campus | Summa Barberton Hospital | 5th Floor | 2014-06-01 | Medium
No | 042880 | Infusion Pumps, Multitherapy | 8100 Alaris Large Volume Pump Module (LVP) | 14086935 | Alaris Medical Systems | DMT Equipment Distribution | Akron | Akron City Campus | Akron City Hospital | Basement | 2014-06-01 | Medium
No | 042881 | Infusion Pumps, Multitherapy | 8100 Alaris Large Volume Pump Module (LVP) | 14086937 | Alaris Medical Systems | Central Processing/Supply - SW | Barberton | Wadsworth Campus | Wadsworth-Rittman Medical Center | 1st Floor | 2014-06-01 | Medium
No | 042882 | Infusion Pumps, Multitherapy | 8100 Alaris Large Volume Pump Module (LVP) | 14086915 | Alaris Medical Systems | DMT Equipment Distribution | Akron | Akron City Campus | Akron City Hospital | Basement | 2014-06-01 | Medium
No | 042883 | Infusion Pumps, Multitherapy | 8100 Alaris Large Volume Pump Module (LVP) | 14086877 | Alaris Medical Systems | DMT Equipment Distribution | Akron | Akron City Campus | Akron City Hospital | Basement | 2014-06-01 | Medium
No | 042884 | Infusion Pumps, Multitherapy | 8100 Alaris Large Volume Pump Module (LVP) | 14086705 | Alaris Medical Systems | DMT Equipment Distribution | Akron | Akron City Campus | Akron City Hospital | Basement | 2014-06-01 | Medium
No | 042885 | Infusion Pumps, Multitherapy | 8100 Alaris Large Volume Pump Module (LVP) | 14086687 | Alaris Medical Systems | Central Processing/Supply - SW | Barberton | Wadsworth Campus | Wadsworth-Rittman Medical Center | 1st Floor | 2014-06-01 | Medium
No | 042886 | Infusion Pumps, Multitherapy | 8100 Alaris Large Volume Pump Module (LVP) | 14086738 | Alaris Medical Systems | Medina ASC | Barberton | Medina Campus | Medina Medical Center | 1st Floor | 2014-06-01 | Medium
No | 042887 | Infusion Pumps, Multitherapy | 8100 Alaris Large Volume Pump Module (LVP) | 14086686 | Alaris Medical Systems | DMT Equipment Distribution | Akron | Akron City Campus | Akron City Hospital | Basement | 2014-06-01 | Medium
No | 042888 | Infusion Pumps, Multitherapy | 8100 Alaris Large Volume Pump Module (LVP) | 14087045 | Alaris Medical Systems | DMT Equipment Distribution | Akron | Akron City Campus | Akron City Hospital | Basement | 2014-06-01 | Medium
No | 042889 | Infusion Pumps, Multitherapy | 8100 Alaris Large Volume Pump Module (LVP) | 14086868 | Alaris Medical Systems | DMT Equipment Distribution | Akron | Akron City Campus | Akron City Hospital | Basement | 2014-06-01 | Medium
No | 042890 | Infusion Pumps, Multitherapy | 8100 Alaris Large Volume Pump Module (LVP) | 14086936 | Alaris Medical Systems | DMT Equipment Distribution | Akron | Akron City Campus | Akron City Hospital | Basement | 2014-06-01 | Medium
No | 042891 | Infusion Pumps, Multitherapy | 8100 Alaris Large Volume Pump Module (LVP) | 14087059 | Alaris Medical Systems | Medina ASC | Barberton | Medina Campus | Medina Medical Center | 1st Floor | 2014-06-01 | Medium
No | 042892 | Infusion Pumps, Multitherapy | 8100 Alaris Large Volume Pump Module (LVP) | 14087075 | Alaris Medical Systems | DMT Equipment Distribution - SB | Barberton | Barberton Campus | Summa Barberton Hospital | 5th Floor | 2014-06-01 | Medium
No | 042893 | Infusion Pumps, Multitherapy | 8100 Alaris Large Volume Pump Module (LVP) | 14086757 | Alaris Medical Systems | DMT Equipment Distribution - SB | Barberton | Barberton Campus | Summa Barberton Hospital | 5th Floor | 2014-06-01 | Medium
No | 042894 | Infusion Pumps, Multitherapy | 8100 Alaris Large Volume Pump Module (LVP) | 14087058 | Alaris Medical Systems | DMT Equipment Distribution | Akron | Akron City Campus | Akron City Hospital | Basement | 2014-06-01 | Medium
No | 042895 | Infusion Pumps, Multitherapy | 8100 Alaris Large Volume Pump Module (LVP) | 14086780 | Alaris Medical Systems | DMT Equipment Distribution | Akron | Akron City Campus | Akron City Hospital | Basement | 2014-06-01 | Medium
No | 042896 | Infusion Pumps, Multitherapy | 8100 Alaris Large Volume Pump Module (LVP) | 14087105 | Alaris Medical Systems | DMT Equipment Distribution - SB | Barberton | Barberton Campus | Summa Barberton Hospital | 5th Floor | 2014-06-01 | Medium
No | 042897 | Infusion Pumps, Multitherapy | 8100 Alaris Large Volume Pump Module (LVP) | 14087035 | Alaris Medical Systems | DMT Equipment Distribution - SB | Barberton | Barberton Campus | Summa Barberton Hospital | 5th Floor | 2014-06-01 | Medium
No | 042898 | Infusion Pumps, Multitherapy | 8100 Alaris Large Volume Pump Module (LVP) | 14087082 | Alaris Medical Systems | DMT Equipment Distribution | Akron | Akron City Campus | Akron City Hospital | Basement | 2014-06-01 | Medium
No | 042899 | Infusion Pumps, Multitherapy | 8100 Alaris Large Volume Pump Module (LVP) | 14086239 | Alaris Medical Systems | DMT Equipment Distribution - SB | Barberton | Barberton Campus | Summa Barberton Hospital | 5th Floor | 2014-06-01 | Medium
No | 042900 | Infusion Pumps, Multitherapy | 8100 Alaris Large Volume Pump Module (LVP) | 14087057 | Alaris Medical Systems | DMT Equipment Distribution | Akron | Akron City Campus | Akron City Hospital | Basement | 2014-06-01 | Medium
No | 042901 | Infusion Pumps, Multitherapy | 8100 Alaris Large Volume Pump Module (LVP) | 14086689 | Alaris Medical Systems | DMT Equipment Distribution | Akron | Akron City Campus | Akron City Hospital | Basement | 2014-06-01 | Medium
No | 042902 | Infusion Pumps, Multitherapy | 8100 Alaris Large Volume Pump Module (LVP) | 14087103 | Alaris Medical Systems | DMT Equipment Distribution | Akron | Akron City Campus | Akron City Hospital | Basement | 2014-06-01 | Medium
No | 042903 | Infusion Pumps, Multitherapy | 8100 Alaris Large Volume Pump Module (LVP) | 14086842 | Alaris Medical Systems | DMT Equipment Distribution | Akron | Akron City Campus | Akron City Hospital | Basement | 2014-06-01 | Medium
No | 042904 | Infusion Pumps, Multitherapy | 8100 Alaris Large Volume Pump Module (LVP) | 14086942 | Alaris Medical Systems | DMT Equipment Distribution | Akron | Akron City Campus | Akron City Hospital | Basement | 2014-06-01 | Medium
No | 042905 | Infusion Pumps, Multitherapy | 8100 Alaris Large Volume Pump Module (LVP) | 14086236 | Alaris Medical Systems | DMT Equipment Distribution | Akron | Akron City Campus | Akron City Hospital | Basement | 2014-06-01 | Medium
No | 042906 | Infusion Pumps, Multitherapy | 8100 Alaris Large Volume Pump Module (LVP) | 14087034 | Alaris Medical Systems | DMT Equipment Distribution | Akron | Akron City Campus | Akron City Hospital | Basement | 2014-06-01 | Medium
No | 042907 | Infusion Pumps, Multitherapy | 8100 Alaris Large Volume Pump Module (LVP) | 14086843 | Alaris Medical Systems | DMT Equipment Distribution | Akron | Akron City Campus | Akron City Hospital | Basement | 2014-06-01 | Medium
No | 042908 | Infusion Pumps, Multitherapy | 8100 Alaris Large Volume Pump Module (LVP) | 14087096 | Alaris Medical Systems | DMT Equipment Distribution | Akron | Akron City Campus | Akron City Hospital | Basement | 2014-06-01 | Medium
No | 042909 | Infusion Pumps, Multitherapy | 8100 Alaris Large Volume Pump Module (LVP) | 14087044 | Alaris Medical Systems | DMT Equipment Distribution | Akron | Akron City Campus | Akron City Hospital | Basement | 2014-06-01 | Medium
No | 042910 | Infusion Pumps, Multitherapy | 8100 Alaris Large Volume Pump Module (LVP) | 14087033 | Alaris Medical Systems | DMT Equipment Distribution | Akron | Akron City Campus | Akron City Hospital | Basement | 2014-06-01 | Medium
No | 042911 | Infusion Pumps, Multitherapy | 8100 Alaris Large Volume Pump Module (LVP) | 14086734 | Alaris Medical Systems | DMT Equipment Distribution - SB | Barberton | Barberton Campus | Summa Barberton Hospital | 5th Floor | 2014-06-01 | Medium
No | 042912 | Infusion Pumps, Multitherapy | 8100 Alaris Large Volume Pump Module (LVP) | 14079825 | Alaris Medical Systems | DMT Equipment Distribution | Akron | Akron City Campus | Akron City Hospital | Basement | 2014-06-01 | Medium
No | 042913 | Infusion Pumps, Multitherapy | 8100 Alaris Large Volume Pump Module (LVP) | 14086706 | Alaris Medical Systems | DMT Equipment Distribution - SB | Barberton | Barberton Campus | Summa Barberton Hospital | 5th Floor | 2014-06-01 | Medium
No | 042914 | Infusion Pumps, Multitherapy | 8100 Alaris Large Volume Pump Module (LVP) | 14087009 | Alaris Medical Systems | DMT Equipment Distribution | Akron | Akron City Campus | Akron City Hospital | Basement | 2014-06-01 | Medium
No | 042921 | Infusion Pumps, Multitherapy | 8100 Alaris Large Volume Pump Module (LVP) | 14086240 | Alaris Medical Systems | Central Processing/Supply - SW | Barberton | Wadsworth Campus | Wadsworth-Rittman Medical Center | 1st Floor | 2014-06-01 | Medium
No | 042923 | Infusion Pumps, Multitherapy | 8100 Alaris Large Volume Pump Module (LVP) | 14086922 | Alaris Medical Systems | DMT Equipment Distribution | Akron | Akron City Campus | Akron City Hospital | Basement | 2014-06-01 | Medium
No | 042924 | Infusion Pumps, Multitherapy | 8100 Alaris Large Volume Pump Module (LVP) | 14086939 | Alaris Medical Systems | DMT Equipment Distribution - SB | Barberton | Barberton Campus | Summa Barberton Hospital | 5th Floor | 2014-06-01 | Medium
No | 042925 | Infusion Pumps, Multitherapy | 8100 Alaris Large Volume Pump Module (LVP) | 14086828 | Alaris Medical Systems | DMT Equipment Distribution - SB | Barberton | Barberton Campus | Summa Barberton Hospital | 5th Floor | 2014-06-01 | Medium
No | 042926 | Infusion Pumps, Multitherapy | 8100 Alaris Large Volume Pump Module (LVP) | 14089454 | Alaris Medical Systems | DMT Equipment Distribution | Akron | Akron City Campus | Akron City Hospital | Basement | 2014-07-01 | Medium
No | 042927 | Infusion Pumps, Multitherapy | 8100 Alaris Large Volume Pump Module (LVP) | 14090229 | Alaris Medical Systems | DMT Equipment Distribution | Akron | Akron City Campus | Akron City Hospital | Basement | 2014-07-01 | Medium
No | 042928 | Infusion Pumps, Multitherapy | 8100 Alaris Large Volume Pump Module (LVP) | 14086919 | Alaris Medical Systems | DMT Equipment Distribution | Akron | Akron City Campus | Akron City Hospital | Basement | 2014-06-01 | Medium
No | 042929 | Infusion Pumps, Multitherapy | 8100 Alaris Large Volume Pump Module (LVP) | 14086925 | Alaris Medical Systems | DMT Equipment Distribution | Akron | Akron City Campus | Akron City Hospital | Basement | 2014-06-01 | Medium
No | 042930 | Infusion Pumps, Multitherapy | 8100 Alaris Large Volume Pump Module (LVP) | 14087004 | Alaris Medical Systems | DMT Equipment Distribution - SB | Barberton | Barberton Campus | Summa Barberton Hospital | 5th Floor | 2014-06-01 | Medium
No | 042931 | Infusion Pumps, Multitherapy | 8100 Alaris Large Volume Pump Module (LVP) | 14087097 | Alaris Medical Systems | DMT Equipment Distribution | Akron | Akron City Campus | Akron City Hospital | Basement | 2014-06-01 | Medium
No | 042932 | Infusion Pumps, Multitherapy | 8100 Alaris Large Volume Pump Module (LVP) | 14089739 | Alaris Medical Systems | DMT Equipment Distribution | Akron | Akron City Campus | Akron City Hospital | Basement | 2014-07-01 | Medium
No | 042933 | Infusion Pumps, Multitherapy | 8100 Alaris Large Volume Pump Module (LVP) | 14086874 | Alaris Medical Systems | DMT Equipment Distribution | Akron | Akron City Campus | Akron City Hospital | Basement | 2014-06-01 | Medium
No | 042934 | Infusion Pumps, Multitherapy | 8100 Alaris Large Volume Pump Module (LVP) | 14086940 | Alaris Medical Systems | DMT Equipment Distribution | Akron | Akron City Campus | Akron City Hospital | Basement | 2014-06-01 | Medium
No | 042935 | Infusion Pumps, Multitherapy | 8100 Alaris Large Volume Pump Module (LVP) | 14079017 | Alaris Medical Systems | Central Processing/Supply - SW | Barberton | Wadsworth Campus | Wadsworth-Rittman Medical Center | 1st Floor | 2014-06-01 | Medium
No | 042936 | Infusion Pumps, Multitherapy | 8100 Alaris Large Volume Pump Module (LVP) | 14087024 | Alaris Medical Systems | DMT Equipment Distribution | Akron | Akron City Campus | Akron City Hospital | Basement | 2014-06-01 | Medium
No | 042937 | Infusion Pumps, Multitherapy | 8100 Alaris Large Volume Pump Module (LVP) | 14086237 | Alaris Medical Systems | Central Processing/Supply - SW | Barberton | Wadsworth Campus | Wadsworth-Rittman Medical Center | 1st Floor | 2014-06-01 | Medium
No | 042938 | Infusion Pumps, Multitherapy | 8100 Alaris Large Volume Pump Module (LVP) | 14086783 | Alaris Medical Systems | DMT Equipment Distribution | Akron | Akron City Campus | Akron City Hospital | Basement | 2014-06-01 | Medium
No | 042939 | Infusion Pumps, Multitherapy | 8100 Alaris Large Volume Pump Module (LVP) | 14086685 | Alaris Medical Systems | Radiation Therapy - Medina | Barberton | Medina Campus | Medina Medical Center | 1st Floor | 2014-06-01 | Medium
No | 042940 | Infusion Pumps, Multitherapy | 8100 Alaris Large Volume Pump Module (LVP) | 14087083 | Alaris Medical Systems | DMT Equipment Distribution | Akron | Akron City Campus | Akron City Hospital | Basement | 2014-06-01 | Medium
No | 042941 | Infusion Pumps, Multitherapy | 8100 Alaris Large Volume Pump Module (LVP) | 14086934 | Alaris Medical Systems | DMT Equipment Distribution | Akron | Akron City Campus | Akron City Hospital | Basement | 2014-06-01 | Medium
No | 042942 | Infusion Pumps, Multitherapy | 8100 Alaris Large Volume Pump Module (LVP) | 14086188 | Alaris Medical Systems | Central Processing/Supply - SW | Barberton | Wadsworth Campus | Wadsworth-Rittman Medical Center | 1st Floor | 2014-06-01 | Medium
No | 042943 | Infusion Pumps, Multitherapy | 8100 Alaris Large Volume Pump Module (LVP) | 14077362 | Alaris Medical Systems | DMT Equipment Distribution | Akron | Akron City Campus | Akron City Hospital | Basement | 2014-06-01 | Medium
No | 042944 | Infusion Pumps, Multitherapy | 8100 Alaris Large Volume Pump Module (LVP) | 14086765 | Alaris Medical Systems | DMT Equipment Distribution | Akron | Akron City Campus | Akron City Hospital | Basement | 2014-06-01 | Medium
No | 042945 | Infusion Pumps, Multitherapy | 8100 Alaris Large Volume Pump Module (LVP) | 14086233 | Alaris Medical Systems | DMT Equipment Distribution | Akron | Akron City Campus | Akron City Hospital | Basement | 2014-06-01 | Medium
No | 042946 | Infusion Pumps, Multitherapy | 8100 Alaris Large Volume Pump Module (LVP) | 14086767 | Alaris Medical Systems | DMT Equipment Distribution | Akron | Akron City Campus | Akron City Hospital | Basement | 2014-06-01 | Medium
No | 042947 | Infusion Pumps, Multitherapy | 8100 Alaris Large Volume Pump Module (LVP) | 14086860 | Alaris Medical Systems | Central Processing/Supply - SW | Barberton | Wadsworth Campus | Wadsworth-Rittman Medical Center | 1st Floor | 2014-06-01 | Medium
No | 042948 | Infusion Pumps, Multitherapy | 8100 Alaris Large Volume Pump Module (LVP) | 14086768 | Alaris Medical Systems | DMT Equipment Distribution - SB | Barberton | Barberton Campus | Summa Barberton Hospital | 5th Floor | 2014-06-01 | Medium
No | 042949 | Infusion Pumps, Multitherapy | 8100 Alaris Large Volume Pump Module (LVP) | 14086862 | Alaris Medical Systems | DMT Equipment Distribution | Akron | Akron City Campus | Akron City Hospital | Basement | 2014-06-01 | Medium
No | 042950 | Infusion Pumps, Multitherapy | 8100 Alaris Large Volume Pump Module (LVP) | 14086876 | Alaris Medical Systems | DMT Equipment Distribution | Akron | Akron City Campus | Akron City Hospital | Basement | 2014-06-01 | Medium
No | 042951 | Infusion Pumps, Multitherapy | 8100 Alaris Large Volume Pump Module (LVP) | 14086779 | Alaris Medical Systems | DMT Equipment Distribution | Akron | Akron City Campus | Akron City Hospital | Basement | 2014-06-01 | Medium
No | 042958 | Infusion Pumps, Multitherapy | 8100 Alaris Large Volume Pump Module (LVP) | 14086875 | Alaris Medical Systems | DMT Equipment Distribution | Akron | Akron City Campus | Akron City Hospital | Basement | 2014-06-01 | Medium
No | 042959 | Infusion Pumps, Multitherapy | 8100 Alaris Large Volume Pump Module (LVP) | 14086683 | Alaris Medical Systems | NEOCS Cardiology - Medina | Barberton | Medina Campus | Medina Medical Center | 2nd Floor | 2014-06-01 | Medium
No | 042960 | Infusion Pumps, Multitherapy | 8100 Alaris Large Volume Pump Module (LVP) | 14086719 | Alaris Medical Systems | DMT Equipment Distribution | Akron | Akron City Campus | Akron City Hospital | Basement | 2014-06-01 | Medium
No | 042961 | Infusion Pumps, Multitherapy | 8100 Alaris Large Volume Pump Module (LVP) | 14086799 | Alaris Medical Systems | DMT Equipment Distribution - SB | Barberton | Barberton Campus | Summa Barberton Hospital | 5th Floor | 2014-06-01 | Medium
No | 042962 | Infusion Pumps, Multitherapy | 8100 Alaris Large Volume Pump Module (LVP) | 14086795 | Alaris Medical Systems | DMT Equipment Distribution | Akron | Akron City Campus | Akron City Hospital | Basement | 2014-06-01 | Medium
No | 042963 | Infusion Pumps, Multitherapy | 8100 Alaris Large Volume Pump Module (LVP) | 14087014 | Alaris Medical Systems | DMT Equipment Distribution | Akron | Akron City Campus | Akron City Hospital | Basement | 2014-06-01 | Medium
No | 042964 | Infusion Pumps, Multitherapy | 8100 Alaris Large Volume Pump Module (LVP) | 14087099 | Alaris Medical Systems | Central Processing/Supply - SW | Barberton | Wadsworth Campus | Wadsworth-Rittman Medical Center | 1st Floor | 2014-06-01 | Medium
No | 042965 | Infusion Pumps, Multitherapy | 8100 Alaris Large Volume Pump Module (LVP) | 14087104 | Alaris Medical Systems | DMT Equipment Distribution - SB | Barberton | Barberton Campus | Summa Barberton Hospital | 5th Floor | 2014-06-01 | Medium
No | 042966 | Infusion Pumps, Multitherapy | 8100 Alaris Large Volume Pump Module (LVP) | 14086932 | Alaris Medical Systems | DMT Equipment Distribution | Akron | Akron City Campus | Akron City Hospital | Basement | 2014-06-01 | Medium
No | 042967 | Infusion Pumps, Multitherapy | 8100 Alaris Large Volume Pump Module (LVP) | 14086909 | Alaris Medical Systems | Central Processing/Supply - SW | Barberton | Wadsworth Campus | Wadsworth-Rittman Medical Center | 1st Floor | 2014-06-01 | Medium
No | 042968 | Infusion Pumps, Multitherapy | 8100 Alaris Large Volume Pump Module (LVP) | 14086914 | Alaris Medical Systems | DMT Equipment Distribution | Akron | Akron City Campus | Akron City Hospital | Basement | 2014-06-01 | Medium
No | 042969 | Infusion Pumps, Multitherapy | 8100 Alaris Large Volume Pump Module (LVP) | 14087013 | Alaris Medical Systems | DMT Equipment Distribution - SB | Barberton | Barberton Campus | Summa Barberton Hospital | 5th Floor | 2014-06-01 | Medium
No | 042970 | Infusion Pumps, Multitherapy | 8100 Alaris Large Volume Pump Module (LVP) | 14086703 | Alaris Medical Systems | DMT Equipment Distribution | Akron | Akron City Campus | Akron City Hospital | Basement | 2014-06-01 | Medium
No | 042971 | Infusion Pumps, Multitherapy | 8100 Alaris Large Volume Pump Module (LVP) | 14086692 | Alaris Medical Systems | DMT Equipment Distribution | Akron | Akron City Campus | Akron City Hospital | Basement | 2014-06-01 | Medium
No | 042987 | Infusion Pumps, Multitherapy | 8100 Alaris Large Volume Pump Module (LVP) | 14090807 | Alaris Medical Systems | DMT Equipment Distribution | Akron | Akron City Campus | Akron City Hospital | Basement | 2014-07-01 | Medium
No | 042989 | Infusion Pumps, Multitherapy | 8100 Alaris Large Volume Pump Module (LVP) | 14089945 | Alaris Medical Systems | DMT Equipment Distribution | Akron | Akron City Campus | Akron City Hospital | Basement | 2014-07-01 | Medium
No | 042990 | Infusion Pumps, Multitherapy | 8100 Alaris Large Volume Pump Module (LVP) | 14091003 | Alaris Medical Systems | DMT Equipment Distribution | Akron | Akron City Campus | Akron City Hospital | Basement | 2014-07-01 | Medium
No | 042991 | Infusion Pumps, Multitherapy | 8100 Alaris Large Volume Pump Module (LVP) | 14089933 | Alaris Medical Systems | DMT Equipment Distribution | Akron | Akron City Campus | Akron City Hospital | Basement | 2014-07-01 | Medium
No | 042992 | Infusion Pumps, Multitherapy | 8100 Alaris Large Volume Pump Module (LVP) | 14088294 | Alaris Medical Systems | DMT Equipment Distribution | Akron | Akron City Campus | Akron City Hospital | Basement | 2014-07-01 | Medium
No | 042993 | Infusion Pumps, Multitherapy | 8100 Alaris Large Volume Pump Module (LVP) | 14090047 | Alaris Medical Systems | DMT Equipment Distribution | Akron | Akron City Campus | Akron City Hospital | Basement | 2014-07-01 | Medium
No | 042994 | Infusion Pumps, Multitherapy | 8100 Alaris Large Volume Pump Module (LVP) | 14089982 | Alaris Medical Systems | DMT Equipment Distribution | Akron | Akron City Campus | Akron City Hospital | Basement | 2014-07-01 | Medium
No | 042997 | Infusion Pumps, Multitherapy | 8100 Alaris Large Volume Pump Module (LVP) | 14087824 | Alaris Medical Systems | DMT Equipment Distribution | Akron | Akron City Campus | Akron City Hospital | Basement | 2014-07-01 | Medium
No | 042998 | Infusion Pumps, Multitherapy | 8100 Alaris Large Volume Pump Module (LVP) | 14087054 | Alaris Medical Systems | DMT Equipment Distribution | Akron | Akron City Campus | Akron City Hospital | Basement | 2014-07-01 | Medium
No | 042999 | Infusion Pumps, Multitherapy | 8100 Alaris Large Volume Pump Module (LVP) | 14090574 | Alaris Medical Systems | DMT Equipment Distribution | Akron | Akron City Campus | Akron City Hospital | Basement | 2014-07-01 | Medium
No | 043321 | Infusion Pumps, Multitherapy | 8100 Alaris Large Volume Pump Module (LVP) | 14087273 | Alaris Medical Systems | DMT Equipment Distribution - SB | Barberton | Barberton Campus | Summa Barberton Hospital | 5th Floor | 2014-07-01 | Medium
No | 043322 | Infusion Pumps, Multitherapy | 8100 Alaris Large Volume Pump Module (LVP) | 14087220 | Alaris Medical Systems | DMT Equipment Distribution | Akron | Akron City Campus | Akron City Hospital | Basement | 2014-07-01 | Medium
No | 043323 | Infusion Pumps, Multitherapy | 8100 Alaris Large Volume Pump Module (LVP) | 14087331 | Alaris Medical Systems | DMT Equipment Distribution | Akron | Akron City Campus | Akron City Hospital | Basement | 2014-07-01 | Medium
No | 043324 | Infusion Pumps, Multitherapy | 8100 Alaris Large Volume Pump Module (LVP) | 14086161 | Alaris Medical Systems | DMT Equipment Distribution - SB | Barberton | Barberton Campus | Summa Barberton Hospital | 5th Floor | 2014-07-01 | Medium
No | 043325 | Infusion Pumps, Multitherapy | 8100 Alaris Large Volume Pump Module (LVP) | 14087650 | Alaris Medical Systems | DMT Equipment Distribution | Akron | Akron City Campus | Akron City Hospital | Basement | 2014-07-01 | Medium
No | 043326 | Infusion Pumps, Multitherapy | 8100 Alaris Large Volume Pump Module (LVP) | 14087524 | Alaris Medical Systems | DMT Equipment Distribution | Akron | Akron City Campus | Akron City Hospital | Basement | 2014-07-01 | Medium
No | 043327 | Infusion Pumps, Multitherapy | 8100 Alaris Large Volume Pump Module (LVP) | 14087771 | Alaris Medical Systems | DMT Equipment Distribution | Akron | Akron City Campus | Akron City Hospital | Basement | 2014-07-01 | Medium
No | 043328 | Infusion Pumps, Multitherapy | 8100 Alaris Large Volume Pump Module (LVP) | 14088461 | Alaris Medical Systems | DMT Equipment Distribution | Akron | Akron City Campus | Akron City Hospital | Basement | 2014-07-01 | Medium
No | 043329 | Infusion Pumps, Multitherapy | 8100 Alaris Large Volume Pump Module (LVP) | 14087340 | Alaris Medical Systems | DMT Equipment Distribution - SB | Barberton | Barberton Campus | Summa Barberton Hospital | 5th Floor | 2014-07-01 | Medium
No | 043330 | Infusion Pumps, Multitherapy | 8100 Alaris Large Volume Pump Module (LVP) | 14087108 | Alaris Medical Systems | DMT Equipment Distribution | Akron | Akron City Campus | Akron City Hospital | Basement | 2014-07-01 | Medium
No | 043331 | Infusion Pumps, Multitherapy | 8100 Alaris Large Volume Pump Module (LVP) | 14087518 | Alaris Medical Systems | DMT Equipment Distribution | Akron | Akron City Campus | Akron City Hospital | Basement | 2014-07-01 | Medium
No | 043332 | Infusion Pumps, Multitherapy | 8100 Alaris Large Volume Pump Module (LVP) | 14088264 | Alaris Medical Systems | DMT Equipment Distribution | Akron | Akron City Campus | Akron City Hospital | Basement | 2014-07-01 | Medium
No | 043333 | Infusion Pumps, Multitherapy | 8100 Alaris Large Volume Pump Module (LVP) | 14088573 | Alaris Medical Systems | DMT Equipment Distribution | Akron | Akron City Campus | Akron City Hospital | Basement | 2014-07-01 | Medium
No | 043334 | Infusion Pumps, Multitherapy | 8100 Alaris Large Volume Pump Module (LVP) | 14087404 | Alaris Medical Systems | DMT Equipment Distribution | Akron | Akron City Campus | Akron City Hospital | Basement | 2014-07-01 | Medium
No | 043335 | Infusion Pumps, Multitherapy | 8100 Alaris Large Volume Pump Module (LVP) | 14087403 | Alaris Medical Systems | DMT Equipment Distribution | Akron | Akron City Campus | Akron City Hospital | Basement | 2014-07-01 | Medium
No | 043336 | Infusion Pumps, Multitherapy | 8100 Alaris Large Volume Pump Module (LVP) | 14087184 | Alaris Medical Systems | DMT Equipment Distribution | Akron | Akron City Campus | Akron City Hospital | Basement | 2014-07-01 | Medium
No | 043337 | Infusion Pumps, Multitherapy | 8100 Alaris Large Volume Pump Module (LVP) | 14087536 | Alaris Medical Systems | DMT Equipment Distribution | Akron | Akron City Campus | Akron City Hospital | Basement | 2014-07-01 | Medium
No | 043338 | Infusion Pumps, Multitherapy | 8100 Alaris Large Volume Pump Module (LVP) | 14087170 | Alaris Medical Systems | DMT Equipment Distribution | Akron | Akron City Campus | Akron City Hospital | Basement | 2014-07-01 | Medium
No | 043339 | Infusion Pumps, Multitherapy | 8100 Alaris Large Volume Pump Module (LVP) | 14087218 | Alaris Medical Systems | DMT Equipment Distribution | Akron | Akron City Campus | Akron City Hospital | Basement | 2014-07-01 | Medium
No | 043340 | Infusion Pumps, Multitherapy | 8100 Alaris Large Volume Pump Module (LVP) | 14088217 | Alaris Medical Systems | DMT Equipment Distribution - SB | Barberton | Barberton Campus | Summa Barberton Hospital | 5th Floor | 2014-07-01 | Medium
No | 043341 | Infusion Pumps, Multitherapy | 8100 Alaris Large Volume Pump Module (LVP) | 14088315 | Alaris Medical Systems | Outpatient Oncology - Medina | Barberton | Medina Campus | Medina Medical Center | 1st Floor | 2014-07-01 | Medium
No | 043342 | Infusion Pumps, Multitherapy | 8100 Alaris Large Volume Pump Module (LVP) | 14087977 | Alaris Medical Systems | DMT Equipment Distribution | Akron | Akron City Campus | Akron City Hospital | Basement | 2014-07-01 | Medium
No | 043343 | Infusion Pumps, Multitherapy | 8100 Alaris Large Volume Pump Module (LVP) | 14088063 | Alaris Medical Systems | DMT Equipment Distribution | Akron | Akron City Campus | Akron City Hospital | Basement | 2014-07-01 | Medium
No | 043344 | Infusion Pumps, Multitherapy | 8100 Alaris Large Volume Pump Module (LVP) | 14087885 | Alaris Medical Systems | DMT Equipment Distribution | Akron | Akron City Campus | Akron City Hospital | Basement | 2014-07-01 | Medium
No | 043345 | Infusion Pumps, Multitherapy | 8100 Alaris Large Volume Pump Module (LVP) | 14087330 | Alaris Medical Systems | DMT Equipment Distribution - SB | Barberton | Barberton Campus | Summa Barberton Hospital | 5th Floor | 2014-07-01 | Medium
No | 043346 | Infusion Pumps, Multitherapy | 8100 Alaris Large Volume Pump Module (LVP) | 14088642 | Alaris Medical Systems | DMT Equipment Distribution | Akron | Akron City Campus | Akron City Hospital | Basement | 2014-07-01 | Medium
No | 043347 | Infusion Pumps, Multitherapy | 8100 Alaris Large Volume Pump Module (LVP) | 14088627 | Alaris Medical Systems | DMT Equipment Distribution | Akron | Akron City Campus | Akron City Hospital | Basement | 2014-07-01 | Medium
No | 043348 | Infusion Pumps, Multitherapy | 8100 Alaris Large Volume Pump Module (LVP) | 14088181 | Alaris Medical Systems | DMT Equipment Distribution | Akron | Akron City Campus | Akron City Hospital | Basement | 2014-07-01 | Medium
No | 043349 | Infusion Pumps, Multitherapy | 8100 Alaris Large Volume Pump Module (LVP) | 14087282 | Alaris Medical Systems | DMT Equipment Distribution | Akron | Akron City Campus | Akron City Hospital | Basement | 2014-07-01 | Medium
No | 043352 | Infusion Pumps, Multitherapy | 8100 Alaris Large Volume Pump Module (LVP) | 14087582 | Alaris Medical Systems | DMT Equipment Distribution | Akron | Akron City Campus | Akron City Hospital | Basement | 2014-07-01 | Medium
No | 043353 | Infusion Pumps, Multitherapy | 8100 Alaris Large Volume Pump Module (LVP) | 14087337 | Alaris Medical Systems | DMT Equipment Distribution | Akron | Akron City Campus | Akron City Hospital | Basement | 2014-07-01 | Medium
No | 043354 | Infusion Pumps, Multitherapy | 8100 Alaris Large Volume Pump Module (LVP) | 14088411 | Alaris Medical Systems | DMT Equipment Distribution | Akron | Akron City Campus | Akron City Hospital | Basement | 2014-07-01 | Medium
No | 043355 | Infusion Pumps, Multitherapy | 8100 Alaris Large Volume Pump Module (LVP) | 14088338 | Alaris Medical Systems | DMT Equipment Distribution | Akron | Akron City Campus | Akron City Hospital | Basement | 2014-07-01 | Medium
No | 043357 | Infusion Pumps, Multitherapy | 8100 Alaris Large Volume Pump Module (LVP) | 14108547 | Alaris Medical Systems | DMT Equipment Distribution | Akron | Akron City Campus | Akron City Hospital | Basement | 2014-07-01 | Medium
No | 043358 | Infusion Pumps, Multitherapy | 8100 Alaris Large Volume Pump Module (LVP) | 14108760 | Alaris Medical Systems | DMT Equipment Distribution - SB | Barberton | Barberton Campus | Summa Barberton Hospital | 5th Floor | 2014-07-01 | Medium
No | 043359 | Infusion Pumps, Multitherapy | 8100 Alaris Large Volume Pump Module (LVP) | 14108780 | Alaris Medical Systems | DMT Equipment Distribution - SB | Barberton | Green Campus | Green Medical Center | Ground Floor | 2014-07-01 | Medium
No | 043361 | Infusion Pumps, Multitherapy | 8100 Alaris Large Volume Pump Module (LVP) | 14106547 | Alaris Medical Systems | DMT Equipment Distribution | Akron | Akron City Campus | Akron City Hospital | Basement | 2014-07-01 | Medium
No | 043362 | Infusion Pumps, Multitherapy | 8100 Alaris Large Volume Pump Module (LVP) | 14008003 | Alaris Medical Systems | DMT Equipment Distribution | Akron | Akron City Campus | Akron City Hospital | Basement | 2014-07-01 | Medium
No | 043363 | Infusion Pumps, Multitherapy | 8100 Alaris Large Volume Pump Module (LVP) | 13942910 | Alaris Medical Systems | DMT Equipment Distribution - SB | Barberton | Barberton Campus | Summa Barberton Hospital | 5th Floor | 2014-07-01 | Medium
No | 043364 | Infusion Pumps, Multitherapy | 8100 Alaris Large Volume Pump Module (LVP) | 14071438 | Alaris Medical Systems | DMT Equipment Distribution | Akron | Akron City Campus | Akron City Hospital | Basement | 2014-06-01 | Medium
No | 043366 | Infusion Pumps, Multitherapy | 8100 Alaris Large Volume Pump Module (LVP) | 14071772 | Alaris Medical Systems | DMT Equipment Distribution | Akron | Akron City Campus | Akron City Hospital | Basement | 2014-07-01 | Medium
No | 043368 | Infusion Pumps, Multitherapy | 8100 Alaris Large Volume Pump Module (LVP) | 14071442 | Alaris Medical Systems | DMT Equipment Distribution | Akron | Akron City Campus | Akron City Hospital | Basement | 2014-07-01 | Medium
No | 043370 | Infusion Pumps, Multitherapy | 8100 Alaris Large Volume Pump Module (LVP) | 14071757 | Alaris Medical Systems | DMT Equipment Distribution | Akron | Akron City Campus | Akron City Hospital | Basement | 2014-07-01 | Medium
No | 043373 | Infusion Pumps, Multitherapy | 8100 Alaris Large Volume Pump Module (LVP) | 14071727 | Alaris Medical Systems | DMT Equipment Distribution | Akron | Akron City Campus | Akron City Hospital | Basement | 2014-07-01 | Medium
No | 043385 | Infusion Pumps, Multitherapy | 8100 Alaris Large Volume Pump Module (LVP) | 14096506 | Alaris Medical Systems | DMT Equipment Distribution | Akron | Akron City Campus | Akron City Hospital | Basement | 2014-07-01 | Medium
No | 043386 | Infusion Pumps, Multitherapy | 8100 Alaris Large Volume Pump Module (LVP) | 14095501 | Alaris Medical Systems | DMT Equipment Distribution | Akron | Akron City Campus | Akron City Hospital | Basement | 2014-07-01 | Medium
No | 043387 | Infusion Pumps, Multitherapy | 8100 Alaris Large Volume Pump Module (LVP) | 14096696 | Alaris Medical Systems | DMT Equipment Distribution | Akron | Akron City Campus | Akron City Hospital | Basement | 2014-07-01 | Medium
No | 043388 | Infusion Pumps, Multitherapy | 8100 Alaris Large Volume Pump Module (LVP) | 14096641 | Alaris Medical Systems | DMT Equipment Distribution | Akron | Akron City Campus | Akron City Hospital | Basement | 2014-07-01 | Medium
No | 043389 | Infusion Pumps, Multitherapy | 8100 Alaris Large Volume Pump Module (LVP) | 14094741 | Alaris Medical Systems | DMT Equipment Distribution | Akron | Akron City Campus | Akron City Hospital | Basement | 2014-07-01 | Medium
No | 043391 | Infusion Pumps, Multitherapy | 8100 Alaris Large Volume Pump Module (LVP) | 14095140 | Alaris Medical Systems | DMT Equipment Distribution | Akron | Akron City Campus | Akron City Hospital | Basement | 2014-07-01 | Medium
No | 043393 | Infusion Pumps, Multitherapy | 8100 Alaris Large Volume Pump Module (LVP) | 14096369 | Alaris Medical Systems | DMT Equipment Distribution | Akron | Akron City Campus | Akron City Hospital | Basement | 2014-07-01 | Medium
No | 043394 | Infusion Pumps, Multitherapy | 8100 Alaris Large Volume Pump Module (LVP) | 14095048 | Alaris Medical Systems | DMT Equipment Distribution | Akron | Akron City Campus | Akron City Hospital | Basement | 2014-07-01 | Medium
No | 043395 | Infusion Pumps, Multitherapy | 8100 Alaris Large Volume Pump Module (LVP) | 14095500 | Alaris Medical Systems | DMT Equipment Distribution - SB | Barberton | Barberton Campus | Summa Barberton Hospital | 5th Floor | 2014-07-01 | Medium
No | 043396 | Infusion Pumps, Multitherapy | 8100 Alaris Large Volume Pump Module (LVP) | 14096620 | Alaris Medical Systems | DMT Equipment Distribution | Akron | Akron City Campus | Akron City Hospital | Basement | 2014-07-01 | Medium
No | 043397 | Infusion Pumps, Multitherapy | 8100 Alaris Large Volume Pump Module (LVP) | 14095518 | Alaris Medical Systems | DMT Equipment Distribution | Akron | Akron City Campus | Akron City Hospital | Basement | 2014-07-01 | Medium
No | 043398 | Infusion Pumps, Multitherapy | 8100 Alaris Large Volume Pump Module (LVP) | 14095474 | Alaris Medical Systems | DMT Equipment Distribution | Akron | Akron City Campus | Akron City Hospital | Basement | 2014-07-01 | Medium
No | 043399 | Infusion Pumps, Multitherapy | 8100 Alaris Large Volume Pump Module (LVP) | 14095443 | Alaris Medical Systems | Staff Development | Akron | Corporate Campus | Corporate Center |  | 2014-07-01 | Medium
No | 043400 | Infusion Pumps, Multitherapy | 8100 Alaris Large Volume Pump Module (LVP) | 14095482 | Alaris Medical Systems | Staff Development | Akron | Corporate Campus | Corporate Center |  | 2014-07-01 | Medium
No | 043401 | Infusion Pumps, Multitherapy | 8100 Alaris Large Volume Pump Module (LVP) | 14096484 | Alaris Medical Systems | DMT Equipment Distribution | Akron | Akron City Campus | Akron City Hospital | Basement | 2014-07-01 | Medium
No | 043402 | Infusion Pumps, Multitherapy | 8100 Alaris Large Volume Pump Module (LVP) | 14095071 | Alaris Medical Systems | DMT Equipment Distribution | Akron | Akron City Campus | Akron City Hospital | Basement | 2014-07-01 | Medium
No | 043403 | Infusion Pumps, Multitherapy | 8100 Alaris Large Volume Pump Module (LVP) | 14095135 | Alaris Medical Systems | DMT Equipment Distribution | Akron | Akron City Campus | Akron City Hospital | Basement | 2014-07-01 | Medium
No | 043404 | Infusion Pumps, Multitherapy | 8100 Alaris Large Volume Pump Module (LVP) | 14095115 | Alaris Medical Systems | DMT Equipment Distribution - SB | Barberton | Barberton Campus | Summa Barberton Hospital | 5th Floor | 2014-07-01 | Medium
No | 043405 | Infusion Pumps, Multitherapy | 8100 Alaris Large Volume Pump Module (LVP) | 14095096 | Alaris Medical Systems | DMT Equipment Distribution | Akron | Akron City Campus | Akron City Hospital | Basement | 2014-07-01 | Medium
No | 043406 | Infusion Pumps, Multitherapy | 8100 Alaris Large Volume Pump Module (LVP) | 14095853 | Alaris Medical Systems | DMT Equipment Distribution | Akron | Akron City Campus | Akron City Hospital | Basement | 2014-07-01 | Medium
No | 043407 | Infusion Pumps, Multitherapy | 8100 Alaris Large Volume Pump Module (LVP) | 14095460 | Alaris Medical Systems | DMT Equipment Distribution | Akron | Akron City Campus | Akron City Hospital | Basement | 2014-07-01 | Medium
No | 043408 | Infusion Pumps, Multitherapy | 8100 Alaris Large Volume Pump Module (LVP) | 14095457 | Alaris Medical Systems | DMT Equipment Distribution | Akron | Akron City Campus | Akron City Hospital | Basement | 2014-07-01 | Medium
No | 043409 | Infusion Pumps, Multitherapy | 8100 Alaris Large Volume Pump Module (LVP) | 14095475 | Alaris Medical Systems | DMT Equipment Distribution | Akron | Akron City Campus | Akron City Hospital | Basement | 2014-07-01 | Medium
No | 043410 | Infusion Pumps, Multitherapy | 8100 Alaris Large Volume Pump Module (LVP) | 14096834 | Alaris Medical Systems | DMT Equipment Distribution | Akron | Akron City Campus | Akron City Hospital | Basement | 2014-07-01 | Medium
No | 043411 | Infusion Pumps, Multitherapy | 8100 Alaris Large Volume Pump Module (LVP) | 14095092 | Alaris Medical Systems | DMT Equipment Distribution | Akron | Akron City Campus | Akron City Hospital | Basement | 2014-07-01 | Medium
No | 043412 | Infusion Pumps, Multitherapy | 8100 Alaris Large Volume Pump Module (LVP) | 14095471 | Alaris Medical Systems | DMT Equipment Distribution | Akron | Akron City Campus | Akron City Hospital | Basement | 2014-07-01 | Medium
No | 043413 | Infusion Pumps, Multitherapy | 8100 Alaris Large Volume Pump Module (LVP) | 14095511 | Alaris Medical Systems | DMT Equipment Distribution | Akron | Akron City Campus | Akron City Hospital | Basement | 2014-07-01 | Medium
No | 043414 | Infusion Pumps, Multitherapy | 8100 Alaris Large Volume Pump Module (LVP) | 14095431 | Alaris Medical Systems | DMT Equipment Distribution - SB | Barberton | Barberton Campus | Summa Barberton Hospital | 5th Floor | 2014-07-01 | Medium
No | 043415 | Infusion Pumps, Multitherapy | 8100 Alaris Large Volume Pump Module (LVP) | 14095572 | Alaris Medical Systems | DMT Equipment Distribution | Akron | Akron City Campus | Akron City Hospital | Basement | 2014-07-01 | Medium
No | 043416 | Infusion Pumps, Multitherapy | 8100 Alaris Large Volume Pump Module (LVP) | 14095513 | Alaris Medical Systems | DMT Equipment Distribution | Akron | Akron City Campus | Akron City Hospital | Basement | 2014-07-01 | Medium
No | 043417 | Infusion Pumps, Multitherapy | 8100 Alaris Large Volume Pump Module (LVP) | 14095008 | Alaris Medical Systems | DMT Equipment Distribution | Akron | Akron City Campus | Akron City Hospital | Basement | 2014-07-01 | Medium
No | 043418 | Infusion Pumps, Multitherapy | 8100 Alaris Large Volume Pump Module (LVP) | 14095608 | Alaris Medical Systems | DMT Equipment Distribution - SB | Barberton | Barberton Campus | Summa Barberton Hospital | 5th Floor | 2014-07-01 | Medium
No | 043419 | Infusion Pumps, Multitherapy | 8100 Alaris Large Volume Pump Module (LVP) | 14095527 | Alaris Medical Systems | DMT Equipment Distribution - SB | Barberton | Barberton Campus | Summa Barberton Hospital | 5th Floor | 2014-07-01 | Medium
No | 043420 | Infusion Pumps, Multitherapy | 8100 Alaris Large Volume Pump Module (LVP) | 14095067 | Alaris Medical Systems | Emergency Department (ED) - Green | Barberton | Green Campus | Green Medical Center | Ground Floor | 2014-07-01 | Medium
No | 043421 | Infusion Pumps, Multitherapy | 8100 Alaris Large Volume Pump Module (LVP) | 14096650 | Alaris Medical Systems | DMT Equipment Distribution | Akron | Akron City Campus | Akron City Hospital | Basement | 2014-07-01 | Medium
No | 043422 | Infusion Pumps, Multitherapy | 8100 Alaris Large Volume Pump Module (LVP) | 14095006 | Alaris Medical Systems | DMT Equipment Distribution | Akron | Akron City Campus | Akron City Hospital | Basement | 2014-07-01 | Medium
No | 043423 | Infusion Pumps, Multitherapy | 8100 Alaris Large Volume Pump Module (LVP) | 14095041 | Alaris Medical Systems | DMT Equipment Distribution | Akron | Akron City Campus | Akron City Hospital | Basement | 2014-07-01 | Medium
No | 043424 | Infusion Pumps, Multitherapy | 8100 Alaris Large Volume Pump Module (LVP) | 14095012 | Alaris Medical Systems | DMT Equipment Distribution | Akron | Akron City Campus | Akron City Hospital | Basement | 2014-07-01 | Medium
No | 043425 | Infusion Pumps, Multitherapy | 8100 Alaris Large Volume Pump Module (LVP) | 14096492 | Alaris Medical Systems | DMT Equipment Distribution | Akron | Akron City Campus | Akron City Hospital | Basement | 2014-07-01 | Medium
No | 043426 | Infusion Pumps, Multitherapy | 8100 Alaris Large Volume Pump Module (LVP) | 14096963 | Alaris Medical Systems | DMT Equipment Distribution | Akron | Akron City Campus | Akron City Hospital | Basement | 2014-07-01 | Medium
No | 043427 | Infusion Pumps, Multitherapy | 8100 Alaris Large Volume Pump Module (LVP) | 14095533 | Alaris Medical Systems | Medina ASC | Barberton | Medina Campus | Medina Medical Center | 1st Floor | 2014-07-01 | Medium
No | 043428 | Infusion Pumps, Multitherapy | 8100 Alaris Large Volume Pump Module (LVP) | 14095033 | Alaris Medical Systems | DMT Equipment Distribution | Akron | Akron City Campus | Akron City Hospital | Basement | 2014-07-01 | Medium
No | 043429 | Infusion Pumps, Multitherapy | 8100 Alaris Large Volume Pump Module (LVP) | 14095477 | Alaris Medical Systems | DMT Equipment Distribution - SB | Barberton | Barberton Campus | Summa Barberton Hospital | 5th Floor | 2014-07-01 | Medium
No | 043430 | Infusion Pumps, Multitherapy | 8100 Alaris Large Volume Pump Module (LVP) | 14095186 | Alaris Medical Systems | DMT Equipment Distribution | Akron | Akron City Campus | Akron City Hospital | Basement | 2014-07-01 | Medium
No | 043431 | Infusion Pumps, Multitherapy | 8100 Alaris Large Volume Pump Module (LVP) | 14096820 | Alaris Medical Systems | DMT Equipment Distribution | Akron | Akron City Campus | Akron City Hospital | Basement | 2014-07-01 | Medium
No | 043432 | Infusion Pumps, Multitherapy | 8100 Alaris Large Volume Pump Module (LVP) | 14096824 | Alaris Medical Systems | Staff Development | Akron | Corporate Campus | Corporate Center |  | 2014-07-01 | Medium
No | 043433 | Infusion Pumps, Multitherapy | 8100 Alaris Large Volume Pump Module (LVP) | 14095611 | Alaris Medical Systems | DMT Equipment Distribution | Akron | Akron City Campus | Akron City Hospital | Basement | 2014-07-01 | Medium
No | 043434 | Infusion Pumps, Multitherapy | 8100 Alaris Large Volume Pump Module (LVP) | 14096527 | Alaris Medical Systems | DMT Equipment Distribution | Akron | Akron City Campus | Akron City Hospital | Basement | 2014-07-01 | Medium
No | 043435 | Infusion Pumps, Multitherapy | 8100 Alaris Large Volume Pump Module (LVP) | 14096758 | Alaris Medical Systems | Central Processing/Supply - SW | Barberton | Wadsworth Campus | Wadsworth-Rittman Medical Center | 1st Floor | 2014-07-01 | Medium
No | 043436 | Infusion Pumps, Multitherapy | 8100 Alaris Large Volume Pump Module (LVP) | 14095743 | Alaris Medical Systems | DMT Equipment Distribution | Akron | Akron City Campus | Akron City Hospital | Basement | 2014-07-01 | Medium
No | 043437 | Infusion Pumps, Multitherapy | 8100 Alaris Large Volume Pump Module (LVP) | 14096919 | Alaris Medical Systems | DMT Equipment Distribution | Akron | Akron City Campus | Akron City Hospital | Basement | 2014-07-01 | Medium
No | 043438 | Infusion Pumps, Multitherapy | 8100 Alaris Large Volume Pump Module (LVP) | 14095131 | Alaris Medical Systems | DMT Equipment Distribution | Akron | Akron City Campus | Akron City Hospital | Basement | 2014-07-01 | Medium
No | 043439 | Infusion Pumps, Multitherapy | 8100 Alaris Large Volume Pump Module (LVP) | 14095438 | Alaris Medical Systems | DMT Equipment Distribution | Akron | Akron City Campus | Akron City Hospital | Basement | 2014-07-01 | Medium
No | 043440 | Infusion Pumps, Multitherapy | 8100 Alaris Large Volume Pump Module (LVP) | 14095014 | Alaris Medical Systems | DMT Equipment Distribution | Akron | Akron City Campus | Akron City Hospital | Basement | 2014-07-01 | Medium
No | 043441 | Infusion Pumps, Multitherapy | 8100 Alaris Large Volume Pump Module (LVP) | 14095525 | Alaris Medical Systems | Virtual Care Simulation Lab | Akron | Akron City Campus | Akron City Hospital | 1st Floor | 2014-07-01 | Medium
No | 043442 | Infusion Pumps, Multitherapy | 8100 Alaris Large Volume Pump Module (LVP) | 14095085 | Alaris Medical Systems | DMT Equipment Distribution | Akron | Akron City Campus | Akron City Hospital | Basement | 2014-07-01 | Medium
No | 043443 | Infusion Pumps, Multitherapy | 8100 Alaris Large Volume Pump Module (LVP) | 14095091 | Alaris Medical Systems | DMT Equipment Distribution | Akron | Akron City Campus | Akron City Hospital | Basement | 2014-07-01 | Medium
No | 043444 | Infusion Pumps, Multitherapy | 8100 Alaris Large Volume Pump Module (LVP) | 14095108 | Alaris Medical Systems | DMT Equipment Distribution | Akron | Akron City Campus | Akron City Hospital | Basement | 2014-07-01 | Medium
No | 043445 | Infusion Pumps, Multitherapy | 8100 Alaris Large Volume Pump Module (LVP) | 14095090 | Alaris Medical Systems | DMT Equipment Distribution | Akron | Akron City Campus | Akron City Hospital | Basement | 2014-07-01 | Medium
No | 043446 | Infusion Pumps, Multitherapy | 8100 Alaris Large Volume Pump Module (LVP) | 14095089 | Alaris Medical Systems | DMT Equipment Distribution | Akron | Akron City Campus | Akron City Hospital | Basement | 2014-07-01 | Medium
No | 043447 | Infusion Pumps, Multitherapy | 8100 Alaris Large Volume Pump Module (LVP) | 14095429 | Alaris Medical Systems | Central Processing/Supply - SW | Barberton | Wadsworth Campus | Wadsworth-Rittman Medical Center | 1st Floor | 2014-07-01 | Medium
No | 043448 | Infusion Pumps, Multitherapy | 8100 Alaris Large Volume Pump Module (LVP) | 14095064 | Alaris Medical Systems | DMT Equipment Distribution - SB | Barberton | Barberton Campus | Summa Barberton Hospital | 5th Floor | 2014-07-01 | Medium
No | 043449 | Infusion Pumps, Multitherapy | 8100 Alaris Large Volume Pump Module (LVP) | 14094873 | Alaris Medical Systems | DMT Equipment Distribution | Akron | Akron City Campus | Akron City Hospital | Basement | 2014-07-01 | Medium
No | 043450 | Infusion Pumps, Multitherapy | 8100 Alaris Large Volume Pump Module (LVP) | 14095074 | Alaris Medical Systems | NEOCS Cardiology - Medina | Barberton | Medina Campus | Medina Medical Center | 2nd Floor | 2014-07-01 | Medium
No | 043452 | Infusion Pumps, Multitherapy | 8100 Alaris Large Volume Pump Module (LVP) | 14095007 | Alaris Medical Systems | DMT Equipment Distribution | Akron | Akron City Campus | Akron City Hospital | Basement | 2014-07-01 | Medium
No | 043453 | Infusion Pumps, Multitherapy | 8100 Alaris Large Volume Pump Module (LVP) | 14095459 | Alaris Medical Systems | DMT Equipment Distribution | Akron | Akron City Campus | Akron City Hospital | Basement | 2014-07-01 | Medium
No | 043454 | Infusion Pumps, Multitherapy | 8100 Alaris Large Volume Pump Module (LVP) | 14095060 | Alaris Medical Systems | Staff Development | Akron | Corporate Campus | Corporate Center |  | 2014-07-01 | Medium
No | 043455 | Infusion Pumps, Multitherapy | 8100 Alaris Large Volume Pump Module (LVP) | 14095042 | Alaris Medical Systems | DMT Equipment Distribution | Akron | Akron City Campus | Akron City Hospital | Basement | 2014-07-01 | Medium
No | 043456 | Infusion Pumps, Multitherapy | 8100 Alaris Large Volume Pump Module (LVP) | 14095484 | Alaris Medical Systems | DMT Equipment Distribution - SB | Barberton | Green Campus | Green Medical Center | Ground Floor | 2014-07-01 | Medium
No | 043457 | Infusion Pumps, Multitherapy | 8100 Alaris Large Volume Pump Module (LVP) | 14095485 | Alaris Medical Systems | DMT Equipment Distribution | Akron | Akron City Campus | Akron City Hospital | Basement | 2014-07-01 | Medium
No | 043458 | Infusion Pumps, Multitherapy | 8100 Alaris Large Volume Pump Module (LVP) | 14094976 | Alaris Medical Systems | DMT Equipment Distribution - SB | Barberton | Barberton Campus | Summa Barberton Hospital | 5th Floor | 2014-07-01 | Medium
No | 043459 | Infusion Pumps, Multitherapy | 8100 Alaris Large Volume Pump Module (LVP) | 14095043 | Alaris Medical Systems | DMT Equipment Distribution | Akron | Akron City Campus | Akron City Hospital | Basement | 2014-07-01 | Medium
No | 043460 | Infusion Pumps, Multitherapy | 8100 Alaris Large Volume Pump Module (LVP) | 14095106 | Alaris Medical Systems | DMT Equipment Distribution | Akron | Akron City Campus | Akron City Hospital | Basement | 2014-07-01 | Medium
No | 043462 | Infusion Pumps, Multitherapy | 8100 Alaris Large Volume Pump Module (LVP) | 14095498 | Alaris Medical Systems | DMT Equipment Distribution | Akron | Akron City Campus | Akron City Hospital | Basement | 2014-07-01 | Medium
No | 043463 | Infusion Pumps, Multitherapy | 8100 Alaris Large Volume Pump Module (LVP) | 14096701 | Alaris Medical Systems | DMT Equipment Distribution | Akron | Akron City Campus | Akron City Hospital | Basement | 2014-07-01 | Medium
No | 043464 | Infusion Pumps, Multitherapy | 8100 Alaris Large Volume Pump Module (LVP) | 14095566 | Alaris Medical Systems | DMT Equipment Distribution - SB | Barberton | Barberton Campus | Summa Barberton Hospital | 5th Floor | 2014-07-01 | Medium
No | 043465 | Infusion Pumps, Multitherapy | 8100 Alaris Large Volume Pump Module (LVP) | 14095019 | Alaris Medical Systems | DMT Equipment Distribution | Akron | Akron City Campus | Akron City Hospital | Basement | 2014-07-01 | Medium
No | 043466 | Infusion Pumps, Multitherapy | 8100 Alaris Large Volume Pump Module (LVP) | 14096744 | Alaris Medical Systems | DMT Equipment Distribution | Akron | Akron City Campus | Akron City Hospital | Basement | 2014-07-01 | Medium
No | 043467 | Infusion Pumps, Multitherapy | 8100 Alaris Large Volume Pump Module (LVP) | 14096826 | Alaris Medical Systems | DMT Equipment Distribution | Akron | Akron City Campus | Akron City Hospital | Basement | 2014-07-01 | Medium
No | 043468 | Infusion Pumps, Multitherapy | 8100 Alaris Large Volume Pump Module (LVP) | 14095114 | Alaris Medical Systems | DMT Equipment Distribution | Akron | Akron City Campus | Akron City Hospital | Basement | 2014-07-01 | Medium
No | 043469 | Infusion Pumps, Multitherapy | 8100 Alaris Large Volume Pump Module (LVP) | 14095034 | Alaris Medical Systems | DMT Equipment Distribution | Akron | Akron City Campus | Akron City Hospital | Basement | 2014-07-01 | Medium
No | 043470 | Infusion Pumps, Multitherapy | 8100 Alaris Large Volume Pump Module (LVP) | 14094899 | Alaris Medical Systems | DMT Equipment Distribution | Akron | Akron City Campus | Akron City Hospital | Basement | 2014-07-01 | Medium
No | 043471 | Infusion Pumps, Multitherapy | 8100 Alaris Large Volume Pump Module (LVP) | 14095015 | Alaris Medical Systems | DMT Equipment Distribution | Akron | Akron City Campus | Akron City Hospital | Basement | 2014-07-01 | Medium
No | 043473 | Infusion Pumps, Multitherapy | 8100 Alaris Large Volume Pump Module (LVP) | 14095011 | Alaris Medical Systems | DMT Equipment Distribution | Akron | Akron City Campus | Akron City Hospital | Basement | 2014-07-01 | Medium
No | 043474 | Infusion Pumps, Multitherapy | 8100 Alaris Large Volume Pump Module (LVP) | 14095118 | Alaris Medical Systems | DMT Equipment Distribution | Akron | Akron City Campus | Akron City Hospital | Basement | 2014-07-01 | Medium
No | 043475 | Infusion Pumps, Multitherapy | 8100 Alaris Large Volume Pump Module (LVP) | 14095032 | Alaris Medical Systems | DMT Equipment Distribution | Akron | Akron City Campus | Akron City Hospital | Basement | 2014-07-01 | Medium
No | 043476 | Infusion Pumps, Multitherapy | 8100 Alaris Large Volume Pump Module (LVP) | 14095441 | Alaris Medical Systems | DMT Equipment Distribution | Akron | Akron City Campus | Akron City Hospital | Basement | 2014-07-01 | Medium
No | 043477 | Infusion Pumps, Multitherapy | 8100 Alaris Large Volume Pump Module (LVP) | 14095458 | Alaris Medical Systems | DMT Equipment Distribution | Akron | Akron City Campus | Akron City Hospital | Basement | 2014-07-01 | Medium
No | 043478 | Infusion Pumps, Multitherapy | 8100 Alaris Large Volume Pump Module (LVP) | 14095035 | Alaris Medical Systems | Virtual Care Simulation Lab | Akron | Akron City Campus | Akron City Hospital | 1st Floor | 2014-07-01 | Medium
No | 043479 | Infusion Pumps, Multitherapy | 8100 Alaris Large Volume Pump Module (LVP) | 14095133 | Alaris Medical Systems | DMT Equipment Distribution | Akron | Akron City Campus | Akron City Hospital | Basement | 2014-07-01 | Medium
No | 043480 | Infusion Pumps, Multitherapy | 8100 Alaris Large Volume Pump Module (LVP) | 14095109 | Alaris Medical Systems | DMT Equipment Distribution | Akron | Akron City Campus | Akron City Hospital | Basement | 2014-07-01 | Medium
No | 043481 | Infusion Pumps, Multitherapy | 8100 Alaris Large Volume Pump Module (LVP) | 14095062 | Alaris Medical Systems | DMT Equipment Distribution | Akron | Akron City Campus | Akron City Hospital | Basement | 2014-07-01 | Medium
No | 043482 | Infusion Pumps, Multitherapy | 8100 Alaris Large Volume Pump Module (LVP) | 14095478 | Alaris Medical Systems | DMT Equipment Distribution | Akron | Akron City Campus | Akron City Hospital | Basement | 2014-07-01 | Medium
No | 043483 | Infusion Pumps, Multitherapy | 8100 Alaris Large Volume Pump Module (LVP) | 14094863 | Alaris Medical Systems | Central Processing/Supply - SW | Barberton | Wadsworth Campus | Wadsworth-Rittman Medical Center | 1st Floor | 2014-07-01 | Medium
No | 043484 | Infusion Pumps, Multitherapy | 8100 Alaris Large Volume Pump Module (LVP) | 14095050 | Alaris Medical Systems | Staff Development | Akron | Corporate Campus | Corporate Center |  | 2014-07-01 | Medium
No | 043485 | Infusion Pumps, Multitherapy | 8100 Alaris Large Volume Pump Module (LVP) | 14095116 | Alaris Medical Systems | DMT Equipment Distribution | Akron | Akron City Campus | Akron City Hospital | Basement | 2014-07-01 | Medium
No | 043486 | Infusion Pumps, Multitherapy | 8100 Alaris Large Volume Pump Module (LVP) | 14094977 | Alaris Medical Systems | DMT Equipment Distribution | Akron | Akron City Campus | Akron City Hospital | Basement | 2014-07-01 | Medium
No | 043487 | Infusion Pumps, Multitherapy | 8100 Alaris Large Volume Pump Module (LVP) | 14095038 | Alaris Medical Systems | DMT Equipment Distribution | Akron | Akron City Campus | Akron City Hospital | Basement | 2014-07-01 | Medium
No | 043488 | Infusion Pumps, Multitherapy | 8100 Alaris Large Volume Pump Module (LVP) | 14095053 | Alaris Medical Systems | DMT Equipment Distribution | Akron | Akron City Campus | Akron City Hospital | Basement | 2014-07-01 | Medium
No | 043489 | Infusion Pumps, Multitherapy | 8100 Alaris Large Volume Pump Module (LVP) | 14095088 | Alaris Medical Systems | DMT Equipment Distribution | Akron | Akron City Campus | Akron City Hospital | Basement | 2014-07-01 | Medium
No | 043490 | Infusion Pumps, Multitherapy | 8100 Alaris Large Volume Pump Module (LVP) | 14094880 | Alaris Medical Systems | DMT Equipment Distribution | Akron | Akron City Campus | Akron City Hospital | Basement | 2014-07-01 | Medium
No | 043491 | Infusion Pumps, Multitherapy | 8100 Alaris Large Volume Pump Module (LVP) | 14095016 | Alaris Medical Systems | Central Processing/Supply - SW | Barberton | Wadsworth Campus | Wadsworth-Rittman Medical Center | 1st Floor | 2014-07-01 | Medium
No | 043492 | Infusion Pumps, Multitherapy | 8100 Alaris Large Volume Pump Module (LVP) | 14095136 | Alaris Medical Systems | DMT Equipment Distribution | Akron | Akron City Campus | Akron City Hospital | Basement | 2014-07-01 | Medium
No | 043493 | Infusion Pumps, Multitherapy | 8100 Alaris Large Volume Pump Module (LVP) | 14095051 | Alaris Medical Systems | DMT Equipment Distribution - SB | Barberton | Barberton Campus | Summa Barberton Hospital | 5th Floor | 2014-07-01 | Medium
No | 043494 | Infusion Pumps, Multitherapy | 8100 Alaris Large Volume Pump Module (LVP) | 14095505 | Alaris Medical Systems | DMT Equipment Distribution | Akron | Akron City Campus | Akron City Hospital | Basement | 2014-07-01 | Medium
No | 043495 | Infusion Pumps, Multitherapy | 8100 Alaris Large Volume Pump Module (LVP) | 14095128 | Alaris Medical Systems | DMT Equipment Distribution | Akron | Akron City Campus | Akron City Hospital | Basement | 2014-07-01 | Medium
No | 043496 | Infusion Pumps, Multitherapy | 8100 Alaris Large Volume Pump Module (LVP) | 14095009 | Alaris Medical Systems | DMT Equipment Distribution | Akron | Akron City Campus | Akron City Hospital | Basement | 2014-07-01 | Medium
No | 043497 | Infusion Pumps, Multitherapy | 8100 Alaris Large Volume Pump Module (LVP) | 14095665 | Alaris Medical Systems | DMT Equipment Distribution | Akron | Akron City Campus | Akron City Hospital | Basement | 2014-07-01 | Medium
No | 043498 | Infusion Pumps, Multitherapy | 8100 Alaris Large Volume Pump Module (LVP) | 14095487 | Alaris Medical Systems | Outpatient Oncology - Medina | Barberton | Medina Campus | Medina Medical Center | 1st Floor | 2014-07-01 | Medium
No | 043499 | Infusion Pumps, Multitherapy | 8100 Alaris Large Volume Pump Module (LVP) | 14095420 | Alaris Medical Systems | SCI-CV Testing Center - Stow | Akron | Stow-Kent Campus | Stow-Kent Medical Center | 1st Floor | 2014-07-01 | Medium
No | 051968 | Infusion Pumps, Multitherapy | 8100 Alaris Large Volume Pump Module (LVP) | 14090678 | Alaris Medical Systems | DMT Equipment Distribution | Akron | Akron City Campus | Akron City Hospital | Basement | 2014-07-01 | Medium
No | 052119 | Infusion Pumps, Multitherapy | 8100 Alaris Large Volume Pump Module (LVP) | 14087937 | Alaris Medical Systems | Virtual Care Simulation Lab | Akron | Akron City Campus | Akron City Hospital | 1st Floor | 2014-07-01 | Medium
No | 055425 | Infusion Pumps, Multitherapy | 8100 Alaris Large Volume Pump Module (LVP) | 15255470 | Alaris Medical Systems | DMT Equipment Distribution | Akron | Akron City Campus | Akron City Hospital | Basement | 2018-08-15 | Medium
No | 055426 | Infusion Pumps, Multitherapy | 8100 Alaris Large Volume Pump Module (LVP) | 15255420 | Alaris Medical Systems | DMT Equipment Distribution - SB | Barberton | Barberton Campus | Summa Barberton Hospital | 5th Floor | 2018-08-15 | Medium
No | 055427 | Infusion Pumps, Multitherapy | 8100 Alaris Large Volume Pump Module (LVP) | 15255806 | Alaris Medical Systems | DMT Equipment Distribution | Akron | Akron City Campus | Akron City Hospital | Basement | 2018-08-15 | Medium
No | 055428 | Infusion Pumps, Multitherapy | 8100 Alaris Large Volume Pump Module (LVP) | 15254899 | Alaris Medical Systems | DMT Equipment Distribution | Akron | Akron City Campus | Akron City Hospital | Basement | 2018-08-15 | Medium
No | 055429 | Infusion Pumps, Multitherapy | 8100 Alaris Large Volume Pump Module (LVP) | 15254811 | Alaris Medical Systems | DMT Equipment Distribution | Akron | Akron City Campus | Akron City Hospital | Basement | 2018-08-15 | Medium
No | 055430 | Infusion Pumps, Multitherapy | 8100 Alaris Large Volume Pump Module (LVP) | 15254929 | Alaris Medical Systems | DMT Equipment Distribution - SB | Barberton | Barberton Campus | Summa Barberton Hospital | 5th Floor | 2018-08-15 | Medium
No | 055431 | Infusion Pumps, Multitherapy | 8100 Alaris Large Volume Pump Module (LVP) | 15254934 | Alaris Medical Systems | DMT Equipment Distribution | Akron | Akron City Campus | Akron City Hospital | Basement | 2018-08-15 | Medium
No | 055432 | Infusion Pumps, Multitherapy | 8100 Alaris Large Volume Pump Module (LVP) | 15254922 | Alaris Medical Systems | DMT Equipment Distribution | Akron | Akron City Campus | Akron City Hospital | Basement | 2018-08-15 | Medium
No | 055433 | Infusion Pumps, Multitherapy | 8100 Alaris Large Volume Pump Module (LVP) | 15247042 | Alaris Medical Systems | DMT Equipment Distribution | Akron | Akron City Campus | Akron City Hospital | Basement | 2018-08-15 | Medium
No | 055434 | Infusion Pumps, Multitherapy | 8100 Alaris Large Volume Pump Module (LVP) | 15254960 | Alaris Medical Systems | DMT Equipment Distribution | Akron | Akron City Campus | Akron City Hospital | Basement | 2018-08-15 | Medium
No | 055435 | Infusion Pumps, Multitherapy | 8100 Alaris Large Volume Pump Module (LVP) | 15254740 | Alaris Medical Systems | DMT Equipment Distribution | Akron | Akron City Campus | Akron City Hospital | Basement | 2018-08-15 | Medium
No | 055436 | Infusion Pumps, Multitherapy | 8100 Alaris Large Volume Pump Module (LVP) | 15255423 | Alaris Medical Systems | DMT Equipment Distribution | Akron | Akron City Campus | Akron City Hospital | Basement | 2018-08-15 | Medium
No | 055437 | Infusion Pumps, Multitherapy | 8100 Alaris Large Volume Pump Module (LVP) | 15255445 | Alaris Medical Systems | DMT Equipment Distribution | Akron | Akron City Campus | Akron City Hospital | Basement | 2018-08-15 | Medium
No | 055438 | Infusion Pumps, Multitherapy | 8100 Alaris Large Volume Pump Module (LVP) | 15255442 | Alaris Medical Systems | DMT Equipment Distribution | Akron | Akron City Campus | Akron City Hospital | Basement | 2018-08-15 | Medium
No | 055439 | Infusion Pumps, Multitherapy | 8100 Alaris Large Volume Pump Module (LVP) | 15255775 | Alaris Medical Systems | DMT Equipment Distribution | Akron | Akron City Campus | Akron City Hospital | Basement | 2018-08-15 | Medium
No | 055440 | Infusion Pumps, Multitherapy | 8100 Alaris Large Volume Pump Module (LVP) | 15255504 | Alaris Medical Systems | DMT Equipment Distribution | Akron | Akron City Campus | Akron City Hospital | Basement | 2018-08-15 | Medium
No | 055441 | Infusion Pumps, Multitherapy | 8100 Alaris Large Volume Pump Module (LVP) | 15255038 | Alaris Medical Systems | DMT Equipment Distribution | Akron | Akron City Campus | Akron City Hospital | Basement | 2018-08-15 | Medium
No | 055442 | Infusion Pumps, Multitherapy | 8100 Alaris Large Volume Pump Module (LVP) | 15255013 | Alaris Medical Systems | DMT Equipment Distribution | Akron | Akron City Campus | Akron City Hospital | Basement | 2018-08-15 | Medium
No | 055443 | Infusion Pumps, Multitherapy | 8100 Alaris Large Volume Pump Module (LVP) | 15255773 | Alaris Medical Systems | DMT Equipment Distribution | Akron | Akron City Campus | Akron City Hospital | Basement | 2018-08-15 | Medium
No | 055444 | Infusion Pumps, Multitherapy | 8100 Alaris Large Volume Pump Module (LVP) | 15254880 | Alaris Medical Systems | DMT Equipment Distribution | Akron | Akron City Campus | Akron City Hospital | Basement | 2018-08-15 | Medium
No | 055445 | Infusion Pumps, Multitherapy | 8100 Alaris Large Volume Pump Module (LVP) | 15255008 | Alaris Medical Systems | DMT Equipment Distribution | Akron | Akron City Campus | Akron City Hospital | Basement | 2018-08-15 | Medium
No | 055446 | Infusion Pumps, Multitherapy | 8100 Alaris Large Volume Pump Module (LVP) | 15255435 | Alaris Medical Systems | DMT Equipment Distribution | Akron | Akron City Campus | Akron City Hospital | Basement | 2018-08-15 | Medium
No | 055447 | Infusion Pumps, Multitherapy | 8100 Alaris Large Volume Pump Module (LVP) | 15254773 | Alaris Medical Systems | DMT Equipment Distribution | Akron | Akron City Campus | Akron City Hospital | Basement | 2018-08-15 | Medium
No | 055448 | Infusion Pumps, Multitherapy | 8100 Alaris Large Volume Pump Module (LVP) | 15254790 | Alaris Medical Systems | DMT Equipment Distribution | Akron | Akron City Campus | Akron City Hospital | Basement | 2018-08-15 | Medium
No | 055449 | Infusion Pumps, Multitherapy | 8100 Alaris Large Volume Pump Module (LVP) | 15255408 | Alaris Medical Systems | DMT Equipment Distribution | Akron | Akron City Campus | Akron City Hospital | Basement | 2018-08-15 | Medium
No | 055450 | Infusion Pumps, Multitherapy | 8100 Alaris Large Volume Pump Module (LVP) | 15254962 | Alaris Medical Systems | DMT Equipment Distribution | Akron | Akron City Campus | Akron City Hospital | Basement | 2018-08-15 | Medium
No | 055451 | Infusion Pumps, Multitherapy | 8100 Alaris Large Volume Pump Module (LVP) | 15255334 | Alaris Medical Systems | DMT Equipment Distribution | Akron | Akron City Campus | Akron City Hospital | Basement | 2018-08-15 | Medium
No | 055452 | Infusion Pumps, Multitherapy | 8100 Alaris Large Volume Pump Module (LVP) | 15254781 | Alaris Medical Systems | DMT Equipment Distribution | Akron | Akron City Campus | Akron City Hospital | Basement | 2018-08-15 | Medium
No | 055453 | Infusion Pumps, Multitherapy | 8100 Alaris Large Volume Pump Module (LVP) | 15255541 | Alaris Medical Systems | DMT Equipment Distribution | Akron | Akron City Campus | Akron City Hospital | Basement | 2018-08-15 | Medium
No | 055454 | Infusion Pumps, Multitherapy | 8100 Alaris Large Volume Pump Module (LVP) | 15255817 | Alaris Medical Systems | DMT Equipment Distribution | Akron | Akron City Campus | Akron City Hospital | Basement | 2018-08-15 | Medium
No | 055455 | Infusion Pumps, Multitherapy | 8100 Alaris Large Volume Pump Module (LVP) | 15255459 | Alaris Medical Systems | DMT Equipment Distribution - SB | Barberton | Barberton Campus | Summa Barberton Hospital | 5th Floor | 2018-08-15 | Medium
No | 055456 | Infusion Pumps, Multitherapy | 8100 Alaris Large Volume Pump Module (LVP) | 15254973 | Alaris Medical Systems | DMT Equipment Distribution | Akron | Akron City Campus | Akron City Hospital | Basement | 2018-08-15 | Medium
No | 055457 | Infusion Pumps, Multitherapy | 8100 Alaris Large Volume Pump Module (LVP) | 15255533 | Alaris Medical Systems | DMT Equipment Distribution | Akron | Akron City Campus | Akron City Hospital | Basement | 2018-08-15 | Medium
No | 055458 | Infusion Pumps, Multitherapy | 8100 Alaris Large Volume Pump Module (LVP) | 15255793 | Alaris Medical Systems | DMT Equipment Distribution | Akron | Akron City Campus | Akron City Hospital | Basement | 2018-08-15 | Medium
No | 055459 | Infusion Pumps, Multitherapy | 8100 Alaris Large Volume Pump Module (LVP) | 15255411 | Alaris Medical Systems | DMT Equipment Distribution | Akron | Akron City Campus | Akron City Hospital | Basement | 2018-08-15 | Medium
No | 055460 | Infusion Pumps, Multitherapy | 8100 Alaris Large Volume Pump Module (LVP) | 15255440 | Alaris Medical Systems | DMT Equipment Distribution | Akron | Akron City Campus | Akron City Hospital | Basement | 2018-08-15 | Medium
No | 055461 | Infusion Pumps, Multitherapy | 8100 Alaris Large Volume Pump Module (LVP) | 15255367 | Alaris Medical Systems | DMT Equipment Distribution | Akron | Akron City Campus | Akron City Hospital | Basement | 2018-08-15 | Medium
No | 055462 | Infusion Pumps, Multitherapy | 8100 Alaris Large Volume Pump Module (LVP) | 15255462 | Alaris Medical Systems | DMT Equipment Distribution | Akron | Akron City Campus | Akron City Hospital | Basement | 2018-08-15 | Medium
No | 055463 | Infusion Pumps, Multitherapy | 8100 Alaris Large Volume Pump Module (LVP) | 15255366 | Alaris Medical Systems | DMT Equipment Distribution | Akron | Akron City Campus | Akron City Hospital | Basement | 2018-08-15 | Medium
No | 055464 | Infusion Pumps, Multitherapy | 8100 Alaris Large Volume Pump Module (LVP) | 15254958 | Alaris Medical Systems | DMT Equipment Distribution | Akron | Akron City Campus | Akron City Hospital | Basement | 2018-08-15 | Medium
No | 055465 | Infusion Pumps, Multitherapy | 8100 Alaris Large Volume Pump Module (LVP) | 15255466 | Alaris Medical Systems | DMT Equipment Distribution | Akron | Akron City Campus | Akron City Hospital | Basement | 2018-08-15 | Medium
No | 055466 | Infusion Pumps, Multitherapy | 8100 Alaris Large Volume Pump Module (LVP) | 15254848 | Alaris Medical Systems | DMT Equipment Distribution | Akron | Akron City Campus | Akron City Hospital | Basement | 2018-08-15 | Medium
No | 055467 | Infusion Pumps, Multitherapy | 8100 Alaris Large Volume Pump Module (LVP) | 15255447 | Alaris Medical Systems | DMT Equipment Distribution - SB | Barberton | Barberton Campus | Summa Barberton Hospital | 5th Floor | 2018-08-15 | Medium
No | 055468 | Infusion Pumps, Multitherapy | 8100 Alaris Large Volume Pump Module (LVP) | 15255391 | Alaris Medical Systems | DMT Equipment Distribution - SB | Barberton | Barberton Campus | Summa Barberton Hospital | 5th Floor | 2018-08-15 | Medium
No | 055469 | Infusion Pumps, Multitherapy | 8100 Alaris Large Volume Pump Module (LVP) | 15254799 | Alaris Medical Systems | DMT Equipment Distribution | Akron | Akron City Campus | Akron City Hospital | Basement | 2018-08-15 | Medium
No | 055470 | Infusion Pumps, Multitherapy | 8100 Alaris Large Volume Pump Module (LVP) | 15255449 | Alaris Medical Systems | DMT Equipment Distribution | Akron | Akron City Campus | Akron City Hospital | Basement | 2018-08-15 | Medium
No | 055471 | Infusion Pumps, Multitherapy | 8100 Alaris Large Volume Pump Module (LVP) | 15255431 | Alaris Medical Systems | DMT Equipment Distribution | Akron | Akron City Campus | Akron City Hospital | Basement | 2018-08-15 | Medium
No | 055472 | Infusion Pumps, Multitherapy | 8100 Alaris Large Volume Pump Module (LVP) | 15254966 | Alaris Medical Systems | DMT Equipment Distribution | Akron | Akron City Campus | Akron City Hospital | Basement | 2018-08-15 | Medium
No | 055473 | Infusion Pumps, Multitherapy | 8100 Alaris Large Volume Pump Module (LVP) | 15254719 | Alaris Medical Systems | DMT Equipment Distribution | Akron | Akron City Campus | Akron City Hospital | Basement | 2018-08-15 | Medium
No | 055474 | Infusion Pumps, Multitherapy | 8100 Alaris Large Volume Pump Module (LVP) | 15254784 | Alaris Medical Systems | DMT Equipment Distribution | Akron | Akron City Campus | Akron City Hospital | Basement | 2018-08-15 | Medium
No | 055475 | Infusion Pumps, Multitherapy | 8100 Alaris Large Volume Pump Module (LVP) | 15255571 | Alaris Medical Systems | DMT Equipment Distribution | Akron | Akron City Campus | Akron City Hospital | Basement | 2018-08-15 | Medium
No | 055476 | Infusion Pumps, Multitherapy | 8100 Alaris Large Volume Pump Module (LVP) | 15255796 | Alaris Medical Systems | Infusion Center - Stow | Akron | Stow-Kent Campus | Stow-Kent Medical Center | 1st Floor | 2018-08-15 | Medium
No | 055477 | Infusion Pumps, Multitherapy | 8100 Alaris Large Volume Pump Module (LVP) | 15255434 | Alaris Medical Systems | DMT Equipment Distribution | Akron | Akron City Campus | Akron City Hospital | Basement | 2018-08-15 | Medium
No | 055478 | Infusion Pumps, Multitherapy | 8100 Alaris Large Volume Pump Module (LVP) | 15255368 | Alaris Medical Systems | DMT Equipment Distribution | Akron | Akron City Campus | Akron City Hospital | Basement | 2018-08-15 | Medium
No | 055479 | Infusion Pumps, Multitherapy | 8100 Alaris Large Volume Pump Module (LVP) | 15254971 | Alaris Medical Systems | DMT Equipment Distribution | Akron | Akron City Campus | Akron City Hospital | Basement | 2018-08-15 | Medium
No | 055480 | Infusion Pumps, Multitherapy | 8100 Alaris Large Volume Pump Module (LVP) | 15254855 | Alaris Medical Systems | DMT Equipment Distribution | Akron | Akron City Campus | Akron City Hospital | Basement | 2018-08-15 | Medium
No | 055481 | Infusion Pumps, Multitherapy | 8100 Alaris Large Volume Pump Module (LVP) | 15255723 | Alaris Medical Systems | DMT Equipment Distribution - SB | Barberton | Green Campus | Green Medical Center | Ground Floor | 2018-08-15 | Medium
No | 055482 | Infusion Pumps, Multitherapy | 8100 Alaris Large Volume Pump Module (LVP) | 15255429 | Alaris Medical Systems | DMT Equipment Distribution | Akron | Akron City Campus | Akron City Hospital | Basement | 2018-08-15 | Medium
No | 055483 | Infusion Pumps, Multitherapy | 8100 Alaris Large Volume Pump Module (LVP) | 15255726 | Alaris Medical Systems | DMT Equipment Distribution | Akron | Akron City Campus | Akron City Hospital | Basement | 2018-08-15 | Medium
No | 055484 | Infusion Pumps, Multitherapy | 8100 Alaris Large Volume Pump Module (LVP) | 15255393 | Alaris Medical Systems | DMT Equipment Distribution | Akron | Akron City Campus | Akron City Hospital | Basement | 2018-08-15 | Medium
No | 055485 | Infusion Pumps, Multitherapy | 8100 Alaris Large Volume Pump Module (LVP) | 15254865 | Alaris Medical Systems | DMT Equipment Distribution | Akron | Akron City Campus | Akron City Hospital | Basement | 2018-08-15 | Medium
No | 055486 | Infusion Pumps, Multitherapy | 8100 Alaris Large Volume Pump Module (LVP) | 15255803 | Alaris Medical Systems | DMT Equipment Distribution - SB | Barberton | Barberton Campus | Summa Barberton Hospital | 5th Floor | 2018-08-15 | Medium
No | 055487 | Infusion Pumps, Multitherapy | 8100 Alaris Large Volume Pump Module (LVP) | 15255797 | Alaris Medical Systems | DMT Equipment Distribution | Akron | Akron City Campus | Akron City Hospital | Basement | 2018-08-15 | Medium
No | 055488 | Infusion Pumps, Multitherapy | 8100 Alaris Large Volume Pump Module (LVP) | 15255537 | Alaris Medical Systems | DMT Equipment Distribution | Akron | Akron City Campus | Akron City Hospital | Basement | 2018-08-15 | Medium
No | 055489 | Infusion Pumps, Multitherapy | 8100 Alaris Large Volume Pump Module (LVP) | 15255478 | Alaris Medical Systems | DMT Equipment Distribution | Akron | Akron City Campus | Akron City Hospital | Basement | 2018-08-15 | Medium
No | 055491 | Infusion Pumps, Multitherapy | 8100 Alaris Large Volume Pump Module (LVP) | 15255538 | Alaris Medical Systems | DMT Equipment Distribution | Akron | Akron City Campus | Akron City Hospital | Basement | 2018-08-15 | Medium
No | 058437 | Infusion Pumps, Multitherapy | 8100 Alaris Large Volume Pump Module (LVP) | 15533893 | Alaris Medical Systems | DMT Equipment Distribution | Akron | Akron City Campus | Akron City Hospital | Basement | 2019-10-18 | Medium
No | 058438 | Infusion Pumps, Multitherapy | 8100 Alaris Large Volume Pump Module (LVP) | 15701887 | Alaris Medical Systems | DMT Equipment Distribution | Akron | Akron City Campus | Akron City Hospital | Basement | 2019-10-18 | Medium
No | 058439 | Infusion Pumps, Multitherapy | 8100 Alaris Large Volume Pump Module (LVP) | 15701929 | Alaris Medical Systems | DMT Equipment Distribution | Akron | Akron City Campus | Akron City Hospital | Basement | 2019-10-18 | Medium
No | 058440 | Infusion Pumps, Multitherapy | 8100 Alaris Large Volume Pump Module (LVP) | 15701921 | Alaris Medical Systems | DMT Equipment Distribution | Akron | Akron City Campus | Akron City Hospital | Basement | 2019-10-18 | Medium
No | 058441 | Infusion Pumps, Multitherapy | 8100 Alaris Large Volume Pump Module (LVP) | 15701897 | Alaris Medical Systems | DMT Equipment Distribution | Akron | Akron City Campus | Akron City Hospital | Basement | 2019-10-18 | Medium
No | 058442 | Infusion Pumps, Multitherapy | 8100 Alaris Large Volume Pump Module (LVP) | 15701979 | Alaris Medical Systems | Infusion Center - Stow | Akron | Stow-Kent Campus | Stow-Kent Medical Center | 1st Floor | 2019-10-18 | Medium
No | 058443 | Infusion Pumps, Multitherapy | 8100 Alaris Large Volume Pump Module (LVP) | 15701982 | Alaris Medical Systems | DMT Equipment Distribution | Akron | Akron City Campus | Akron City Hospital | Basement | 2019-10-18 | Medium
No | 058444 | Infusion Pumps, Multitherapy | 8100 Alaris Large Volume Pump Module (LVP) | 15702024 | Alaris Medical Systems | DMT Equipment Distribution | Akron | Akron City Campus | Akron City Hospital | Basement | 2019-10-18 | Medium
No | 058445 | Infusion Pumps, Multitherapy | 8100 Alaris Large Volume Pump Module (LVP) | 15702051 | Alaris Medical Systems | DMT Equipment Distribution | Akron | Akron City Campus | Akron City Hospital | Basement | 2019-10-18 | Medium
No | 058446 | Infusion Pumps, Multitherapy | 8100 Alaris Large Volume Pump Module (LVP) | 15702054 | Alaris Medical Systems | DMT Equipment Distribution | Akron | Akron City Campus | Akron City Hospital | Basement | 2019-10-18 | Medium
No | 058447 | Infusion Pumps, Multitherapy | 8100 Alaris Large Volume Pump Module (LVP) | 15702085 | Alaris Medical Systems | DMT Equipment Distribution | Akron | Akron City Campus | Akron City Hospital | Basement | 2019-10-18 | Medium
No | 058598 | Infusion Pumps, Multitherapy | 8100 Alaris Large Volume Pump Module (LVP) | 15649282 | Alaris Medical Systems | DMT Equipment Distribution | Akron | Akron City Campus | Akron City Hospital | Basement | 2020-02-14 | Medium
No | 060266 | Infusion Pumps, Multitherapy | 8100 Alaris Large Volume Pump Module (LVP) | 12356607 | Alaris Medical Systems | DMT Equipment Distribution | Akron | Akron City Campus | Akron City Hospital | Basement | 2021-06-14 | Medium
No | 060267 | Infusion Pumps, Multitherapy | 8100 Alaris Large Volume Pump Module (LVP) | 12794280 | Alaris Medical Systems | Infusion Center - Stow | Akron | Stow-Kent Campus | Stow-Kent Medical Center | 1st Floor | 2021-06-14 | Medium
No | 060660 | Infusion Pumps, Multitherapy | 8100 Alaris Large Volume Pump Module (LVP) | 12358331 | Alaris Medical Systems | DMT Equipment Distribution | Akron | Akron City Campus | Akron City Hospital | Basement | 2021-06-14 | Medium
No | 060661 | Infusion Pumps, Multitherapy | 8100 Alaris Large Volume Pump Module (LVP) | 12793677 | Alaris Medical Systems | DMT Equipment Distribution | Akron | Akron City Campus | Akron City Hospital | Basement | 2021-06-14 | Medium
No | 060662 | Infusion Pumps, Multitherapy | 8100 Alaris Large Volume Pump Module (LVP) | 12358786 | Alaris Medical Systems | DMT Equipment Distribution | Akron | Akron City Campus | Akron City Hospital | Basement | 2021-06-14 | Medium
No | 060663 | Infusion Pumps, Multitherapy | 8100 Alaris Large Volume Pump Module (LVP) | 12347876 | Alaris Medical Systems | DMT Equipment Distribution | Akron | Akron City Campus | Akron City Hospital | Basement | 2021-06-14 | Medium
No | 060664 | Infusion Pumps, Multitherapy | 8100 Alaris Large Volume Pump Module (LVP) | 12358183 | Alaris Medical Systems | DMT Equipment Distribution | Akron | Akron City Campus | Akron City Hospital | Basement | 2021-06-14 | Medium
No | 060665 | Infusion Pumps, Multitherapy | 8100 Alaris Large Volume Pump Module (LVP) | 13862352 | Alaris Medical Systems | DMT Equipment Distribution | Akron | Akron City Campus | Akron City Hospital | Basement | 2021-06-14 | Medium
No | 060666 | Infusion Pumps, Multitherapy | 8100 Alaris Large Volume Pump Module (LVP) | 12525810 | Alaris Medical Systems | DMT Equipment Distribution | Akron | Akron City Campus | Akron City Hospital | Basement | 2021-06-14 | Medium
No | 060667 | Infusion Pumps, Multitherapy | 8100 Alaris Large Volume Pump Module (LVP) | 13547604 | Alaris Medical Systems | DMT Equipment Distribution | Akron | Akron City Campus | Akron City Hospital | Basement | 2021-06-14 | Medium
No | 060668 | Infusion Pumps, Multitherapy | 8100 Alaris Large Volume Pump Module (LVP) | 14380883 | Alaris Medical Systems | DMT Equipment Distribution | Akron | Akron City Campus | Akron City Hospital | Basement | 2021-06-14 | Medium
No | 060669 | Infusion Pumps, Multitherapy | 8100 Alaris Large Volume Pump Module (LVP) | 13862166 | Alaris Medical Systems | DMT Equipment Distribution | Akron | Akron City Campus | Akron City Hospital | Basement | 2021-06-14 | Medium
No | 060670 | Infusion Pumps, Multitherapy | 8100 Alaris Large Volume Pump Module (LVP) | 13875811 | Alaris Medical Systems | DMT Equipment Distribution | Akron | Akron City Campus | Akron City Hospital | Basement | 2021-06-14 | Medium
No | 060671 | Infusion Pumps, Multitherapy | 8100 Alaris Large Volume Pump Module (LVP) | 12793780 | Alaris Medical Systems | DMT Equipment Distribution | Akron | Akron City Campus | Akron City Hospital | Basement | 2021-06-14 | Medium
No | 060672 | Infusion Pumps, Multitherapy | 8100 Alaris Large Volume Pump Module (LVP) | 13982176 | Alaris Medical Systems | DMT Equipment Distribution | Akron | Akron City Campus | Akron City Hospital | Basement | 2021-06-14 | Medium
No | 060673 | Infusion Pumps, Multitherapy | 8100 Alaris Large Volume Pump Module (LVP) | 13862298 | Alaris Medical Systems | DMT Equipment Distribution | Akron | Akron City Campus | Akron City Hospital | Basement | 2021-06-14 | Medium
No | 060674 | Infusion Pumps, Multitherapy | 8100 Alaris Large Volume Pump Module (LVP) | 12330893 | Alaris Medical Systems | DMT Equipment Distribution | Akron | Akron City Campus | Akron City Hospital | Basement | 2021-06-14 | Medium
No | 060675 | Infusion Pumps, Multitherapy | 8100 Alaris Large Volume Pump Module (LVP) | 12358248 | Alaris Medical Systems | DMT Equipment Distribution | Akron | Akron City Campus | Akron City Hospital | Basement | 2021-06-14 | Medium
No | 060854 | Infusion Pumps, Multitherapy | 8100 Alaris Large Volume Pump Module (LVP) | 12359172 | Alaris Medical Systems | DMT Equipment Distribution | Akron | Akron City Campus | Akron City Hospital | Basement | 2021-08-11 | Medium
No | 038898 | Infusion Pumps, Multitherapy, MRI Safe | 3860+ - MRidium MRI Infusion System with SpO2 | IR60104675 | Iradimed | Magnetic Resonance Imaging - SB | Barberton | Barberton Campus | Summa Barberton Hospital | Ground Floor | 2020-09-28 | Medium
No | 038976 | Infusion Pumps, Multitherapy, MRI Safe | 3860+ - MRidium MRI Infusion System with SpO2 | IR60104677 | Iradimed | Magnetic Resonance Imaging - SB | Barberton | Barberton Campus | Summa Barberton Hospital | Ground Floor | 2020-09-28 | Medium
No | 064070 | Infusion Pumps, Multitherapy, MRI Safe | 3860+ - MRidium MRI Infusion System with SpO2 | IR60106540 | Iradimed | Magnetic Resonance Imaging | Akron | Akron City Campus | Akron City Hospital | Ground Floor | 2024-08-30 11:47 | Medium
No | 064071 | Infusion Pumps, Multitherapy, MRI Safe | 3860+ - MRidium MRI Infusion System with SpO2 | IR60106537 | Iradimed | Magnetic Resonance Imaging | Akron | Akron City Campus | Akron City Hospital | Ground Floor | 2024-08-30 11:46 | Medium
No | 064072 | Infusion Pumps, Multitherapy, MRI Safe | 3860+ - MRidium MRI Infusion System with SpO2 | IR60106536 | Iradimed | Magnetic Resonance Imaging | Akron | Akron City Campus | Akron City Hospital | Ground Floor | 2024-08-30 11:47 | Medium
No | 064073 | Infusion Pumps, Multitherapy, MRI Safe | 3860+ - MRidium MRI Infusion System with SpO2 | IR60106539 | Iradimed | Magnetic Resonance Imaging | Akron | Akron City Campus | Akron City Hospital | Ground Floor | 2024-08-30 11:46 | Medium
No | 038899 | Infusion Pumps, Multitherapy, MRI Safe | 3861 - MRIdium Sidecar Channel | IR61103420 | Iradimed | Magnetic Resonance Imaging - SB | Barberton | Barberton Campus | Summa Barberton Hospital | Ground Floor | 2020-09-28 | Medium
No | 038977 | Infusion Pumps, Multitherapy, MRI Safe | 3861 - MRIdium Sidecar Channel | IR61103419 | Iradimed | Magnetic Resonance Imaging - SB | Barberton | Barberton Campus | Summa Barberton Hospital | Ground Floor | 2020-09-28 | Medium
No | 064074 | Infusion Pumps, Multitherapy, MRI Safe | 3861 - MRIdium Sidecar Channel | IR61105111 | Iradimed | Magnetic Resonance Imaging | Akron | Akron City Campus | Akron City Hospital | Ground Floor | 2024-09-03 06:22 | Medium
No | 064075 | Infusion Pumps, Multitherapy, MRI Safe | 3861 - MRIdium Sidecar Channel | IR6110513 | Iradimed | Magnetic Resonance Imaging | Akron | Akron City Campus | Akron City Hospital | Ground Floor | 2024-09-03 06:22 | Medium
No | 064276 | Infusion Pumps, Multitherapy, MRI Safe | 3861 - MRIdium Sidecar Channel | IR61105114 | Iradimed | Magnetic Resonance Imaging | Akron | Akron City Campus | Akron City Hospital | Ground Floor | 2024-09-03 06:23 | Medium
No | 064277 | Infusion Pumps, Multitherapy, MRI Safe | 3861 - MRIdium Sidecar Channel | IR61105112 | Iradimed | Magnetic Resonance Imaging | Akron | Akron City Campus | Akron City Hospital | Ground Floor | 2024-09-03 06:23 | Medium
No | 038980 | Infusion Pumps, Multitherapy, MRI Safe | 3865 - MRidium Wireless Remote Control | IR65102952 | Iradimed | Magnetic Resonance Imaging - SB | Barberton | Barberton Campus | Summa Barberton Hospital | Ground Floor | 2020-09-28 | Medium
No | 038981 | Infusion Pumps, Multitherapy, MRI Safe | 3865 - MRidium Wireless Remote Control | IR65102953 | Iradimed | Magnetic Resonance Imaging - SB | Barberton | Barberton Campus | Summa Barberton Hospital | Ground Floor | 2020-09-28 | Medium
No | 064278 | Infusion Pumps, Multitherapy, MRI Safe | 3865 - MRidium Wireless Remote Control | IR65104374 | Iradimed | Magnetic Resonance Imaging | Akron | Akron City Campus | Akron City Hospital | Ground Floor | 2024-09-04 09:44 | Medium
No | 064279 | Infusion Pumps, Multitherapy, MRI Safe | 3865 - MRidium Wireless Remote Control | IR65104375 | Iradimed | Magnetic Resonance Imaging | Akron | Akron City Campus | Akron City Hospital | Ground Floor | 2024-09-04 09:44 | Medium
No | 064280 | Infusion Pumps, Multitherapy, MRI Safe | 3865 - MRidium Wireless Remote Control | IR65104376 | Iradimed | Magnetic Resonance Imaging | Akron | Akron City Campus | Akron City Hospital | Ground Floor | 2024-09-04 09:44 | Medium
No | 064281 | Infusion Pumps, Multitherapy, MRI Safe | 3865 - MRidium Wireless Remote Control | IR65104377 | Iradimed | Magnetic Resonance Imaging | Akron | Akron City Campus | Akron City Hospital | Ground Floor | 2024-09-04 09:44 | Medium
No | 037060 | Infusion Pumps, Multitherapy, Syringe | 8110 Syringe Pump Module | 12463825 | Alaris Medical Systems | Anesthesia - SB | Barberton | Barberton Campus | Summa Barberton Hospital | 2nd Floor | 2019-01-01 | Medium
No | 037076 | Infusion Pumps, Multitherapy, Syringe | 8110 Syringe Pump Module | 12463714 | Alaris Medical Systems | Anesthesia - SB | Barberton | Barberton Campus | Summa Barberton Hospital | 2nd Floor | 2019-01-01 | Medium
No | 037077 | Infusion Pumps, Multitherapy, Syringe | 8110 Syringe Pump Module | 12472495 | Alaris Medical Systems | Anesthesia - SW | Barberton | Wadsworth Campus | Summa Barberton Hospital | 1st Floor | 2019-01-01 | Medium
No | 037078 | Infusion Pumps, Multitherapy, Syringe | 8110 Syringe Pump Module | 12465590 | Alaris Medical Systems | Anesthesia - SB | Barberton | Barberton Campus | Summa Barberton Hospital | 2nd Floor | 2019-01-01 | Medium
No | 037079 | Infusion Pumps, Multitherapy, Syringe | 8110 Syringe Pump Module | 12472496 | Alaris Medical Systems | Anesthesia - SB | Barberton | Barberton Campus | Summa Barberton Hospital | 2nd Floor | 2019-01-01 | Medium
No | 037080 | Infusion Pumps, Multitherapy, Syringe | 8110 Syringe Pump Module | 12471159 | Alaris Medical Systems | Anesthesia - SB | Barberton | Barberton Campus | Summa Barberton Hospital | 2nd Floor | 2019-01-01 | Medium
No | 037081 | Infusion Pumps, Multitherapy, Syringe | 8110 Syringe Pump Module | 12465568 | Alaris Medical Systems | DMT Equipment Distribution - SB | Barberton | Barberton Campus | Summa Barberton Hospital | 5th Floor | 2019-01-01 | Medium
No | 037268 | Infusion Pumps, Multitherapy, Syringe | 8110 Syringe Pump Module | 12472490 | Alaris Medical Systems | Emergency Department (ED) - Green | Barberton | Green Campus | Green Medical Center | Ground Floor | 2019-01-01 | Medium
No | 037269 | Infusion Pumps, Multitherapy, Syringe | 8110 Syringe Pump Module | 12471150 | Alaris Medical Systems | Anesthesia - SB | Barberton | Barberton Campus | Summa Barberton Hospital | 2nd Floor | 2019-01-01 | Medium
No | 040416 | Infusion Pumps, Multitherapy, Syringe | 8110 Syringe Pump Module | 14060164 | Alaris Medical Systems | Medina ASC | Barberton | Medina Campus | Medina Medical Center | 1st Floor | 2014-06-30 | Medium
No | 040417 | Infusion Pumps, Multitherapy, Syringe | 8110 Syringe Pump Module | 14059989 | Alaris Medical Systems | DMT Equipment Distribution | Akron | Akron City Campus | Akron City Hospital | Basement | 2014-06-30 | Medium
No | 040418 | Infusion Pumps, Multitherapy, Syringe | 8110 Syringe Pump Module | 14060029 | Alaris Medical Systems | DMT Equipment Distribution | Akron | Akron City Campus | Akron City Hospital | Basement | 2014-06-30 | Medium
No | 040421 | Infusion Pumps, Multitherapy, Syringe | 8110 Syringe Pump Module | 14061293 | Alaris Medical Systems | Anesthesia - SB | Barberton | Barberton Campus | Summa Barberton Hospital | 5th Floor | 2014-07-01 | Medium
No | 040422 | Infusion Pumps, Multitherapy, Syringe | 8110 Syringe Pump Module | 14061311 | Alaris Medical Systems | Anesthesia - SW | Barberton | Wadsworth Campus | Wadsworth-Rittman Medical Center | 1st Floor | 2014-07-01 | Medium
No | 040424 | Infusion Pumps, Multitherapy, Syringe | 8110 Syringe Pump Module | 14061184 | Alaris Medical Systems | Anesthesia - SB | Barberton | Barberton Campus | Summa Barberton Hospital | 5th Floor | 2014-07-01 | Medium
No | 040431 | Infusion Pumps, Multitherapy, Syringe | 8110 Syringe Pump Module | 14061513 | Alaris Medical Systems | DMT Equipment Distribution | Akron | Akron City Campus | Akron City Hospital | Basement | 2014-07-01 | Medium
No | 040432 | Infusion Pumps, Multitherapy, Syringe | 8110 Syringe Pump Module | 14060677 | Alaris Medical Systems | Anesthesia - SW | Barberton | Wadsworth Campus | Wadsworth-Rittman Medical Center | 1st Floor | 2014-07-01 | Medium
No | 040434 | Infusion Pumps, Multitherapy, Syringe | 8110 Syringe Pump Module | 14061551 | Alaris Medical Systems | DMT Equipment Distribution | Akron | Akron City Campus | Akron City Hospital | Basement | 2014-07-01 | Medium
No | 040435 | Infusion Pumps, Multitherapy, Syringe | 8110 Syringe Pump Module | 14059917 | Alaris Medical Systems | DMT Equipment Distribution | Akron | Akron City Campus | Akron City Hospital | Basement | 2014-06-30 | Medium
No | 040437 | Infusion Pumps, Multitherapy, Syringe | 8110 Syringe Pump Module | 14060089 | Alaris Medical Systems | DMT Equipment Distribution | Akron | Akron City Campus | Akron City Hospital | Basement | 2014-06-30 | Medium
No | 040438 | Infusion Pumps, Multitherapy, Syringe | 8110 Syringe Pump Module | 14060193 | Alaris Medical Systems | DMT Equipment Distribution | Akron | Akron City Campus | Akron City Hospital | Basement | 2014-06-30 | Medium
No | 040439 | Infusion Pumps, Multitherapy, Syringe | 8110 Syringe Pump Module | 14059991 | Alaris Medical Systems | DMT Equipment Distribution | Akron | Akron City Campus | Akron City Hospital | Basement | 2014-06-30 | Medium
No | 040466 | Infusion Pumps, Multitherapy, Syringe | 8110 Syringe Pump Module | 14058138 | Alaris Medical Systems | DMT Equipment Distribution | Akron | Akron City Campus | Akron City Hospital | Basement | 2014-06-30 | Medium
No | 040467 | Infusion Pumps, Multitherapy, Syringe | 8110 Syringe Pump Module | 14059922 | Alaris Medical Systems | DMT Equipment Distribution | Akron | Akron City Campus | Akron City Hospital | Basement | 2014-06-30 | Medium
No | 041000 | Infusion Pumps, Multitherapy, Syringe | 8110 Syringe Pump Module | 14060195 | Alaris Medical Systems | Anesthesia - SB | Barberton | Barberton Campus | Summa Barberton Hospital | 1st Floor | 2014-06-01 | Medium
No | 041002 | Infusion Pumps, Multitherapy, Syringe | 8110 Syringe Pump Module | 14061201 | Alaris Medical Systems | DMT Equipment Distribution | Akron | Akron City Campus | Akron City Hospital | Basement | 2014-06-30 | Medium
No | 041003 | Infusion Pumps, Multitherapy, Syringe | 8110 Syringe Pump Module | 14060928 | Alaris Medical Systems | DMT Equipment Distribution | Akron | Akron City Campus | Akron City Hospital | Basement | 2014-06-30 | Medium
No | 041004 | Infusion Pumps, Multitherapy, Syringe | 8110 Syringe Pump Module | 14060676 | Alaris Medical Systems | DMT Equipment Distribution | Akron | Akron City Campus | Akron City Hospital | Basement | 2014-06-30 | Medium
No | 041005 | Infusion Pumps, Multitherapy, Syringe | 8110 Syringe Pump Module | 14060770 | Alaris Medical Systems | DMT Equipment Distribution | Akron | Akron City Campus | Akron City Hospital | Basement | 2014-06-30 | Medium
No | 041006 | Infusion Pumps, Multitherapy, Syringe | 8110 Syringe Pump Module | 14060771 | Alaris Medical Systems | DMT Equipment Distribution | Akron | Akron City Campus | Akron City Hospital | Basement | 2014-06-30 | Medium
No | 041007 | Infusion Pumps, Multitherapy, Syringe | 8110 Syringe Pump Module | 14061588 | Alaris Medical Systems | DMT Equipment Distribution | Akron | Akron City Campus | Akron City Hospital | Basement | 2014-06-30 | Medium
No | 041008 | Infusion Pumps, Multitherapy, Syringe | 8110 Syringe Pump Module | 14059978 | Alaris Medical Systems | Anesthesia - SW | Barberton | Wadsworth Campus | Wadsworth-Rittman Medical Center | 1st Floor | 2014-06-30 | Medium
No | 041009 | Infusion Pumps, Multitherapy, Syringe | 8110 Syringe Pump Module | 14061100 | Alaris Medical Systems | DMT Equipment Distribution | Akron | Akron City Campus | Akron City Hospital | Basement | 2014-06-30 | Medium
No | 041010 | Infusion Pumps, Multitherapy, Syringe | 8110 Syringe Pump Module | 14061008 | Alaris Medical Systems | DMT Equipment Distribution | Akron | Akron City Campus | Akron City Hospital | Basement | 2014-06-30 | Medium
No | 041011 | Infusion Pumps, Multitherapy, Syringe | 8110 Syringe Pump Module | 14061098 | Alaris Medical Systems | DMT Equipment Distribution | Akron | Akron City Campus | Akron City Hospital | Basement | 2014-06-30 | Medium
No | 041012 | Infusion Pumps, Multitherapy, Syringe | 8110 Syringe Pump Module | 14060482 | Alaris Medical Systems | DMT Equipment Distribution | Akron | Akron City Campus | Akron City Hospital | Basement | 2014-06-30 | Medium
No | 041013 | Infusion Pumps, Multitherapy, Syringe | 8110 Syringe Pump Module | 14060772 | Alaris Medical Systems | DMT Equipment Distribution | Akron | Akron City Campus | Akron City Hospital | Basement | 2014-06-30 | Medium
No | 041014 | Infusion Pumps, Multitherapy, Syringe | 8110 Syringe Pump Module | 14061097 | Alaris Medical Systems | Anesthesia - SW | Barberton | Wadsworth Campus | Wadsworth-Rittman Medical Center | 1st Floor | 2014-06-30 | Medium
No | 041015 | Infusion Pumps, Multitherapy, Syringe | 8110 Syringe Pump Module | 14060675 | Alaris Medical Systems | DMT Equipment Distribution | Akron | Akron City Campus | Akron City Hospital | Basement | 2014-06-30 | Medium
No | 041016 | Infusion Pumps, Multitherapy, Syringe | 8110 Syringe Pump Module | 14060163 | Alaris Medical Systems | DMT Equipment Distribution | Akron | Akron City Campus | Akron City Hospital | Basement | 2014-06-30 | Medium
No | 041017 | Infusion Pumps, Multitherapy, Syringe | 8110 Syringe Pump Module | 14060400 | Alaris Medical Systems | DMT Equipment Distribution | Akron | Akron City Campus | Akron City Hospital | Basement | 2014-06-30 | Medium
No | 041018 | Infusion Pumps, Multitherapy, Syringe | 8110 Syringe Pump Module | 14060401 | Alaris Medical Systems | Emergency Department (ED) - Green | Barberton | Green Campus | Green Medical Center | Ground Floor | 2014-06-30 | Medium
No | 041019 | Infusion Pumps, Multitherapy, Syringe | 8110 Syringe Pump Module | 14060137 | Alaris Medical Systems | DMT Equipment Distribution | Akron | Akron City Campus | Akron City Hospital | Basement | 2014-06-30 | Medium
No | 041020 | Infusion Pumps, Multitherapy, Syringe | 8110 Syringe Pump Module | 14060773 | Alaris Medical Systems | DMT Equipment Distribution | Akron | Akron City Campus | Akron City Hospital | Basement | 2014-06-30 | Medium
No | 041021 | Infusion Pumps, Multitherapy, Syringe | 8110 Syringe Pump Module | 14060753 | Alaris Medical Systems | DMT Equipment Distribution - SB | Barberton | Barberton Campus | Summa Barberton Hospital | 5th Floor | 2014-06-30 | Medium
No | 041022 | Infusion Pumps, Multitherapy, Syringe | 8110 Syringe Pump Module | 14060527 | Alaris Medical Systems | Anesthesia - SB | Barberton | Barberton Campus | Summa Barberton Hospital | 1st Floor | 2014-06-30 | Medium
No | 041023 | Infusion Pumps, Multitherapy, Syringe | 8110 Syringe Pump Module | 14060340 | Alaris Medical Systems | DMT Equipment Distribution | Akron | Akron City Campus | Akron City Hospital | Basement | 2014-06-30 | Medium
No | 041024 | Infusion Pumps, Multitherapy, Syringe | 8110 Syringe Pump Module | 14061200 | Alaris Medical Systems | DMT Equipment Distribution | Akron | Akron City Campus | Akron City Hospital | Basement | 2014-06-30 | Medium
No | 041025 | Infusion Pumps, Multitherapy, Syringe | 8110 Syringe Pump Module | 14060512 | Alaris Medical Systems | DMT Equipment Distribution | Akron | Akron City Campus | Akron City Hospital | Basement | 2014-06-30 | Medium
No | 041026 | Infusion Pumps, Multitherapy, Syringe | 8110 Syringe Pump Module | 14061168 | Alaris Medical Systems | Respiratory Care - SB | Barberton | Barberton Campus | Summa Barberton Hospital | 1st Floor | 2014-06-30 | Medium
No | 041027 | Infusion Pumps, Multitherapy, Syringe | 8110 Syringe Pump Module | 14060511 | Alaris Medical Systems | Medina ASC | Barberton | Medina Campus | Medina Medical Center | 1st Floor | 2014-06-30 | Medium
No | 041028 | Infusion Pumps, Multitherapy, Syringe | 8110 Syringe Pump Module | 14060481 | Alaris Medical Systems | DMT Equipment Distribution | Akron | Akron City Campus | Akron City Hospital | Basement | 2014-06-30 | Medium
No | 041029 | Infusion Pumps, Multitherapy, Syringe | 8110 Syringe Pump Module | 14060774 | Alaris Medical Systems | DMT Equipment Distribution | Akron | Akron City Campus | Akron City Hospital | Basement | 2014-06-30 | Medium
No | 041030 | Infusion Pumps, Multitherapy, Syringe | 8110 Syringe Pump Module | 14061007 | Alaris Medical Systems | DMT Equipment Distribution | Akron | Akron City Campus | Akron City Hospital | Basement | 2014-06-30 | Medium
No | 041031 | Infusion Pumps, Multitherapy, Syringe | 8110 Syringe Pump Module | 14061921 | Alaris Medical Systems | DMT Equipment Distribution | Akron | Akron City Campus | Akron City Hospital | Basement | 2014-06-30 | Medium
No | 041032 | Infusion Pumps, Multitherapy, Syringe | 8110 Syringe Pump Module | 14061177 | Alaris Medical Systems | DMT Equipment Distribution - SB | Barberton | Barberton Campus | Summa Barberton Hospital | 5th Floor | 2014-06-30 | Medium
No | 041034 | Infusion Pumps, Multitherapy, Syringe | 8110 Syringe Pump Module | 14060026 | Alaris Medical Systems | Respiratory Care - SB | Barberton | Barberton Campus | Summa Barberton Hospital | 1st Floor | 2014-06-01 | Medium
No | 042478 | Infusion Pumps, Multitherapy, Syringe | 8110 Syringe Pump Module | 14060198 | Alaris Medical Systems | DMT Equipment Distribution | Akron | Akron City Campus | Akron City Hospital | Basement | 2014-07-01 | Medium
No | 042481 | Infusion Pumps, Multitherapy, Syringe | 8110 Syringe Pump Module | 14060661 | Alaris Medical Systems | Anesthesia - SW | Barberton | Wadsworth Campus | Wadsworth-Rittman Medical Center | 1st Floor | 2014-07-01 | Medium
No | 042483 | Infusion Pumps, Multitherapy, Syringe | 8110 Syringe Pump Module | 14061835 | Alaris Medical Systems | Anesthesia - SB | Barberton | Barberton Campus | Summa Barberton Hospital | 5th Floor | 2014-07-01 | Medium
No | 042484 | Infusion Pumps, Multitherapy, Syringe | 8110 Syringe Pump Module | 14061521 | Alaris Medical Systems | Anesthesia - SB | Barberton | Barberton Campus | Summa Barberton Hospital | 2nd Floor | 2014-07-01 | Medium
No | 042486 | Infusion Pumps, Multitherapy, Syringe | 8110 Syringe Pump Module | 14061183 | Alaris Medical Systems | Anesthesia - SW | Barberton | Wadsworth Campus | Wadsworth-Rittman Medical Center | 1st Floor | 2014-07-01 | Medium
No | 042487 | Infusion Pumps, Multitherapy, Syringe | 8110 Syringe Pump Module | 14060678 | Alaris Medical Systems | Anesthesia - SW | Barberton | Wadsworth Campus | Wadsworth-Rittman Medical Center | 1st Floor | 2014-07-01 | Medium
No | 042488 | Infusion Pumps, Multitherapy, Syringe | 8110 Syringe Pump Module | 14060528 | Alaris Medical Systems | Anesthesia - SB | Barberton | Barberton Campus | Summa Barberton Hospital | 1st Floor | 2014-07-01 | Medium
No | 042490 | Infusion Pumps, Multitherapy, Syringe | 8110 Syringe Pump Module | 14060141 | Alaris Medical Systems | Anesthesia - SB | Barberton | Barberton Campus | Summa Barberton Hospital | 1st Floor | 2014-07-01 | Medium
No | 042491 | Infusion Pumps, Multitherapy, Syringe | 8110 Syringe Pump Module | 14060090 | Alaris Medical Systems | Anesthesia - SW | Barberton | Wadsworth Campus | Wadsworth-Rittman Medical Center | 1st Floor | 2014-06-01 | Medium
No | 042493 | Infusion Pumps, Multitherapy, Syringe | 8110 Syringe Pump Module | 14060509 | Alaris Medical Systems | Anesthesia - SB | Barberton | Barberton Campus | Summa Barberton Hospital | 2nd Floor | 2014-06-01 | Medium
No | 042610 | Infusion Pumps, Multitherapy, Syringe | 8110 Syringe Pump Module | 14060508 | Alaris Medical Systems | DMT Equipment Distribution | Akron | Akron City Campus | Akron City Hospital | Basement | 2014-06-30 | Medium
No | 042611 | Infusion Pumps, Multitherapy, Syringe | 8110 Syringe Pump Module | 14061099 | Alaris Medical Systems | DMT Equipment Distribution | Akron | Akron City Campus | Akron City Hospital | Basement | 2014-06-30 | Medium
No | 042641 | Infusion Pumps, Multitherapy, Syringe | 8110 Syringe Pump Module | 14060834 | Alaris Medical Systems | DMT Equipment Distribution | Akron | Akron City Campus | Akron City Hospital | Basement | 2014-06-30 | Medium
No | 042642 | Infusion Pumps, Multitherapy, Syringe | 8110 Syringe Pump Module | 14060674 | Alaris Medical Systems | DMT Equipment Distribution | Akron | Akron City Campus | Akron City Hospital | Basement | 2014-06-30 | Medium
No | 042643 | Infusion Pumps, Multitherapy, Syringe | 8110 Syringe Pump Module | 14060136 | Alaris Medical Systems | DMT Equipment Distribution | Akron | Akron City Campus | Akron City Hospital | Basement | 2014-06-30 | Medium
No | 042644 | Infusion Pumps, Multitherapy, Syringe | 8110 Syringe Pump Module | 14060480 | Alaris Medical Systems | DMT Equipment Distribution | Akron | Akron City Campus | Akron City Hospital | Basement | 2014-06-30 | Medium
No | 042645 | Infusion Pumps, Multitherapy, Syringe | 8110 Syringe Pump Module | 14060510 | Alaris Medical Systems | DMT Equipment Distribution | Akron | Akron City Campus | Akron City Hospital | Basement | 2014-06-30 | Medium
No | 043374 | Infusion Pumps, Multitherapy, Syringe | 8110 Syringe Pump Module | 14055368 | Alaris Medical Systems | DMT Equipment Distribution | Akron | Akron City Campus | Akron City Hospital | Basement | 2014-06-30 | Medium
No | 043379 | Infusion Pumps, Multitherapy, Syringe | 8110 Syringe Pump Module | 14054775 | Alaris Medical Systems | DMT Equipment Distribution | Akron | Akron City Campus | Akron City Hospital | Basement | 2014-06-30 | Medium
No | 043381 | Infusion Pumps, Multitherapy, Syringe | 8110 Syringe Pump Module | 14055367 | Alaris Medical Systems | DMT Equipment Distribution | Akron | Akron City Campus | Akron City Hospital | Basement | 2014-06-30 | Medium
No | 043383 | Infusion Pumps, Multitherapy, Syringe | 8110 Syringe Pump Module | 14055282 | Alaris Medical Systems | DMT Equipment Distribution | Akron | Akron City Campus | Akron City Hospital | Basement | 2014-06-30 | Medium
No | 051969 | Infusion Pumps, Multitherapy, Syringe | 8110 Syringe Pump Module | 14055283 | Alaris Medical Systems | DMT Equipment Distribution | Akron | Akron City Campus | Akron City Hospital | Basement | 2014-06-30 | Medium
No | 052239 | Infusion Pumps, Multitherapy, Syringe | 8110 Syringe Pump Module | 12471144 | Alaris Medical Systems | DMT Equipment Distribution | Akron | Akron City Campus | Akron City Hospital | Basement | 2018-12-27 | Medium
No | 052240 | Infusion Pumps, Multitherapy, Syringe | 8110 Syringe Pump Module | 12471152 | Alaris Medical Systems | DMT Equipment Distribution | Akron | Akron City Campus | Akron City Hospital | Basement | 2018-12-27 | Medium
No | 052241 | Infusion Pumps, Multitherapy, Syringe | 8110 Syringe Pump Module | 12464392 | Alaris Medical Systems | DMT Equipment Distribution | Akron | Akron City Campus | Akron City Hospital | Basement | 2018-12-27 | Medium
No | 052242 | Infusion Pumps, Multitherapy, Syringe | 8110 Syringe Pump Module | 12464390 | Alaris Medical Systems | DMT Equipment Distribution | Akron | Akron City Campus | Akron City Hospital | Basement | 2018-12-27 | Medium
No | 052243 | Infusion Pumps, Multitherapy, Syringe | 8110 Syringe Pump Module | 12472477 | Alaris Medical Systems | DMT Equipment Distribution | Akron | Akron City Campus | Akron City Hospital | Basement | 2018-12-27 | Medium
No | 052244 | Infusion Pumps, Multitherapy, Syringe | 8110 Syringe Pump Module | 12471151 | Alaris Medical Systems | DMT Equipment Distribution | Akron | Akron City Campus | Akron City Hospital | Basement | 2018-12-27 | Medium
No | 052245 | Infusion Pumps, Multitherapy, Syringe | 8110 Syringe Pump Module | 12474289 | Alaris Medical Systems | DMT Equipment Distribution | Akron | Akron City Campus | Akron City Hospital | Basement | 2018-12-27 | Medium
No | 052246 | Infusion Pumps, Multitherapy, Syringe | 8110 Syringe Pump Module | 12471142 | Alaris Medical Systems | DMT Equipment Distribution | Akron | Akron City Campus | Akron City Hospital | Basement | 2018-12-27 | Medium
No | 052247 | Infusion Pumps, Multitherapy, Syringe | 8110 Syringe Pump Module | 12471140 | Alaris Medical Systems | DMT Equipment Distribution | Akron | Akron City Campus | Akron City Hospital | Basement | 2018-12-27 | Medium
No | 052248 | Infusion Pumps, Multitherapy, Syringe | 8110 Syringe Pump Module | 12463807 | Alaris Medical Systems | DMT Equipment Distribution | Akron | Akron City Campus | Akron City Hospital | Basement | 2018-12-27 | Medium
No | 052249 | Infusion Pumps, Multitherapy, Syringe | 8110 Syringe Pump Module | 12471156 | Alaris Medical Systems | DMT Equipment Distribution | Akron | Akron City Campus | Akron City Hospital | Basement | 2018-12-27 | Medium
No | 055419 | Infusion Pumps, Multitherapy, Syringe | 8110 Syringe Pump Module | 15271192 | Alaris Medical Systems | DMT Equipment Distribution | Akron | Akron City Campus | Akron City Hospital | Basement | 2018-08-15 | Medium
No | 055420 | Infusion Pumps, Multitherapy, Syringe | 8110 Syringe Pump Module | 15264442 | Alaris Medical Systems | DMT Equipment Distribution | Akron | Akron City Campus | Akron City Hospital | Basement | 2018-08-15 | Medium
No | 055421 | Infusion Pumps, Multitherapy, Syringe | 8110 Syringe Pump Module | 15225612 | Alaris Medical Systems | DMT Equipment Distribution | Akron | Akron City Campus | Akron City Hospital | Basement | 2018-08-15 | Medium
No | 055422 | Infusion Pumps, Multitherapy, Syringe | 8110 Syringe Pump Module | 15267182 | Alaris Medical Systems | DMT Equipment Distribution | Akron | Akron City Campus | Akron City Hospital | Basement | 2018-08-15 | Medium
No | 055423 | Infusion Pumps, Multitherapy, Syringe | 8110 Syringe Pump Module | 15225595 | Alaris Medical Systems | DMT Equipment Distribution | Akron | Akron City Campus | Akron City Hospital | Basement | 2018-08-15 | Medium
No | 055424 | Infusion Pumps, Multitherapy, Syringe | 8110 Syringe Pump Module | 15271075 | Alaris Medical Systems | DMT Equipment Distribution | Akron | Akron City Campus | Akron City Hospital | Basement | 2018-08-15 | Medium
No | 055622 | Infusion Pumps, Multitherapy, Syringe | 8110 Syringe Pump Module | 12471149 | Alaris Medical Systems | DMT Equipment Distribution | Akron | Akron City Campus | Akron City Hospital | Basement | 2018-12-27 | Medium
No | 055623 | Infusion Pumps, Multitherapy, Syringe | 8110 Syringe Pump Module | 12473278 | Alaris Medical Systems | DMT Equipment Distribution | Akron | Akron City Campus | Akron City Hospital | Basement | 2018-12-27 | Medium
No | 055624 | Infusion Pumps, Multitherapy, Syringe | 8110 Syringe Pump Module | 12465513 | Alaris Medical Systems | DMT Equipment Distribution | Akron | Akron City Campus | Akron City Hospital | Basement | 2018-12-27 | Medium
No | 055625 | Infusion Pumps, Multitherapy, Syringe | 8110 Syringe Pump Module | 12473276 | Alaris Medical Systems | DMT Equipment Distribution | Akron | Akron City Campus | Akron City Hospital | Basement | 2018-12-27 | Medium
No | 055626 | Infusion Pumps, Multitherapy, Syringe | 8110 Syringe Pump Module | 12472497 | Alaris Medical Systems | DMT Equipment Distribution | Akron | Akron City Campus | Akron City Hospital | Basement | 2018-12-27 | Medium
No | 055627 | Infusion Pumps, Multitherapy, Syringe | 8110 Syringe Pump Module | 12471154 | Alaris Medical Systems | DMT Equipment Distribution | Akron | Akron City Campus | Akron City Hospital | Basement | 2018-12-27 | Medium
No | 055628 | Infusion Pumps, Multitherapy, Syringe | 8110 Syringe Pump Module | 12472489 | Alaris Medical Systems | DMT Equipment Distribution | Akron | Akron City Campus | Akron City Hospital | Basement | 2018-12-27 | Medium
No | 055629 | Infusion Pumps, Multitherapy, Syringe | 8110 Syringe Pump Module | 12463808 | Alaris Medical Systems | DMT Equipment Distribution | Akron | Akron City Campus | Akron City Hospital | Basement | 2018-12-27 | Medium
No | 055630 | Infusion Pumps, Multitherapy, Syringe | 8110 Syringe Pump Module | 12464290 | Alaris Medical Systems | DMT Equipment Distribution | Akron | Akron City Campus | Akron City Hospital | Basement | 2018-12-27 | Medium
No | 055631 | Infusion Pumps, Multitherapy, Syringe | 8110 Syringe Pump Module | 12465529 | Alaris Medical Systems | DMT Equipment Distribution | Akron | Akron City Campus | Akron City Hospital | Basement | 2018-12-27 | Medium
No | 055632 | Infusion Pumps, Multitherapy, Syringe | 8110 Syringe Pump Module | 12471153 | Alaris Medical Systems | DMT Equipment Distribution | Akron | Akron City Campus | Akron City Hospital | Basement | 2018-12-27 | Medium
No | 055633 | Infusion Pumps, Multitherapy, Syringe | 8110 Syringe Pump Module | 12465566 | Alaris Medical Systems | DMT Equipment Distribution | Akron | Akron City Campus | Akron City Hospital | Basement | 2018-12-27 | Medium
No | 055634 | Infusion Pumps, Multitherapy, Syringe | 8110 Syringe Pump Module | 12463833 | Alaris Medical Systems | DMT Equipment Distribution | Akron | Akron City Campus | Akron City Hospital | Basement | 2018-12-27 | Medium
No | 062135 | Infusion Pumps, Multitherapy, Syringe | 8110 Syringe Pump Module | 14038730 | Alaris Medical Systems | Medina ASC | Barberton | Medina Campus | Medina Medical Center | 1st Floor | 2022-07-19 | Medium
No | 062136 | Infusion Pumps, Multitherapy, Syringe | 8110 Syringe Pump Module | 12386144 | Alaris Medical Systems | Medina ASC | Barberton | Medina Campus | Medina Medical Center | 1st Floor | 2022-07-19 | Medium
No | 062684 | Infusion Pumps, Multitherapy, Syringe | 8110 Syringe Pump Module | 13502238 | Alaris Medical Systems | Operating Room | Akron | Akron City Campus | H Tower | 1st Floor | 2022-12-23 07:12 | Medium
No | 062685 | Infusion Pumps, Multitherapy, Syringe | 8110 Syringe Pump Module | 14844457 | Alaris Medical Systems | Operating Room | Akron | Akron City Campus | H Tower | 1st Floor | 2022-12-23 07:16 | Medium
No | 062686 | Infusion Pumps, Multitherapy, Syringe | 8110 Syringe Pump Module | 13473398 | Alaris Medical Systems | Operating Room | Akron | Akron City Campus | H Tower | 1st Floor | 2022-12-23 07:18 | Medium
No | 062687 | Infusion Pumps, Multitherapy, Syringe | 8110 Syringe Pump Module | 12580013 | Alaris Medical Systems | Operating Room | Akron | Akron City Campus | H Tower | 1st Floor | 2022-12-23 07:18 | Medium
No | 062688 | Infusion Pumps, Multitherapy, Syringe | 8110 Syringe Pump Module | 13627821 | Alaris Medical Systems | Operating Room | Akron | Akron City Campus | H Tower | 1st Floor | 2022-12-23 07:17 | Medium
No | 059175 | Injectors, Contrast Media | INJ100 - Bard Flowcardia Inj100 | DYERP005 | Boston Scientific | Operating Room | Akron | Akron City Campus | Akron City Hospital | 1st Floor | 2020-08-21 | Medium
No | 027539 | Injectors, Contrast Media, Angiography | CVi Standard | IH-531340-001 | Acist Medical Systems | SCI-Cardiac Cath Lab Svcs | Akron | Akron City Campus | Akron City Hospital | 1st Floor | 2011-10-18 | Medium
No | 027540 | Injectors, Contrast Media, Angiography | CVi Standard | IH-531393-001 | Acist Medical Systems | SCI-Cardiac Cath Lab Svcs | Akron | Akron City Campus | Akron City Hospital | 1st Floor | 2011-10-18 | Medium
No | 034580 | Injectors, Contrast Media, Angiography | CVi Standard | EP0024035 | Acist Medical Systems | Operating Room | Akron | Akron City Campus | Akron City Hospital | 1st Floor | 2015-10-19 | Medium
No | 034600 | Injectors, Contrast Media, Angiography | CVi Standard | EP0023783 | Acist Medical Systems | SCI-Cardiac Cath Lab Svcs | Akron | Akron City Campus | Akron City Hospital | 1st Floor | 2015-06-29 | Medium
No | 037766 | Injectors, Contrast Media, Angiography | CVi Standard | 30009722 | Acist Medical Systems | SCI-Cardiac Cath Lab Svcs - SB | Barberton | Barberton Campus | Summa Barberton Hospital | 2nd Floor | 2018-06-12 | Medium
No | 058791 | Injectors, Contrast Media, Angiography | CVi Standard | 30018592 | Acist Medical Systems | SCI-Cardiac Cath Lab Svcs | Akron | Akron City Campus | Akron City Hospital | 1st Floor | 2020-05-11 | Medium
No | 039415 | Injectors, Contrast Media, Angiography | Mark 7 Arterion | 201699 | Bayer Healthcare | Angiography - SB | Barberton | Barberton Campus | Summa Barberton Hospital | 2nd Floor | 2016-08-24 | Medium
No | 058695 | Injectors, Contrast Media, Angiography | Mark 7 Arterion | 301008 | Bayer Healthcare | Angiography | Akron | Akron City Campus | Akron City Hospital | 2nd Floor | 2020-03-06 | Medium
No | 060620 | Injectors, Contrast Media, Angiography | Mark 7 Arterion | 202024 | Bayer Healthcare | Angiography - SB | Barberton | Barberton Campus | Summa Barberton Hospital | 2nd Floor | 2016-12-05 | Medium
No | 061227 | Injectors, Contrast Media, Angiography | Mark 7 Arterion | 311456 | Bayer Healthcare | Angiography | Akron | Akron City Campus | Akron City Hospital | 2nd Floor | 2022-01-14 | Medium
No | 061229 | Injectors, Contrast Media, Angiography | Mark 7 Arterion | 311470 | Bayer Healthcare | Angiography | Akron | Akron City Campus | Akron City Hospital | 2nd Floor | 2021-12-17 | Medium
No | 027918 | Injectors, Contrast Media, CT | EnVision CT | 16460 | Bayer Healthcare | Cat Scan | Akron | Akron City Campus | Akron City Hospital | Ground Floor | 2002-06-03 | Medium
No | 022902 | Injectors, Contrast Media, CT | Stellant D | 23501 | Bayer Healthcare | IMG Medina Imaging | Barberton | Medina Campus | Medina Medical Center | 1st Floor | 2006-02-14 | Medium
No | 022904 | Injectors, Contrast Media, CT | Stellant D | 23187 | Bayer Healthcare | Health Tech Mgmt | Akron | Akron City Campus | H Tower | Basement | 2006-04-14 | Medium
No | 028401 | Injectors, Contrast Media, CT | Stellant D | 34834 | Bayer Healthcare | Health Tech Mgmt - SB | Barberton | Barberton Campus | Summa Barberton Hospital | 5th Floor | 2010-10-10 | Medium
No | 037752 | Injectors, Contrast Media, CT | Stellant D (Gen 2) | 203835 | Bayer Healthcare | Cat Scan - SB | Barberton | Barberton Campus | Summa Barberton Hospital | Ground Floor | 2018-09-05 | Medium
No | 037753 | Injectors, Contrast Media, CT | Stellant D (Gen 2) | 203838 | Bayer Healthcare | Cat Scan - SB | Barberton | Barberton Campus | Summa Barberton Hospital | Ground Floor | 2018-09-07 | Medium
No | 053785 | Injectors, Contrast Media, CT | Stellant D (Gen 2) | 85894676100187 | Bayer Healthcare | Cat Scan | Akron | Akron City Campus | Akron City Hospital | Ground Floor | 2019-03-05 | Medium
No | 058309 | Injectors, Contrast Media, CT | Stellant D (Gen 2) | 60727838 200769 | Bayer Healthcare | Diagnostic Radiology - SW | Barberton | Wadsworth Campus | Wadsworth-Rittman Medical Center | 1st Floor | 2019-10-03 | Medium
No | 058315 | Injectors, Contrast Media, CT | Stellant Flex | 100242 | Bayer Healthcare | COE OP Diagnostic Center | Akron | Akron City Campus | 95 Arch | Ground Floor | 2020-10-24 | Medium
No | 058677 | Injectors, Contrast Media, CT | Stellant Flex | 100278 | Bayer Healthcare | IMG Summa's Health Ctr - Green | Barberton | Green Campus | Green Family YMCA | Ground Floor | 2019-12-17 | Medium
No | 059472 | Injectors, Contrast Media, CT | Stellant Flex | 100275 | Bayer Healthcare | Emergency Department (ED) - ACH | Akron | Akron City Campus | Akron City Hospital | Ground Floor | 2020-12-03 | Medium
No | 059851 | Injectors, Contrast Media, CT | Stellant Flex | 100845 | Bayer Healthcare | IMG Summa Health Ctr - White Pond | Barberton | White Pond Campus | White Pond Medical Center | 1st Floor | 2020-12-03 | Medium
No | 061686 | Injectors, Contrast Media, CT | Stellant Flex | 121038 | Bayer Healthcare | Emergency Department (ED) - ACH | Akron | Akron City Campus | Akron City Hospital | Ground Floor | 2022-08-12 | Medium
No | 063196 | Injectors, Contrast Media, CT | Stellant Flex | 37208 | Bayer Healthcare | IMG Green ED Imaging | Barberton | Green Campus | Green Medical Center | Ground Floor | 2023-11-30 16:57 | Medium
No | 063742 | Injectors, Contrast Media, CT | Stellant Flex | W3CT31003462 | Bayer Healthcare | Radiation Therapy - Akron | Akron | Tallmadge Campus | Tallmadge Medical Center | 1st Floor | 2024-06-12 12:51 | Medium
No | 025182 | Injectors, Contrast Media, CT | Stellant SX | 30484 | Bayer Healthcare | Radiation Therapy - Akron | Akron | Akron City Campus | Cooper Cancer Center | Ground Floor | 2008-07-23 | Medium
No | 059183 | Injectors, Contrast Media, MRI | MRXperion | 301385 | Bayer Healthcare | Magnetic Resonance Imaging | Akron | Akron City Campus | Akron City Hospital | Ground Floor | 2020-09-23 | Medium
No | 059888 | Injectors, Contrast Media, MRI | MRXperion | 301846 | Bayer Healthcare | Magnetic Resonance Imaging | Akron | Akron City Campus | H Tower | Ground Floor | 2021-02-17 | Medium
No | 060568 | Injectors, Contrast Media, MRI | MRXperion | 310440 | Bayer Healthcare | EEG Neurology Lab | Akron | Akron City Campus | Akron City Hospital | 3rd Floor | 2021-09-14 | Medium
No | 060572 | Injectors, Contrast Media, MRI | MRXperion | 310526 | Bayer Healthcare | EEG Neurology Lab | Akron | Akron City Campus | Akron City Hospital | 3rd Floor | 2021-10-14 | Medium
No | 061658 | Injectors, Contrast Media, MRI | MRXperion | 310946 | Bayer Healthcare | COE OP Diagnostic Center | Akron | Akron City Campus | 95 Arch | Ground Floor | 2022-03-31 | Medium
No | 063740 | Injectors, Contrast Media, MRI | MRXperion | 313670 | Bayer Healthcare | IMG Summa's Health Ctr - Green | Barberton | Green Campus | Green Family YMCA | Ground Floor | 2024-05-15 16:37 | Medium
No | 027914 | Injectors, Contrast Media, MRI | Spectris Solaris MR | 44793 | Bayer Healthcare | COE OP Diagnostic Center | Akron | Akron City Campus | 95 Arch | Ground Floor | 2010-10-07 | Medium
No | 027925 | Injectors, Contrast Media, MRI | Spectris Solaris MR | 46088 | Bayer Healthcare | IMG Medina Imaging | Barberton | Medina Campus | Medina Medical Center | 1st Floor | 2010-10-07 | Medium
No | 028404 | Injectors, Contrast Media, MRI | Spectris Solaris MR | 47643 | Bayer Healthcare | IMG Summa Health Ctr - White Pond | Barberton | White Pond Campus | White Pond Medical Center | 1st Floor | 2011-11-17 | Medium
No | 058932 | Injectors, Contrast Media, MRI | Spectris Solaris MR | 301201445163 | Bayer Healthcare | IMG Health Ctr - Western Reserve | Akron | Hudson Campus | Hudson Medical Center |  | 2014-03-01 | Medium
No | 060975 | Injectors, Contrast Media, MRI | Spectris Solaris MR | 101188 | Bayer Healthcare | Magnetic Resonance Imaging - SB | Barberton | Barberton Campus | Summa Barberton Hospital | Ground Floor | 2015-05-07 | Medium
No | 070171 | Injectors, Contrast Media, MRI | Spectris Solaris MR | 41022 | Bayer Healthcare | Diagnostic Radiology - SW | Barberton | Wadsworth Campus | Wadsworth-Rittman Medical Center | 1st Floor | 2006-10-24 | Medium
No | 031948 | Insufflators, Endoscopic | EGA-501 - Endostratus | CO2438 | Medivators | Endoscopy - Outpatient | Akron | Akron City Campus | 95 Arch | Ground Floor | 2015-11-12 | Medium
No | 031949 | Insufflators, Endoscopic | EGA-501 - Endostratus | CO2440 | Medivators | Endoscopy - Outpatient | Akron | Akron City Campus | 95 Arch | Ground Floor | 2015-11-12 | Medium
No | 037514 | Insufflators, Endoscopic | EGA-501 - Endostratus | 13130172 | Medivators | Endoscopy - SW | Barberton | Wadsworth Campus | Wadsworth-Rittman Medical Center | 1st Floor | 2022-08-24 | Medium
No | 038061 | Insufflators, Endoscopic | EGA-501 - Endostratus | 13105037 | Medivators | Endoscopy - SB | Barberton | Barberton Campus | Summa Barberton Hospital | 2nd Floor | 2019-10-28 | Medium
No | 038062 | Insufflators, Endoscopic | EGA-501 - Endostratus | 13105039 | Medivators | Endoscopy - SW | Barberton | Wadsworth Campus | Wadsworth-Rittman Medical Center | 1st Floor | 2019-10-28 | Medium
No | 038610 | Insufflators, Endoscopic | EGA-501 - Endostratus | CO2441 | Medivators | Endoscopy - SB | Barberton | Barberton Campus | Summa Barberton Hospital | 2nd Floor | 2019-10-28 | Medium
No | 038685 | Insufflators, Endoscopic | EGA-501 - Endostratus | C02437 | Medivators | Endoscopy - SB | Barberton | Barberton Campus | Summa Barberton Hospital | 2nd Floor | 2015-11-06 | Medium
No | 053323 | Insufflators, Endoscopic | EGA-501 - Endostratus | C93605934 | Medivators | Endoscopy | Akron | Akron City Campus | Akron City Hospital | Ground Floor | 2019-01-15 | Medium
No | 053324 | Insufflators, Endoscopic | EGA-501 - Endostratus | C93605921 | Medivators | Endoscopy | Akron | Akron City Campus | Akron City Hospital | Ground Floor | 2019-01-15 | Medium
No | 053325 | Insufflators, Endoscopic | EGA-501 - Endostratus | C93605926 | Medivators | Endoscopy - Outpatient | Akron | Akron City Campus | 95 Arch | Ground Floor | 2019-01-15 | Medium
No | 053326 | Insufflators, Endoscopic | EGA-501 - Endostratus | C93605927 | Medivators | Endoscopy - Outpatient | Akron | Akron City Campus | 95 Arch | Ground Floor | 2019-01-15 | Medium
No | 058907 | Insufflators, Endoscopic | EGA-501 - Endostratus | C02439 | Medivators | Endoscopy | Akron | Akron City Campus | Akron City Hospital | Ground Floor | 2015-11-06 | Medium
No | 031965 | Insufflators, Laparoscopic | 0620-040-610 - Pneumosure | 1509CE0669 | Stryker | Operating Room | Akron | Akron City Campus | Akron City Hospital | 1st Floor | 2015-11-23 | Medium
No | 031966 | Insufflators, Laparoscopic | 0620-040-610 - Pneumosure | 1509CE0178 | Stryker | Operating Room | Akron | Akron City Campus | Akron City Hospital | 1st Floor | 2015-11-23 | Medium
No | 031967 | Insufflators, Laparoscopic | 0620-040-610 - Pneumosure | 1509CE0670 | Stryker | Operating Room | Akron | Akron City Campus | Akron City Hospital | 1st Floor | 2015-11-23 | Medium
No | 031968 | Insufflators, Laparoscopic | 0620-040-610 - Pneumosure | 1509CE0682 | Stryker | Operating Room | Akron | Akron City Campus | Akron City Hospital | 1st Floor | 2015-11-23 | Medium
No | 031969 | Insufflators, Laparoscopic | 0620-040-610 - Pneumosure | 1509CE0222 | Stryker | Operating Room | Akron | Akron City Campus | Akron City Hospital | 1st Floor | 2015-11-23 | Medium
No | 031970 | Insufflators, Laparoscopic | 0620-040-610 - Pneumosure | 1509CE0664 | Stryker | Operating Room | Akron | Akron City Campus | Akron City Hospital | 1st Floor | 2015-11-23 | Medium
No | 031971 | Insufflators, Laparoscopic | 0620-040-610 - Pneumosure | 1509CE0223 | Stryker | Operating Room | Akron | Akron City Campus | Akron City Hospital | 1st Floor | 2015-11-23 | Medium
No | 031972 | Insufflators, Laparoscopic | 0620-040-610 - Pneumosure | 1509CE0666 | Stryker | Operating Room | Akron | Akron City Campus | Akron City Hospital | 1st Floor | 2015-11-23 | Medium
No | 031973 | Insufflators, Laparoscopic | 0620-040-610 - Pneumosure | 1509CE0180 | Stryker | Operating Room | Akron | Akron City Campus | Akron City Hospital | 1st Floor | 2015-11-23 | Medium
No | 031974 | Insufflators, Laparoscopic | 0620-040-610 - Pneumosure | 1509CE0176 | Stryker | Operating Room | Akron | Akron City Campus | Akron City Hospital | 1st Floor | 2015-11-23 | Medium
No | 031975 | Insufflators, Laparoscopic | 0620-040-610 - Pneumosure | 1509CE0663 | Stryker | Operating Room | Akron | Akron City Campus | Akron City Hospital | 1st Floor | 2015-11-23 | Medium
No | 031976 | Insufflators, Laparoscopic | 0620-040-610 - Pneumosure | 1509CE0662 | Stryker | Operating Room | Akron | Akron City Campus | Akron City Hospital | 1st Floor | 2015-11-23 | Medium
No | 031977 | Insufflators, Laparoscopic | 0620-040-610 - Pneumosure | 1509CE0668 | Stryker | Operating Room | Akron | Akron City Campus | Akron City Hospital | 1st Floor | 2015-11-23 | Medium
No | 031978 | Insufflators, Laparoscopic | 0620-040-610 - Pneumosure | 1509CE0177 | Stryker | Operating Room | Akron | Akron City Campus | Akron City Hospital | 1st Floor | 2015-11-23 | Medium
No | 031979 | Insufflators, Laparoscopic | 0620-040-610 - Pneumosure | 1509CE0630 | Stryker | Operating Room | Akron | Akron City Campus | Akron City Hospital | 1st Floor | 2015-11-23 | Medium
No | 031980 | Insufflators, Laparoscopic | 0620-040-610 - Pneumosure | 1509CE0665 | Stryker | Operating Room | Akron | Akron City Campus | Akron City Hospital | 1st Floor | 2015-11-23 | Medium
No | 031981 | Insufflators, Laparoscopic | 0620-040-610 - Pneumosure | 1509CE0179 | Stryker | Operating Room | Akron | Akron City Campus | Akron City Hospital | 1st Floor | 2015-11-23 | Medium
No | 032192 | Insufflators, Laparoscopic | 0620-040-610 - Pneumosure | 1405CE177 | Stryker | Operating Room | Akron | Akron City Campus | Akron City Hospital | 1st Floor | 2014-08-04 | Medium
No | 035146 | Insufflators, Laparoscopic | 0620-040-610 - Pneumosure | 1604CE0170 | Stryker | Operating Room | Akron | Akron City Campus | Akron City Hospital | 1st Floor | 2016-05-16 | Medium
No | 037390 | Insufflators, Laparoscopic | 0620-040-610 - Pneumosure | 1612CE0015 | Stryker | Operating Room - SB | Barberton | Barberton Campus | Summa Barberton Hospital | 2nd Floor | 2020-04-16 | Medium
No | 037391 | Insufflators, Laparoscopic | 0620-040-610 - Pneumosure | 1612CE0065 | Stryker | Operating Room - SB | Barberton | Barberton Campus | Summa Barberton Hospital | 2nd Floor | 2020-04-16 | Medium
No | 037392 | Insufflators, Laparoscopic | 0620-040-610 - Pneumosure | 1611CE1168 | Stryker | Operating Room - SB | Barberton | Barberton Campus | Summa Barberton Hospital | 2nd Floor | 2020-04-16 | Medium
No | 037393 | Insufflators, Laparoscopic | 0620-040-610 - Pneumosure | 1612CE0063 | Stryker | Operating Room - SB | Barberton | Barberton Campus | Summa Barberton Hospital | 2nd Floor | 2020-04-16 | Medium
No | 037491 | Insufflators, Laparoscopic | 0620-040-610 - Pneumosure | 2004CE0213 | Stryker | Operating Room - SW | Barberton | Wadsworth Campus | Wadsworth-Rittman Medical Center | 1st Floor | 2021-12-06 | Medium
No | 037507 | Insufflators, Laparoscopic | 0620-040-610 - Pneumosure | 1911CE1170 | Stryker | Operating Room - SW | Barberton | Wadsworth Campus | Wadsworth-Rittman Medical Center | 1st Floor | 2024-07-02 | Medium
No | 037586 | Insufflators, Laparoscopic | 0620-040-610 - Pneumosure | 1611CE0510 | Stryker | Operating Room - SW | Barberton | Wadsworth Campus | Wadsworth-Rittman Medical Center | 1st Floor | 2017-09-21 | Medium
No | 037597 | Insufflators, Laparoscopic | 0620-040-610 - Pneumosure | 1703CE1096 | Stryker | Operating Room - SW | Barberton | Wadsworth Campus | Wadsworth-Rittman Medical Center | 1st Floor | 2017-09-01 | Medium
No | 037833 | Insufflators, Laparoscopic | 0620-040-610 - Pneumosure | 1608CE0545 | Stryker | Operating Room - SB | Barberton | Barberton Campus | Summa Barberton Hospital | 2nd Floor | 2017-03-01 | Medium
No | 037931 | Insufflators, Laparoscopic | 0620-040-610 - Pneumosure | 1612CE0691 | Stryker | Operating Room - SB | Barberton | Barberton Campus | Summa Barberton Hospital | 2nd Floor | 2017-02-28 | Medium
No | 037940 | Insufflators, Laparoscopic | 0620-040-610 - Pneumosure | 1612CE0017 | Stryker | Operating Room - SB | Barberton | Barberton Campus | Summa Barberton Hospital | 2nd Floor | 2017-03-01 | Medium
No | 037948 | Insufflators, Laparoscopic | 0620-040-610 - Pneumosure | 1612CE0016 | Stryker | Operating Room - SB | Barberton | Barberton Campus | Summa Barberton Hospital | 2nd Floor | 2017-02-28 | Medium
No | 038026 | Insufflators, Laparoscopic | 0620-040-610 - Pneumosure | 1611CE1167 | Stryker | Operating Room - SB | Barberton | Barberton Campus | Summa Barberton Hospital | 2nd Floor | 2017-02-28 | Medium
No | 053483 | Insufflators, Laparoscopic | 0620-040-610 - Pneumosure | 1612CE0334 | Stryker | Operating Room | Akron | Akron City Campus | Akron City Hospital | 1st Floor | 2017-05-26 | Medium
No | 056128 | Insufflators, Laparoscopic | 0620-040-610 - Pneumosure | 1703CE0598 | Stryker | Operating Room | Akron | Akron City Campus | Akron City Hospital | 1st Floor | 2019-04-01 | Medium
No | 056150 | Insufflators, Laparoscopic | 0620-040-610 - Pneumosure | 1703CE0770 | Stryker | Operating Room | Akron | Akron City Campus | Akron City Hospital | 1st Floor | 2019-07-19 | Medium
No | 056171 | Insufflators, Laparoscopic | 0620-040-610 - Pneumosure | 1703C0544 | Stryker | Operating Room | Akron | Akron City Campus | Akron City Hospital | 1st Floor | 2019-04-12 | Medium
No | 056187 | Insufflators, Laparoscopic | 0620-040-610 - Pneumosure | 1703CE0601 | Stryker | Operating Room | Akron | Akron City Campus | Akron City Hospital | 1st Floor | 2019-04-12 | Medium
No | 056198 | Insufflators, Laparoscopic | 0620-040-610 - Pneumosure | 1703CE0658 | Stryker | Operating Room | Akron | Akron City Campus | Akron City Hospital | 1st Floor | 2019-04-12 | Medium
No | 056206 | Insufflators, Laparoscopic | 0620-040-610 - Pneumosure | 1703CE0542 | Stryker | Operating Room | Akron | Akron City Campus | Akron City Hospital | 1st Floor | 2019-04-12 | Medium
No | 057309 | Insufflators, Laparoscopic | 0620-040-610 - Pneumosure | 1703CE0665 | Stryker | Operating Room | Akron | Akron City Campus | Akron City Hospital | 1st Floor | 2019-06-13 | Medium
No | 057310 | Insufflators, Laparoscopic | 0620-040-610 - Pneumosure | 1703CE0538 | Stryker | Operating Room | Akron | Akron City Campus | Akron City Hospital | 1st Floor | 2019-06-13 | Medium
No | 058906 | Insufflators, Laparoscopic | 0620-040-610 - Pneumosure | 1509CE0662 | Stryker | Operating Room | Akron | Akron City Campus | Akron City Hospital | 1st Floor | 2020-05-05 | Medium
No | 065016 | Insufflators, Laparoscopic | 0620-040-610 - Pneumosure | 1501CE0166 | Stryker | Operating Room | Akron | Akron City Campus | Akron City Hospital | 1st Floor | 2025-02-17 08:10 | Medium
No | 070301 | Insufflators, Laparoscopic | 0620-040-610 - Pneumosure | 1603CE0207 | Stryker | Medina ASC | Barberton | Medina Campus | Medina Medical Center | 1st Floor | 2025-03-19 09:49 | Medium
No | 015165 | Insufflators, Laparoscopic | 620-040-001 - High Flow, 40L | 0312CE271 | Stryker | Virtual Care Simulation Lab | Akron | Akron City Campus | Akron City Hospital | 1st Floor | 2004-04-13 | Medium
No | 070025 | Insufflators, Laparoscopic | 620-040-001 - High Flow, 40L | 1306CE273 | Stryker | Medina ASC | Barberton | Medina Campus | Medina Medical Center | 1st Floor | 2024-03-08 07:35 | Medium
No | 058131 | Insufflators, Laparoscopic | Airseal IFS1 | 1907CE1146 | Conmed | Operating Room | Akron | Akron City Campus | Akron City Hospital | 1st Floor | 2019-10-28 | Medium
No | 059246 | Insufflators, Laparoscopic | Airseal IFS1 | 2008CE0005 | Conmed | Operating Room | Akron | Akron City Campus | Akron City Hospital | 1st Floor | 2020-10-07 | Medium
No | 064234 | Insufflators, Laparoscopic | Airseal IFS1 | 2103CE0348 | Conmed | Operating Room | Akron | Akron City Campus | Akron City Hospital | 1st Floor | 2024-09-19 07:10 | Medium
No | 064235 | Insufflators, Laparoscopic | Airseal IFS1 | 1712CE0657 | Conmed | Operating Room | Akron | Akron City Campus | Akron City Hospital | 1st Floor | 2024-09-19 07:11 | Medium
No | 064236 | Insufflators, Laparoscopic | Airseal IFS1 | 1602CE0097 | Conmed | Operating Room | Akron | Akron City Campus | Akron City Hospital | 1st Floor | 2024-09-19 07:12 | Medium
No | 064237 | Insufflators, Laparoscopic | Airseal IFS1 | 2207CE0142 | Conmed | Operating Room | Akron | Akron City Campus | Akron City Hospital | 1st Floor | 2024-09-19 07:11 | Medium
No | 064238 | Insufflators, Laparoscopic | Airseal IFS1 | 1903CE0347 | Conmed | Operating Room | Akron | Akron City Campus | Akron City Hospital | 1st Floor | 2024-09-19 07:12 | Medium
No | 064239 | Insufflators, Laparoscopic | Airseal IFS1 | 1201VG648 | Conmed | Operating Room | Akron | Akron City Campus | Akron City Hospital | 1st Floor | 2024-09-19 07:10 | Medium
No | 064240 | Insufflators, Laparoscopic | Airseal IFS1 | 1911CE0608 | Conmed | Operating Room | Akron | Akron City Campus | Akron City Hospital | 1st Floor | 2024-09-19 07:12 | Medium
No | 064241 | Insufflators, Laparoscopic | Airseal IFS1 | 2104CE0417 | Conmed | Operating Room | Akron | Akron City Campus | Akron City Hospital | 1st Floor | 2024-09-19 07:12 | Medium
No | 070702 | Insufflators, Laparoscopic | Airseal IFS1 | 1704CE0419 | Conmed | Operating Room - SB | Barberton | Barberton Campus | Summa Barberton Hospital | 2nd Floor | 2024-09-19 07:12 | Medium
No | 031749 | Insufflators, Laparoscopic | UCR | 7423466 | Olympus America | Operating Room | Akron | Akron City Campus | Akron City Hospital | 1st Floor | 2014-10-08 | Medium
No | 031754 | Insufflators, Laparoscopic | UCR | 7423464 | Olympus America | Operating Room | Akron | Akron City Campus | Akron City Hospital | 1st Floor | 2014-10-08 | Medium
No | 031761 | Insufflators, Laparoscopic | UCR | 7423457 | Olympus America | Operating Room | Akron | Akron City Campus | Akron City Hospital | 1st Floor | 2014-10-08 | Medium
No | 031767 | Insufflators, Laparoscopic | UCR | 7423459 | Olympus America | Operating Room | Akron | Akron City Campus | Akron City Hospital | 1st Floor | 2014-10-08 | Medium
No | 039713 | Insufflators, Laparoscopic | UCR | 7320726 | Olympus America | Endoscopy - SB | Barberton | Barberton Campus | Summa Barberton Hospital | 2nd Floor | 2013-12-09 | Medium
No | 052078 | Iontophoresis Units, Drug Delivery | 001-48 - Activadose II | 16090344 | Activatek | Rehab Services OP - Green | Barberton | Green Campus | Green Family YMCA | Ground Floor | 2017-11-22 | Low
No | 101-18824 | Iontophoresis Units, Drug Delivery | Dupel | 525039 | Empi A Djo Global Co | Wadsworth Comm. Ctn. PT | Barberton | Wadsworth Campus | Wadsworth Community Center | 1st Floor | 2015-12-01 | Low
No | CE3453 | Iontophoresis Units, Drug Delivery | Dupel | 513672 | Empi A Djo Global Co | Rehab Services OP - SB | Barberton | Barberton Campus | Anna Dean Professional Park | Ground Floor | 2009-04-01 | Low
No | CE5630 | Iontophoresis Units, Drug Delivery | Dupel | 6060574 | Empi A Djo Global Co | Rehab Services OP - SB | Barberton | Barberton Campus | Anna Dean Professional Park | Ground Floor | 2009-04-01 | Low
No | 028745 | Iontophoresis Units, Drug Delivery | PM 900 - Iontophoresis Units, Drug Delivery | 31268 | Iomed | REHAB YMCA | Akron | Akron City Campus | Kohl Family YMCA at University Park |  | 2011-01-11 | Low
No | 035959 | Iontophoresis Units, Drug Delivery | PM 900 - Iontophoresis Units, Drug Delivery | 197045 | Iomed | Rehab Services OP - Hudson | Akron | Hudson Campus | Summa Health Wellness Center | Ground Floor | 2016-10-07 | Low
No | 035958 | Iontophoresis Units, Drug Delivery | PM700 - Iontophoresis Units, Drug Delivery | 20310 | Iomed | Rehab Services OP - Hudson | Akron | Hudson Campus | Summa Health Wellness Center | Ground Floor | 2016-10-07 | Low
No | 053289 | Irradiators, Blood | Raycell MK1 | 6112 | Best Theratronics | LAB Blood Bank | Akron | Akron City Campus | H Tower | Ground Floor | 2017-04-27 | Low
No | 022884 | Irrigation/Distention Systems | 0250-070-601 - AHTO Irrigation Pump | 06K025814 | Stryker | Operating Room | Akron | Akron City Campus | Akron City Hospital | 1st Floor | 2006-11-27 | Low
No | 022885 | Irrigation/Distention Systems | 0250-070-601 - AHTO Irrigation Pump | 06K009244 | Stryker | Operating Room | Akron | Akron City Campus | Akron City Hospital | 1st Floor | 2006-11-27 | Low
No | 022886 | Irrigation/Distention Systems | 0250-070-601 - AHTO Irrigation Pump | 06K016424 | Stryker | Operating Room | Akron | Akron City Campus | Akron City Hospital | 1st Floor | 2006-11-27 | Low
No | 022887 | Irrigation/Distention Systems | 0250-070-601 - AHTO Irrigation Pump | 06K009264 | Stryker | Operating Room | Akron | Akron City Campus | Akron City Hospital | 1st Floor | 2006-11-27 | Low
No | 022890 | Irrigation/Distention Systems | 0250-070-601 - AHTO Irrigation Pump | 06K025864 | Stryker | Operating Room | Akron | Akron City Campus | Akron City Hospital | 1st Floor | 2006-11-27 | Low
No | 022891 | Irrigation/Distention Systems | 0250-070-601 - AHTO Irrigation Pump | 06K025854 | Stryker | Operating Room | Akron | Akron City Campus | Akron City Hospital | 1st Floor | 2006-11-27 | Low
No | 022893 | Irrigation/Distention Systems | 0250-070-601 - AHTO Irrigation Pump | 06K025834 | Stryker | Operating Room | Akron | Akron City Campus | Akron City Hospital | 1st Floor | 2006-11-27 | Low
No | 022894 | Irrigation/Distention Systems | 0250-070-601 - AHTO Irrigation Pump | 06K016394 | Stryker | Operating Room | Akron | Akron City Campus | Akron City Hospital | 1st Floor | 2006-11-27 | Low
No | 022895 | Irrigation/Distention Systems | 0250-070-601 - AHTO Irrigation Pump | 06K009294 | Stryker | Operating Room | Akron | Akron City Campus | Akron City Hospital | 1st Floor | 2006-11-27 | Low
No | 022897 | Irrigation/Distention Systems | 0250-070-601 - AHTO Irrigation Pump | 06K025844 | Stryker | Operating Room | Akron | Akron City Campus | Akron City Hospital | 1st Floor | 2006-11-27 | Low
No | 024772 | Irrigation/Distention Systems | 0250-070-601 - AHTO Irrigation Pump | 08J064364 | Stryker | Operating Room | Akron | Akron City Campus | Akron City Hospital | 1st Floor | 2008-11-03 | Low
No | 024773 | Irrigation/Distention Systems | 0250-070-601 - AHTO Irrigation Pump | 08J064374 | Stryker | Operating Room | Akron | Akron City Campus | Akron City Hospital | 1st Floor | 2008-11-03 | Low
No | 024774 | Irrigation/Distention Systems | 0250-070-601 - AHTO Irrigation Pump | 08J064384 | Stryker | Operating Room | Akron | Akron City Campus | Akron City Hospital | 1st Floor | 2008-11-03 | Low
No | 024818 | Irrigation/Distention Systems | 0250-070-601 - AHTO Irrigation Pump | 08L060784 | Stryker | Virtual Care Simulation Lab | Akron | Akron City Campus | Akron City Hospital | 1st Floor | 2009-09-01 | Low
No | 032119 | Irrigation/Distention Systems | 0250-070-601 - AHTO Irrigation Pump | 13G033734 | Stryker | Operating Room | Akron | Akron City Campus | Akron City Hospital | 1st Floor | 2013-08-01 | Low
No | 032120 | Irrigation/Distention Systems | 0250-070-601 - AHTO Irrigation Pump | 13G036244 | Stryker | Operating Room | Akron | Akron City Campus | Akron City Hospital | 1st Floor | 2013-08-01 | Low
No | 032123 | Irrigation/Distention Systems | 0250-070-601 - AHTO Irrigation Pump | 13G036294 | Stryker | Operating Room | Akron | Akron City Campus | Akron City Hospital | 1st Floor | 2013-08-06 | Low
No | 032190 | Irrigation/Distention Systems | 0250-070-601 - AHTO Irrigation Pump | 14F047274 | Stryker | Operating Room | Akron | Akron City Campus | Akron City Hospital | 1st Floor | 2014-07-30 | Low
No | 032191 | Irrigation/Distention Systems | 0250-070-601 - AHTO Irrigation Pump | 14F047294 | Stryker | Operating Room | Akron | Akron City Campus | Akron City Hospital | 1st Floor | 2014-07-30 | Low
No | 033460 | Irrigation/Distention Systems | 0250-070-601 - AHTO Irrigation Pump | 12J040314 | Stryker | Operating Room | Akron | Akron City Campus | Akron City Hospital | 1st Floor | 2015-12-30 | Low
No | 037238 | Irrigation/Distention Systems | 0250-070-601 - AHTO Irrigation Pump | 12J039174 | Stryker | Operating Room - SB | Barberton | Barberton Campus | Summa Barberton Hospital | 2nd Floor | 2012-11-01 | Low
No | 037828 | Irrigation/Distention Systems | 0250-070-601 - AHTO Irrigation Pump | 13G011814 | Stryker | Medina ASC | Barberton | Medina Campus | Medina Medical Center | 1st Floor | 2019-08-30 | Low
No | 037933 | Irrigation/Distention Systems | 0250-070-601 - AHTO Irrigation Pump | 18B505394 | Stryker | Operating Room - SB | Barberton | Barberton Campus | Summa Barberton Hospital | 2nd Floor | 2019-08-30 | Low
No | 037934 | Irrigation/Distention Systems | 0250-070-601 - AHTO Irrigation Pump | 18E516804 | Stryker | Operating Room - SB | Barberton | Barberton Campus | Summa Barberton Hospital | 2nd Floor | 2019-08-30 | Low
No | 038750 | Irrigation/Distention Systems | 0250-070-601 - AHTO Irrigation Pump | 13G028464 | Stryker | Operating Room - SB | Barberton | Barberton Campus | Summa Barberton Hospital | 2nd Floor | 2019-08-30 | Low
No | 038837 | Irrigation/Distention Systems | 0250-070-601 - AHTO Irrigation Pump | 13G028454 | Stryker | Operating Room - SB | Barberton | Barberton Campus | Summa Barberton Hospital | 2nd Floor | 2019-08-30 | Low
No | 039289 | Irrigation/Distention Systems | 0250-070-601 - AHTO Irrigation Pump | 21C543974 | Stryker | Operating Room - SB | Barberton | Barberton Campus | Summa Barberton Hospital | 2nd Floor | 2021-03-24 | Low
No | 053495 | Irrigation/Distention Systems | 0250-070-601 - AHTO Irrigation Pump | 17K560934 | Stryker | Operating Room | Akron | Akron City Campus | Akron City Hospital | 1st Floor | 2017-12-13 | Low
No | 056189 | Irrigation/Distention Systems | 0250-070-601 - AHTO Irrigation Pump | 18B510434 | Stryker | Operating Room | Akron | Akron City Campus | Akron City Hospital | 1st Floor | 2019-05-22 | Low
No | 056216 | Irrigation/Distention Systems | 0250-070-601 - AHTO Irrigation Pump | 18B505364 | Stryker | Operating Room | Akron | Akron City Campus | Akron City Hospital | 1st Floor | 2019-05-22 | Low
No | 059896 | Irrigation/Distention Systems | 0250-070-601 - AHTO Irrigation Pump | 21C531974 | Stryker | Operating Room | Akron | Akron City Campus | Akron City Hospital | 1st Floor | 2021-03-22 | Low
No | 059897 | Irrigation/Distention Systems | 0250-070-601 - AHTO Irrigation Pump | 21C531954 | Stryker | Operating Room | Akron | Akron City Campus | Akron City Hospital | 1st Floor | 2021-03-22 | Low
No | 059898 | Irrigation/Distention Systems | 0250-070-601 - AHTO Irrigation Pump | 21C5431814 | Stryker | Operating Room | Akron | Akron City Campus | Akron City Hospital | 1st Floor | 2021-03-22 | Low
No | 037492 | Irrigation/Distention Systems | 7211010 - Dyonics 25 | ZN02184 | Smith & Nephew | Operating Room - SW | Barberton | Wadsworth Campus | Wadsworth-Rittman Medical Center | 1st Floor | 2021-12-06 | Low
No | 037493 | Irrigation/Distention Systems | 72200873 - Dyonics Power II Control System | AAX29244 | Smith & Nephew | Operating Room - SW | Barberton | Wadsworth Campus | Wadsworth-Rittman Medical Center | 1st Floor | 2021-12-07 | Low
No | 037334 | Irrigation/Distention Systems | AR-6480 - Dual Wave Arthroscopy Fluid Management | NX9652VF | Arthrex | Operating Room - SW | Barberton | Wadsworth Campus | Wadsworth-Rittman Medical Center | 1st Floor | 2016-09-22 | Low
No | 037563 | Irrigation/Distention Systems | AR-6480 - Dual Wave Arthroscopy Fluid Management | NX9654VF | Arthrex | Operating Room - SW | Barberton | Wadsworth Campus | Wadsworth-Rittman Medical Center | 1st Floor | 2016-09-22 | Low
No | 037991 | Irrigation/Distention Systems | AR-6480 - Dual Wave Arthroscopy Fluid Management | NX9912VH | Arthrex | Operating Room - SB | Barberton | Barberton Campus | Summa Barberton Hospital | 2nd Floor | 2016-09-28 | Low
No | 052747 | Irrigation/Distention Systems | AR-6480 - Dual Wave Arthroscopy Fluid Management | N14275K18 | Arthrex | Operating Room | Akron | Akron City Campus | Akron City Hospital | 1st Floor | 2018-12-12 | Low
No | 058734 | Irrigation/Distention Systems | AR-6480 - Dual Wave Arthroscopy Fluid Management | NX1476PA | Arthrex | Operating Room | Akron | Akron City Campus | Akron City Hospital | 1st Floor | 2011-02-25 | Low
No | 061474 | Irrigation/Distention Systems | AR-6480 - Dual Wave Arthroscopy Fluid Management | N10227J16 | Arthrex | Operating Room - SB | Barberton | Barberton Campus | Summa Barberton Hospital | 2nd Floor | 2022-04-28 | Low
No | 037509 | Irrigation/Distention Systems | AR-6485 - Synergy CW4 Arthroscopy Pump | NX2995G21 | Arthrex | Operating Room - SW | Barberton | Wadsworth Campus | Wadsworth-Rittman Medical Center | 1st Floor | 2022-07-08 | Low
No | 031940 | Irrigation/Distention Systems | EGA-500 - Endostratus Irrigation Pump | P01621 | Medivators | Endoscopy - Outpatient | Akron | Akron City Campus | 95 Arch | Ground Floor | 2015-11-12 | Low
No | 031942 | Irrigation/Distention Systems | EGA-500 - Endostratus Irrigation Pump | P01623 | Medivators | Endoscopy | Akron | Akron City Campus | Akron City Hospital | Ground Floor | 2015-11-12 | Low
No | 031943 | Irrigation/Distention Systems | EGA-500 - Endostratus Irrigation Pump | P01620 | Medivators | Endoscopy - Outpatient | Akron | Akron City Campus | 95 Arch | Ground Floor | 2015-11-12 | Low
No | 031945 | Irrigation/Distention Systems | EGA-500 - Endostratus Irrigation Pump | P01349 | Medivators | Endoscopy | Akron | Akron City Campus | Akron City Hospital | Ground Floor | 2015-11-12 | Low
No | 031946 | Irrigation/Distention Systems | EGA-500 - Endostratus Irrigation Pump | P01640 | Medivators | Endoscopy | Akron | Akron City Campus | Akron City Hospital | Ground Floor | 2015-11-12 | Low
No | 037436 | Irrigation/Distention Systems | EGA-500 - Endostratus Irrigation Pump | P01634 | Medivators | Endoscopy - SW | Barberton | Wadsworth Campus | Wadsworth-Rittman Medical Center | 1st Floor | 2015-11-06 | Low
No | 037510 | Irrigation/Distention Systems | EGA-500 - Endostratus Irrigation Pump | 13129637 | Medivators | Endoscopy - SW | Barberton | Wadsworth Campus | Wadsworth-Rittman Medical Center | 1st Floor | 2022-07-08 | Low
No | 039714 | Irrigation/Distention Systems | EGA-500 - Endostratus Irrigation Pump | P01632 | Medivators | Endoscopy - SB | Barberton | Barberton Campus | Summa Barberton Hospital | 2nd Floor | 2015-11-06 | Low
No | 052742 | Irrigation/Distention Systems | EGA-500 - Endostratus Irrigation Pump | P93606109 | Medivators | Operating Room | Akron | Akron City Campus | Akron City Hospital | 1st Floor | 2018-11-26 | Low
No | 052743 | Irrigation/Distention Systems | EGA-500 - Endostratus Irrigation Pump | P93606116 | Medivators | Operating Room | Akron | Akron City Campus | Akron City Hospital | 1st Floor | 2018-11-26 | Low
No | 058133 | Irrigation/Distention Systems | EGA-500 - Endostratus Irrigation Pump | 13105171 | Medivators | Operating Room | Akron | Akron City Campus | Akron City Hospital | 1st Floor | 2019-11-04 | Low
No | 060563 | Irrigation/Distention Systems | EGA-500 - Endostratus Irrigation Pump | 13121065 | Medivators | Endoscopy - Outpatient | Akron | Akron City Campus | 95 Arch | Ground Floor | 2021-08-23 | Low
No | 063739 | Irrigation/Distention Systems | EGA-500 - Endostratus Irrigation Pump | 13146949 | Medivators | Endoscopy - Outpatient | Akron | Akron City Campus | 95 Arch | Ground Floor | 2024-05-13 09:35 | Low
No | 063743 | Irrigation/Distention Systems | EGA-500 - Endostratus Irrigation Pump | 13146976 | Medivators | Endoscopy - Outpatient | Akron | Akron City Campus | 95 Arch | Ground Floor | 2024-06-24 13:03 | Low
No | 064232 | Irrigation/Distention Systems | EGA-500 - Endostratus Irrigation Pump | P01000 | Medivators | Endoscopy - Outpatient | Akron | Akron City Campus | 95 Arch | Ground Floor | 2024-09-06 15:33 | Low
No | 064248 | Irrigation/Distention Systems | EGA-500 - Endostratus Irrigation Pump | 13136888 | Medivators | Endoscopy - Outpatient | Akron | Akron City Campus | 95 Arch | Ground Floor | 2024-09-24 12:18 | Low
No | 064755 | Irrigation/Distention Systems | EGA-500 - Endostratus Irrigation Pump | P88397211 | Medivators | Endoscopy - Outpatient | Akron | Akron City Campus | 95 Arch | Ground Floor | 2024-10-24 08:32 | Low
No | 038611 | Irrigation/Distention Systems | OFP-2 | 21974687 | Olympus America | Endoscopy - SB | Barberton | Barberton Campus | Summa Barberton Hospital | 2nd Floor | 2020-03-09 | Low
No | 038621 | Irrigation/Distention Systems | OFP-2 | 21974989 | Olympus America | Endoscopy - SB | Barberton | Barberton Campus | Summa Barberton Hospital | 2nd Floor | 2020-03-09 | Low
No | 038686 | Irrigation/Distention Systems | OFP-2 | 21974556 | Olympus America | Endoscopy - SB | Barberton | Barberton Campus | Summa Barberton Hospital | 2nd Floor | 2020-03-09 | Low
No | 061863 | Irrigation/Distention Systems | OFP-2 | 21314467 | Olympus America | Medina ASC | Barberton | Medina Campus | Medina Medical Center | 1st Floor | 2023-02-27 13:48 | Low
No | 052642 | Irrigation/Distention Systems | P2000 Fluidsmart | 20170083 | Thermedx | Operating Room | Akron | Akron City Campus | Akron City Hospital | 1st Floor | 2018-01-25 | Low
No | 052659 | Irrigation/Distention Systems | P2000 Fluidsmart | 20160044 | Thermedx | Operating Room | Akron | Akron City Campus | Akron City Hospital | 1st Floor | 2018-03-05 | Low
No | 064751 | Irrigation/Distention Systems, Hysteroscopic | FLT-100 Fluent | M4553L23DO | Hologic | Operating Room | Akron | Akron City Campus | Akron City Hospital | 1st Floor | 2024-01-10 05:57 | Low
No | 064752 | Irrigation/Distention Systems, Hysteroscopic | FLT-100 Fluent | M4571L23DO | Hologic | Operating Room | Akron | Akron City Campus | Akron City Hospital | 1st Floor | 2024-01-10 05:57 | Low
No | 064753 | Irrigation/Distention Systems, Hysteroscopic | FLT-100 Fluent | M4519L23DO | Hologic | Operating Room | Akron | Akron City Campus | Akron City Hospital | 1st Floor | 2024-01-10 05:57 | Low
No | 070357 | Irrigation/Distention Systems, Hysteroscopic | FLT-100 Fluent | M4568L23D0 | Hologic | Operating Room - SB | Barberton | Barberton Campus | Summa Barberton Hospital | 2nd Floor | 2024-01-15 14:29 | Low
No | 070696 | Irrigation/Distention Systems, Hysteroscopic | FLT-100 Fluent | M4570L23D0 | Hologic | Medina ASC | Barberton | Medina Campus | Medina Medical Center | 1st Floor | 2024-01-31 08:49 | Low
No | 032213 | Irrigators, Ear Canal | 29350 - Ear Wash System | NONE | Hill-Rom / Welch Allyn | Family Medicine Center | Akron | Akron City Campus | 55 Arch | 3rd Floor | 2013-08-27 | Low
No | 054630 | Irrigators, Ear Canal | 29350 - Ear Wash System | Unknown | Hill-Rom / Welch Allyn | Family Medicine Center | Akron | Akron City Campus | 55 Arch | 3rd Floor | 2018-07-26 | Low
No | 064575 | Laboratory Hoods | 13694 | L03-5608 | Hemco | Translational Research | Akron | Akron City Campus | Akron City Hospital | 2nd Floor | 2025-02-24 08:24 | Low
No | 037546 | Laboratory Hoods | 97002 | 10661 | Thermo Fisher Scientific | LAB General - SW | Barberton | Wadsworth Campus | Wadsworth-Rittman Medical Center | 1st Floor | 2007-12-18 | Low
No | 101-15557 | Laboratory Hoods | 3020904 - | 010313474D | Labconco | LAB General - SW | Barberton | Wadsworth Campus | Wadsworth-Rittman Medical Center | 1st Floor | 2005-06-01 | Low
No | 004612 | Laboratory Hoods | 69000 - Hood, Evacuation | 66901 | Labconco | IMMUNOLOGY/SEROLOGY | Akron | Akron City Campus | Akron City Hospital | 2nd Floor | 1990-01-01 | Low
No | 023311 | Laboratory Hoods | 8009 - Micro Hood | 6632 | Helena Laboratories Corp | LAB Special Proced Tox | Akron | Akron City Campus | ACH Admin Building | 2nd Floor | 1989-05-17 | Low
No | 004669 | Laboratory Hoods | Labconco Protector Hood | 10850 | Labconco | LAB Special Proced Tox | Akron | Akron City Campus | ACH Admin Building |  | 1990-01-01 | Low
No | 016010 | Laboratory Hoods | MK11 - Hood, Evacuation | 90006FE003 | Hacker Instrument Co. | LAB Histology/Morgue | Akron | Akron City Campus | ACH Admin Building | 2nd Floor | 1990-06-27 | Low
No | 060876 | Laboratory Hoods | SS-300-MED - Model 300 Air Cleaner | 47246 | Sentry Air Systems Inc | EEG Neurology Lab | Akron | Akron City Campus | Akron City Hospital | Ground Floor | 2021-09-08 | Low
No | 060877 | Laboratory Hoods | SS-300-MED - Model 300 Air Cleaner | 47247 | Sentry Air Systems Inc | EEG Neurology Lab | Akron | Akron City Campus | Akron City Hospital | Ground Floor | 2021-09-08 | Low
No | 063411 | Laboratory Hoods, Chemical Fume, Ductless | AirClean 600 | AC632MS-7116 | AirClean Systems | SH Clinical Rsrch Ctr-Oncology | Akron | Akron City Campus | 75 Arch | 1st Floor | 2023-09-22 07:23 | Low
No | 037380 | Laboratory Hoods, Chemical Fume, Ductless | B1115241 - Hyperclean Truair | P88393 | Thermo Fisher Scientific | LAB Critical Care | Akron | Akron City Campus | Akron City Hospital | Ground Floor | 2020-03-27 | Low
No | 039458 | Laboratory Hoods, Chemical Fume, Ductless | B1115241 - Hyperclean Truair | P94358 | Thermo Fisher Scientific | LAB Cytology - SB | Barberton | Barberton Campus | Summa Barberton Hospital | 2nd Floor | 2021-01-22 | Low
No | 057940 | Laboratory Hoods, Chemical Fume, Ductless | B1115241 - Hyperclean Truair | P91657 | Thermo Fisher Scientific | LAB Histology/Morgue | Akron | Akron City Campus | ACH Admin Building | 2nd Floor | 2020-06-11 | Low
No | 059401 | Laboratory Hoods, Chemical Fume, Ductless | B1115241 - Hyperclean Truair | P92747 | Thermo Fisher Scientific | LAB Green | Barberton | Green Campus | Green Medical Center | Ground Floor | 2020-09-21 | Low
No | 037460 | Laboratory Hoods, Chemical Fume, Ductless | B1115361 - Hyperclean Truair | P93416 | Thermo Fisher Scientific | LAB General - SW | Barberton | Wadsworth Campus | Wadsworth-Rittman Medical Center | 1st Floor | 2020-11-12 | Low
No | 070121 | Laboratory Hoods, Chemical Fume, Ductless | Fisher Hamilton Hood | A4833 | Fisher Scientific | LAB Cytology - SB | Barberton | Barberton Campus | Summa Barberton Hospital | 3rd Floor | 2023-08-03 11:54 | Low
No | 001687 | Lamps, Ultraviolet | Q-12 | 328460 | Spectronics | Family Medicine Center | Akron | Akron City Campus | 55 Arch | 3rd Floor | 1994-08-08 | Low
No | 023307 | Lamps, Ultraviolet | UVL-21 - Light, Ultraviolet | C-1440 | Ultraviolet | LAB Microbiology | Akron | Akron City Campus | ACH Admin Building | 2nd Floor | 1978-01-01 | Low
No | 060537 | Laryngoscopes, Video | 0270-0993 - Glidescope Core | CM203583 | Verathon | Endoscopy | Akron | Akron City Campus | Akron City Hospital | Ground Floor | 2021-05-25 | Low
No | 063393 | Laryngoscopes, Video | 0270-0993 - Glidescope Core | CM230361 | Verathon | Anesthesia | Akron | Akron City Campus | Akron City Hospital | 1st Floor | 2023-09-12 07:11 | Low
No | 063394 | Laryngoscopes, Video | 0270-0993 - Glidescope Core | CM230713 | Verathon | Anesthesia | Akron | Akron City Campus | H Tower | 2nd Floor | 2023-09-12 07:10 | Low
No | 063395 | Laryngoscopes, Video | 0270-0993 - Glidescope Core | CM230779 | Verathon | Anesthesia | Akron | Akron City Campus | Akron City Hospital | 1st Floor | 2023-09-12 07:09 | Low
No | 063396 | Laryngoscopes, Video | 0270-0993 - Glidescope Core | CM230593 | Verathon | Anesthesia | Akron | Akron City Campus | Akron City Hospital | Ground Floor | 2023-09-12 07:10 | Low
No | 063397 | Laryngoscopes, Video | 0270-0993 - Glidescope Core | CM230598 | Verathon | Anesthesia | Akron | Akron City Campus | Akron City Hospital | 2nd Floor | 2023-09-12 07:10 | Low
No | 063398 | Laryngoscopes, Video | 0270-0993 - Glidescope Core | CM230718 | Verathon | Anesthesia | Akron | Akron City Campus | Akron City Hospital | 1st Floor | 2023-09-12 07:09 | Low
No | 063399 | Laryngoscopes, Video | 0270-0993 - Glidescope Core | CM230771 | Verathon | Anesthesia | Akron | Akron City Campus | Akron City Hospital | 1st Floor | 2023-09-12 07:09 | Low
No | 063400 | Laryngoscopes, Video | 0270-0993 - Glidescope Core | CM230700 | Verathon | Anesthesia | Akron | Akron City Campus | Akron City Hospital | 1st Floor | 2023-09-12 07:10 | Low
No | 064000 | Laryngoscopes, Video | 0270-1107 - GlideScope Go 2 Monitor | HN002744 | Verathon | Emergency Department (ED) - ACH | Akron | Akron City Campus | Akron City Hospital | Ground Floor | 2024-07-02 09:14 | Low
No | 064068 | Laryngoscopes, Video | 0270-1107 - GlideScope Go 2 Monitor | HN003355 | Verathon | Anesthesia | Akron | Akron City Campus | Akron City Hospital | 1st Floor | 2024-08-14 11:12 | Low
No | 064161 | Laryngoscopes, Video | 0270-1107 - GlideScope Go 2 Monitor | HN002773 | Verathon | T1 - CTV Intensive Care Unit (CTV-ICU) | Akron | Akron City Campus | Critical Care Tower | 1st Floor | 2024-07-02 09:14 | Low
No | 064162 | Laryngoscopes, Video | 0270-1107 - GlideScope Go 2 Monitor | HN002710 | Verathon | T3 - Medical Intensive Care Unit (MICU) | Akron | Akron City Campus | Critical Care Tower | 3rd Floor | 2024-07-02 09:14 | Low
No | 064570 | Laryngoscopes, Video | 0270-1107 - GlideScope Go 2 Monitor | HN005533 | Verathon | Anesthesia | Akron | Akron City Campus | Akron City Hospital | 1st Floor | 2024-08-14 11:12 | Low
No | CE8739 | Laryngoscopes, Video | 0570-0366 - Glidescope Go | HM182184 | Verathon | Intensive Care Unit (ICU) - SB | Barberton | Barberton Campus | Summa Barberton Hospital | 2nd Floor | 2018-09-14 | Low
No | 056602 | Laryngoscopes, Video | 0570-0376 - Glidescope Core | CM180852 | Verathon | Anesthesia | Akron | Akron City Campus | Akron City Hospital | 1st Floor | 2019-05-23 | Low
No | 056603 | Laryngoscopes, Video | 0570-0376 - Glidescope Core | CM180786 | Verathon | Anesthesia | Akron | Akron City Campus | Akron City Hospital | 1st Floor | 2019-05-23 | Low
No | 057762 | Laryngoscopes, Video | 0570-0376 - Glidescope Core | CM190960 | Verathon | Emergency Department (ED) - ACH | Akron | Akron City Campus | Akron City Hospital | Ground Floor | 2019-07-11 | Low
No | 057763 | Laryngoscopes, Video | 0570-0376 - Glidescope Core | CM190962 | Verathon | Emergency Department (ED) - ACH | Akron | Akron City Campus | Akron City Hospital | Ground Floor | 2019-07-11 | Low
No | 057764 | Laryngoscopes, Video | 0570-0376 - Glidescope Core | CM190959 | Verathon | T3 - Medical Intensive Care Unit (MICU) | Akron | Akron City Campus | Critical Care Tower | 3rd Floor | 2019-07-11 | Low
No | 057765 | Laryngoscopes, Video | 0570-0376 - Glidescope Core | CM190938 | Verathon | T2 - STN Intensive Care Unit (STN-ICU) | Akron | Akron City Campus | Critical Care Tower | 2nd Floor | 2019-07-11 | Low
No | 057766 | Laryngoscopes, Video | 0570-0376 - Glidescope Core | CM190937 | Verathon | Virtual Care Simulation Lab | Akron | Akron City Campus | Akron City Hospital | 1st Floor | 2019-07-11 | Low
No | 057767 | Laryngoscopes, Video | 0570-0376 - Glidescope Core | CM190963 | Verathon | Emergency Department (ED) - Green | Barberton | Green Campus | Green Medical Center | Ground Floor | 2019-07-11 | Low
No | 057768 | Laryngoscopes, Video | 0570-0376 - Glidescope Core | CM190968 | Verathon | T1 - CTV Intensive Care Unit (CTV-ICU) | Akron | Akron City Campus | Critical Care Tower | 1st Floor | 2019-07-11 | Low
No | 057769 | Laryngoscopes, Video | 0570-0376 - Glidescope Core | CM190971 | Verathon | Emergency Department (ED) - SBH | Barberton | Barberton Campus | Summa Barberton Hospital | Ground Floor | 2019-07-11 | Low
No | 057770 | Laryngoscopes, Video | 0570-0376 - Glidescope Core | CM190939 | Verathon | Emergency Department (ED) - Wadsworth | Barberton | Wadsworth Campus | Wadsworth Emergency Bldg | Ground Floor | 2019-07-11 | Low
No | 057771 | Laryngoscopes, Video | 0570-0376 - Glidescope Core | CM190952 | Verathon | Emergency Department (ED) - SBH | Barberton | Barberton Campus | Summa Barberton Hospital | Ground Floor | 2019-07-11 | Low
No | 057772 | Laryngoscopes, Video | 0570-0376 - Glidescope Core | CM190947 | Verathon | Intensive Care Unit (ICU) - SB | Barberton | Barberton Campus | Summa Barberton Hospital | 2nd Floor | 2019-07-11 | Low
No | 057773 | Laryngoscopes, Video | 0570-0376 - Glidescope Core | CM190945 | Verathon | Emergency Department (ED) - ACH | Akron | Akron City Campus | Akron City Hospital | Ground Floor | 2019-07-11 | Low
No | 059294 | Laryngoscopes, Video | 0570-0376 - Glidescope Core | CM202813 | Verathon | 4 West - CPI Progressive Care Unit (CPI-PCU) | Akron | Akron City Campus | Akron City Hospital | 4th Floor | 2020-09-03 | Low
No | 060376 | Laryngoscopes, Video | 0570-0376 - Glidescope Core | CM204664 | Verathon | H6 - Surgical Progressive Care Unit (PCU) | Akron | Akron City Campus | H Tower | 6th Floor | 2021-04-07 | Low
No | 061234 | Laryngoscopes, Video | 0570-0376 - Glidescope Core | CM211749 | Verathon | Angiography | Akron | Akron City Campus | Akron City Hospital | 2nd Floor | 2021-12-14 | Low
No | 061345 | Laryngoscopes, Video | 0570-0376 - Glidescope Core | 2021-07-15 | Verathon | Multi Spec Ctr - Lake Medina Ste 250 | Barberton | Medina Campus | Medina Medical Center | 2nd Floor | 2022-02-16 | Low
No | 061526 | Laryngoscopes, Video | 0570-0376 - Glidescope Core | CM211810 | Verathon | Anesthesia - SB | Barberton | Barberton Campus | Summa Barberton Hospital | 2nd Floor | 2022-01-10 | Low
No | 061527 | Laryngoscopes, Video | 0570-0376 - Glidescope Core | CM211859 | Verathon | Anesthesia - SW | Barberton | Wadsworth Campus | Wadsworth-Rittman Medical Center | 1st Floor | 2022-01-10 | Low
No | 061528 | Laryngoscopes, Video | 0570-0376 - Glidescope Core | CM211793 | Verathon | Anesthesia | Akron | Akron City Campus | Akron City Hospital | 1st Floor | 2022-01-10 | Low
No | 070241 | Laryngoscopes, Video | 0570-0376 - Glidescope Core | CM230676 | Verathon | Anesthesia - SB | Barberton | Barberton Campus | Summa Barberton Hospital | 2nd Floor | 2023-09-14 | Low
No | 070242 | Laryngoscopes, Video | 0570-0376 - Glidescope Core | CM230755 | Verathon | Anesthesia - SB | Barberton | Barberton Campus | Summa Barberton Hospital | 2nd Floor | 2023-09-14 | Low
No | 070243 | Laryngoscopes, Video | 0570-0376 - Glidescope Core | CM230745 | Verathon | Anesthesia - SW | Barberton | Wadsworth Campus | Wadsworth-Rittman Medical Center | 1st Floor | 2023-09-15 | Low
No | 014983 | Laryngoscopes, Video | 0574-0001 - (GVL) Glidescope | PV112441 | Verathon | Virtual Care Simulation Lab | Akron | Akron City Campus | Akron City Hospital | 1st Floor | 2011-10-27 | Low
No | 101-20360 | Laryngoscopes, Video | 0574-0001 - (GVL) Glidescope | PM072994 | Verathon | Operating Room - SW | Barberton | Wadsworth Campus | Wadsworth-Rittman Medical Center | 1st Floor | 2007-12-14 | Low
No | 029737 | Laryngoscopes, Video | 401-001-001 - Ascope Monitor | AM15A00407 | Ambu | Emergency Department (ED) - ACH | Akron | Akron City Campus | Akron City Hospital | Ground Floor | 2016-03-17 | Low
No | 032375 | Laryngoscopes, Video | King Vision - King Vision Ablade | C11450A124929 | Ambu | T3 - Medical Intensive Care Unit (MICU) | Akron | Akron City Campus | Critical Care Tower | 3rd Floor | 2015-03-20 | Low
No | CE7362 | Laryngoscopes, Video | King Vision - King Vision Ablade | C11450A124891 | Ambu | Intensive Care Unit (ICU) - SB | Barberton | Barberton Campus | Summa Barberton Hospital | 2nd Floor | 2015-06-16 | Low
No | 014816 | Laryngoscopes, Video | LF-GP - Lf-Gp Flexible Laryngoscopes | 2716764 | Olympus America | T3 - Medical Intensive Care Unit (MICU) | Akron | Akron City Campus | Critical Care Tower | 3rd Floor | 2007-11-01 | Low
No | 014817 | Laryngoscopes, Video | LF-GP - Lf-Gp Flexible Laryngoscopes | 2716769 | Olympus America | 1 Central - CV Progressive Care Unit (PCU) | Akron | Akron City Campus | Akron City Hospital | 1st Floor | 2007-11-01 | Low
No | CE5752 | Laser Imagers | Drystar 4500M - Drystar 4500M | 2307 | AGFA Healthcare | Radiation Therapy - SB | Barberton | Barberton Campus | Parkview Pavilion | Ground Floor | 2009-04-01 | Low
No | 026668 | Lasers, Diode, Biostimulation | 1100 - 1100 Therapy Unit | MH25061080960 | Medx Health Corp. | Rehab Services OP - Spine Inst | Akron | Fairlawn Campus | Spine and Neuroscience Center | Ground Floor | 2008-08-20 | Medium
No | 055279 | Lasers, Diode, Biostimulation | 600 - MR4 Laser | 43M0061.15 | Multi Radiance Medical | Park West Therapy | Barberton | White Pond Campus | White Pond Medical Center |  | 2016-09-14 | Medium
No | 058356 | Lasers, Diode, Ophthalmic | IQ 532 | IQG81617C | Iridex | Ophthalmology Chapel Hill | Akron | Chapel Hill Campus | Summa Health Chapel Hill | Ground Floor | 2019-10-03 | Medium
No | 033161 | Lasers, Diode, Ophthalmic | MC-500 - Multi-Color Photocoagulator | 50609 | Nidek | Ophthalmology | Akron | Akron City Campus | 75 Arch | 2nd Floor | 2015-02-20 | Medium
No | 031482 | Lasers, Excimer, Angioplasty | CVX-300 | 80756 | Spectranetics | SCI-Heart Rhythm Services | Akron | Akron City Campus | Akron City Hospital | 1st Floor | 2012-08-09 | Medium
Yes | 024749 | Lasers, Ho:YAG, Surgical | 0638-804-01 - Versapulse Powersuite 60W | 005-71113 | Lumenis | Operating Room | Akron | Akron City Campus | Akron City Hospital | 1st Floor | 2008-03-26 | Medium
Yes | 059435 | Lasers, Ho:YAG, Surgical | GA-0006801 - Moses Pulse 120H, 50Amp | 347 | Lumenis | Operating Room | Akron | Akron City Campus | Akron City Hospital | 1st Floor | 2020-10-20 | Medium
Yes | 070701 | Lasers, Ho:YAG, Surgical | GA-0006802 - Moses Pulse 120H | 1749 | Boston Scientific | Operating Room - SB | Barberton | Barberton Campus | Summa Barberton Hospital | 2nd Floor | 2024-09-18 15:15 | Medium
Yes | 071073 | Lasers, Ho:YAG, Surgical | GA-0006802 - Moses Pulse 120H | 1609 | Boston Scientific | Operating Room - SB | Barberton | Wadsworth Campus | Wadsworth-Rittman Medical Center | 1st Floor | 2025-04-08 15:15 | Medium
Yes | 059434 | Lasers, Ho:YAG, Surgical | GA-2009996 - Moses Pulse 120H, 30Amp | 49 | Lumenis | Operating Room | Akron | Akron City Campus | Akron City Hospital | 1st Floor | 2020-10-20 | Medium
Yes | 036300 | Lasers, Nd:YAG, Ophthalmic | LQP3106-U - Ultra Q - Ellex Reflex - Yag Laser | UU0181 | Haag-Streit | Ophthalmology Chapel Hill | Akron | Chapel Hill Campus | Summa Health Chapel Hill | Ground Floor | 2016-10-19 | Medium
Yes | 021087 | Lasers, Nd:YAG, Ophthalmic | Visulas YAG III | 927980 | Carl Zeiss Meditec | Ophthalmology | Akron | Akron City Campus | 75 Arch | 2nd Floor | 2006-09-01 | Medium
Yes | 062430 | Lasers, Nd:YAG, Ophthalmic | Visulas YAG III | 1244955 | Carl Zeiss Meditec | Ophthalmology Chapel Hill | Akron | Chapel Hill Campus | Summa Health Chapel Hill | Ground Floor | 2022-10-24 | Medium
Yes | 043928 | Lasers, Tm:YAG, Surgical | TFL-SLS - Soltive Pro | MDUF210254 | Olympus America | Medina ASC | Barberton | Medina Campus | Medina Medical Center | 1st Floor | 2021-11-17 | Medium
No | 026585 | Lensometers | 4004 - Lensmeter 101 | 48795 | Marco Ophthalmic | Ophthalmology | Akron | Akron City Campus | 75 Arch | 2nd Floor | 2008-03-25 | Low
No | 036296 | Lensometers | CL-300 - Cl-300 Lensometer | 2811577 | Topcon Medical Systems (TMS) | Ophthalmology | Akron | Akron City Campus | 75 Arch | 2nd Floor | 2016-10-17 | Low
No | 002254 | Lensometers | LM-P5 - Lm-P5 Lensometer | 8011085 | Topcon Medical Systems (TMS) | Ophthalmology | Akron | Akron City Campus | 75 Arch | 2nd Floor | 1990-06-02 | Low
No | 059038 | Lifts, Patient Transfer | 2000049 - Golvo 9000 Lowbase | 5760215 | Hill-Rom / Liko | Radiation Therapy - Akron | Akron | Akron City Campus | Cooper Cancer Center |  | 2020-06-12 | Medium
No | 057195 | Lifts, Patient Transfer | 2040043 - Viking XL | 9600504 | Hill-Rom / Liko | H4 - Mother/Baby Unit | Akron | Akron City Campus | H Tower | 4th Floor | 2020-06-23 | Medium
No | 057443 | Lifts, Patient Transfer | 2040043 - Viking XL | 9600503 | Hill-Rom / Liko | H6 - Surgical Progressive Care Unit (PCU) | Akron | Akron City Campus | H Tower | 6th Floor | 2019-05-17 | Medium
No | 057446 | Lifts, Patient Transfer | 2040043 - Viking XL | 9600505 | Hill-Rom / Liko | H5 - Medical/Surgical Unit (MSU) | Akron | Akron City Campus | H Tower | 5th Floor | 2019-05-17 | Medium
No | 062882 | Lifts, Patient Transfer | 2040043 - Viking XL | 9602260 | Hill-Rom / Liko | BHP 4 - Geropsych Unit | Akron | Akron City Campus | Juve Family BH Pavillion | 4th Floor | 2023-01-21 07:19 | Medium
No | 028087 | Lifts, Patient Transfer | KMCLUN - Maxi Move With Scale | KMC-15425 | Arjo-Huntleigh | 5 East - Observation Unit | Akron | Akron City Campus | Akron City Hospital | 5th Floor | 2012-01-04 | Medium
No | 030332 | Lifts, Patient Transfer | KMCLUN - Maxi Move With Scale | KMC-20983 | Arjo-Huntleigh | 6 West - Acute Care of the Elderly (ACE) Unit | Akron | Akron City Campus | Akron City Hospital | 6th Floor | 2013-05-07 | Medium
No | 030334 | Lifts, Patient Transfer | KMCLUN - Maxi Move With Scale | KCM-20985 | Arjo-Huntleigh | 3 West - Trauma/Neuro Progressive Care Unit (PCU) | Akron | Akron City Campus | Akron City Hospital | 3rd Floor | 2013-05-07 | Medium
No | 030336 | Lifts, Patient Transfer | KMCLUN - Maxi Move With Scale | KCM-21015 | Arjo-Huntleigh | 4 North - Medical Unit | Akron | Akron City Campus | Akron City Hospital | 4th Floor | 2013-05-07 | Medium
No | 032015 | Lifts, Patient Transfer | KMCLUN - Maxi Move With Scale | KMC-21015 | Arjo-Huntleigh | 4 North - Medical Unit | Akron | Akron City Campus | Akron City Hospital | 4th Floor | 2013-05-02 | Medium
No | 026763 | Lifts, Patient Transfer | KMCLXN - Maxi Move | KMC-02183 | Arjo-Huntleigh | 7 West - Respiratory Unit | Akron | Akron City Campus | Akron City Hospital | 7th Floor | 2009-01-30 | Medium
No | 026765 | Lifts, Patient Transfer | KMCLXN - Maxi Move | KMC-02174 | Arjo-Huntleigh | 3 North - Epilepsy Monitoring Unit (EMU) | Akron | Akron City Campus | Akron City Hospital | 3rd Floor | 2009-01-30 | Medium
No | 053493 | Lifts, Patient Transfer | MDS600EL | 600EL170600016 | Medline Industries | SAMS Clinic | Akron | Akron City Campus | 95 Arch | Ground Floor | 2017-10-27 | Medium
No | 036553 | Lifts, Patient Transfer | MDS700EL | A180600068 | Medline Industries | BHP 4 - Geropsych Unit | Akron | Akron City Campus | Juve Family BH Pavillion | 4th Floor | 2018-12-05 | Medium
No | 058591 | Lifts, Patient Transfer | MDS700EL | A191100024 | Medline Industries | Emergency Department (ED) - Green | Barberton | Green Campus | Green Medical Center | Ground Floor | 2020-01-13 | Medium
No | 060149 | Lifts, Patient Transfer | MDS700EL | A200800020 | Medline Industries | Bariatric Care - ACH | Akron | Akron City Campus | 95 Arch | 2nd Floor | 2021-03-10 | Medium
No | 062993 | Lifts, Patient Transfer | MDS700EL | A220300095 | Medline Industries | Wound Care Center | Akron | Akron City Campus | Wound Care Building | Ground Floor | 2023-02-09 10:18 | Medium
No | 055667 | Lifts, Patient Transfer | Partner 255 - Partner 255 | 133246 | Etac Ab | Sameday Surgery Center | Akron | Akron City Campus | H Tower | 1st Floor | 2019-03-22 | Medium
No | 025913 | Lifts, Patient Transfer | SPL4010 - Sara Plus Standing Frame | SPSW0907U088 | Arjo-Huntleigh | Summa Rehab Hospital | Akron | Akron City Campus | Summa Rehab Hospital |  | 2009-11-23 | Medium
No | 055819 | Lifts, Patient Transfer, Overhead Track | 3301030 - Likoguard L | 2202576 | Hill-Rom / Liko | H2 - Labor and Delivery Unit (L&D) | Akron | Akron City Campus | H Tower | 2nd Floor | 2019-05-14 | Medium
No | 055820 | Lifts, Patient Transfer, Overhead Track | 3301030 - Likoguard L | 2202577 | Hill-Rom / Liko | H2 - Perinatal Unit | Akron | Akron City Campus | H Tower | 2nd Floor | 2019-05-14 | Medium
No | 056330 | Lifts, Patient Transfer, Overhead Track | 3301030 - Likoguard L | 2202573 | Hill-Rom / Liko | H4 - Mother/Baby Unit | Akron | Akron City Campus | H Tower | 4th Floor | 2023-03-29 14:35 | Medium
No | 056904 | Lifts, Patient Transfer, Overhead Track | 3301030 - Likoguard L | 2202575 | Hill-Rom / Liko | H6 - Surgical Progressive Care Unit (PCU) | Akron | Akron City Campus | H Tower | 6th Floor | 2019-05-08 | Medium
No | 056905 | Lifts, Patient Transfer, Overhead Track | 3301030 - Likoguard L | 2202580 | Hill-Rom / Liko | H6 - Surgical Progressive Care Unit (PCU) | Akron | Akron City Campus | H Tower | 6th Floor | 2019-05-08 | Medium
No | 056906 | Lifts, Patient Transfer, Overhead Track | 3301030 - Likoguard L | 2202527 | Hill-Rom / Liko | H5 - Medical/Surgical Unit (MSU) | Akron | Akron City Campus | H Tower | 5th Floor | 2019-05-08 | Medium
No | 056909 | Lifts, Patient Transfer, Overhead Track | 3301030 - Likoguard L | 2202574 | Hill-Rom / Liko | H5 - Medical/Surgical Unit (MSU) | Akron | Akron City Campus | H Tower | 5th Floor | 2019-05-08 | Medium
No | 057146 | Lifts, Patient Transfer, Overhead Track | 3301030 - Likoguard L | 2202578 | Hill-Rom / Liko | H4 - Mother/Baby Unit | Akron | Akron City Campus | H Tower | 4th Floor | 2019-06-17 | Medium
No | 031109 | Lifts, Patient Transfer, Overhead Track | 898 - | 44475 | Ez Way | Summa Rehab Hospital | Akron | Akron City Campus | Summa Rehab Hospital |  | 2006-09-21 | Medium
No | 022937 | Lifts, Patient Transfer, Overhead Track | LD10001 - Maxi Sky 600 | LD460627147 | Arjo-Huntleigh | 1 Central - CV Progressive Care Unit (PCU) | Akron | Akron City Campus | Akron City Hospital | 1st Floor | 2006-11-12 | Medium
No | 022938 | Lifts, Patient Transfer, Overhead Track | LD10001 - Maxi Sky 600 | LD460627141 | Arjo-Huntleigh | 1 Central - CV Progressive Care Unit (PCU) | Akron | Akron City Campus | Akron City Hospital | 1st Floor | 2006-11-12 | Medium
No | 022940 | Lifts, Patient Transfer, Overhead Track | LD10001 - Maxi Sky 600 | LD460627142 | Arjo-Huntleigh | 1 Central - CV Progressive Care Unit (PCU) | Akron | Akron City Campus | Akron City Hospital | 1st Floor | 2006-11-12 | Medium
No | 022942 | Lifts, Patient Transfer, Overhead Track | LD10001 - Maxi Sky 600 | LD430626887 | Arjo-Huntleigh | 1 Central - CV Progressive Care Unit (PCU) | Akron | Akron City Campus | Akron City Hospital | 1st Floor | 2006-11-12 | Medium
No | 022943 | Lifts, Patient Transfer, Overhead Track | LD10001 - Maxi Sky 600 | LD330625960 | Arjo-Huntleigh | 1 Central - CV Progressive Care Unit (PCU) | Akron | Akron City Campus | Akron City Hospital | 1st Floor | 2006-11-12 | Medium
No | 022945 | Lifts, Patient Transfer, Overhead Track | LD10001 - Maxi Sky 600 | LD3306255981 | Arjo-Huntleigh | 1 Central - CV Progressive Care Unit (PCU) | Akron | Akron City Campus | Akron City Hospital | 1st Floor | 2006-11-12 | Medium
No | 022946 | Lifts, Patient Transfer, Overhead Track | LD10001 - Maxi Sky 600 | LD330625970 | Arjo-Huntleigh | 1 Central - CV Progressive Care Unit (PCU) | Akron | Akron City Campus | Akron City Hospital | 1st Floor | 2006-11-02 | Medium
No | 022947 | Lifts, Patient Transfer, Overhead Track | LD10001 - Maxi Sky 600 | LD460627151 | Arjo-Huntleigh | 1 Central - CV Progressive Care Unit (PCU) | Akron | Akron City Campus | Akron City Hospital | 1st Floor | 2006-11-02 | Medium
No | 026001 | Lifts, Patient Transfer, Overhead Track | LD10001 - Maxi Sky 600 | LD500521027 | Arjo-Huntleigh | T2 - STN Intensive Care Unit (STN-ICU) | Akron | Akron City Campus | Critical Care Tower | 2nd Floor | 2005-10-20 | Medium
No | 026002 | Lifts, Patient Transfer, Overhead Track | LD10001 - Maxi Sky 600 | LD500521035 | Arjo-Huntleigh | T1 - CTV Intensive Care Unit (CTV-ICU) | Akron | Akron City Campus | Critical Care Tower | 1st Floor | 2005-10-20 | Medium
No | 026003 | Lifts, Patient Transfer, Overhead Track | LD10001 - Maxi Sky 600 | LD500521046 | Arjo-Huntleigh | T1 - CTV Intensive Care Unit (CTV-ICU) | Akron | Akron City Campus | Critical Care Tower | 1st Floor | 2005-10-20 | Medium
No | 026004 | Lifts, Patient Transfer, Overhead Track | LD10001 - Maxi Sky 600 | LD460519513 | Arjo-Huntleigh | T1 - CTV Intensive Care Unit (CTV-ICU) | Akron | Akron City Campus | Critical Care Tower | 1st Floor | 2005-10-20 | Medium
No | 026005 | Lifts, Patient Transfer, Overhead Track | LD10001 - Maxi Sky 600 | LD460519514 | Arjo-Huntleigh | T1 - CTV Intensive Care Unit (CTV-ICU) | Akron | Akron City Campus | Critical Care Tower | 1st Floor | 2005-10-20 | Medium
No | 026006 | Lifts, Patient Transfer, Overhead Track | LD10001 - Maxi Sky 600 | LD460519516 | Arjo-Huntleigh | T1 - CTV Intensive Care Unit (CTV-ICU) | Akron | Akron City Campus | Critical Care Tower | 1st Floor | 2005-10-20 | Medium
No | 026008 | Lifts, Patient Transfer, Overhead Track | LD10001 - Maxi Sky 600 | LD460519515 | Arjo-Huntleigh | T1 - CTV Intensive Care Unit (CTV-ICU) | Akron | Akron City Campus | Critical Care Tower | 1st Floor | 2005-10-20 | Medium
No | 026009 | Lifts, Patient Transfer, Overhead Track | LD10001 - Maxi Sky 600 | LD460627143 | Arjo-Huntleigh | 1 Central - CV Progressive Care Unit (PCU) | Akron | Akron City Campus | Akron City Hospital | 1st Floor | 2005-10-20 | Medium
No | 026010 | Lifts, Patient Transfer, Overhead Track | LD10001 - Maxi Sky 600 | LD330625973 | Arjo-Huntleigh | 1 Central - CV Progressive Care Unit (PCU) | Akron | Akron City Campus | Akron City Hospital | 1st Floor | 2005-10-20 | Medium
No | 026011 | Lifts, Patient Transfer, Overhead Track | LD10001 - Maxi Sky 600 | LD430626896 | Arjo-Huntleigh | 1 Central - CV Progressive Care Unit (PCU) | Akron | Akron City Campus | Akron City Hospital | 1st Floor | 2005-10-20 | Medium
No | 026012 | Lifts, Patient Transfer, Overhead Track | LD10001 - Maxi Sky 600 | LD500521059 | Arjo-Huntleigh | T1 - CTV Intensive Care Unit (CTV-ICU) | Akron | Akron City Campus | Critical Care Tower | 1st Floor | 2005-10-20 | Medium
No | 026013 | Lifts, Patient Transfer, Overhead Track | LD10001 - Maxi Sky 600 | LD460519499 | Arjo-Huntleigh | T1 - CTV Intensive Care Unit (CTV-ICU) | Akron | Akron City Campus | Critical Care Tower | 1st Floor | 2005-10-20 | Medium
No | 026014 | Lifts, Patient Transfer, Overhead Track | LD10001 - Maxi Sky 600 | LD500521041 | Arjo-Huntleigh | T1 - CTV Intensive Care Unit (CTV-ICU) | Akron | Akron City Campus | Critical Care Tower | 1st Floor | 2005-10-20 | Medium
No | 026015 | Lifts, Patient Transfer, Overhead Track | LD10001 - Maxi Sky 600 | LD500521040 | Arjo-Huntleigh | T1 - CTV Intensive Care Unit (CTV-ICU) | Akron | Akron City Campus | Critical Care Tower | 1st Floor | 2005-10-20 | Medium
No | 026016 | Lifts, Patient Transfer, Overhead Track | LD10001 - Maxi Sky 600 | LD500521010 | Arjo-Huntleigh | T3 - Medical Intensive Care Unit (MICU) | Akron | Akron City Campus | Critical Care Tower | 3rd Floor | 2005-10-20 | Medium
No | 026017 | Lifts, Patient Transfer, Overhead Track | LD10001 - Maxi Sky 600 | LD500521006 | Arjo-Huntleigh | T3 - Medical Intensive Care Unit (MICU) | Akron | Akron City Campus | Critical Care Tower | 3rd Floor | 2005-10-20 | Medium
No | 026018 | Lifts, Patient Transfer, Overhead Track | LD10001 - Maxi Sky 600 | LD500521053 | Arjo-Huntleigh | T2 - STN Intensive Care Unit (STN-ICU) | Akron | Akron City Campus | Critical Care Tower | 2nd Floor | 2005-10-20 | Medium
No | 026019 | Lifts, Patient Transfer, Overhead Track | LD10001 - Maxi Sky 600 | LD500521026 | Arjo-Huntleigh | T2 - STN Intensive Care Unit (STN-ICU) | Akron | Akron City Campus | Critical Care Tower | 2nd Floor | 2005-10-20 | Medium
No | 026021 | Lifts, Patient Transfer, Overhead Track | LD10001 - Maxi Sky 600 | LD500521055 | Arjo-Huntleigh | T2 - STN Intensive Care Unit (STN-ICU) | Akron | Akron City Campus | Critical Care Tower | 2nd Floor | 2005-10-20 | Medium
No | 026022 | Lifts, Patient Transfer, Overhead Track | LD10001 - Maxi Sky 600 | LD500521052 | Arjo-Huntleigh | T2 - STN Intensive Care Unit (STN-ICU) | Akron | Akron City Campus | Critical Care Tower | 2nd Floor | 2005-10-20 | Medium
No | 026023 | Lifts, Patient Transfer, Overhead Track | LD10001 - Maxi Sky 600 | LD500520999 | Arjo-Huntleigh | T3 - Medical Intensive Care Unit (MICU) | Akron | Akron City Campus | Critical Care Tower | 3rd Floor | 2005-10-20 | Medium
No | 026037 | Lifts, Patient Transfer, Overhead Track | LD10001 - Maxi Sky 600 | LD430626886 | Arjo-Huntleigh | 1 Central - CV Progressive Care Unit (PCU) | Akron | Akron City Campus | Akron City Hospital | 1st Floor | 2005-10-20 | Medium
No | 026040 | Lifts, Patient Transfer, Overhead Track | LD10001 - Maxi Sky 600 | LD500521015 | Arjo-Huntleigh | T3 - Medical Intensive Care Unit (MICU) | Akron | Akron City Campus | Critical Care Tower | 3rd Floor | 2005-10-20 | Medium
No | 026041 | Lifts, Patient Transfer, Overhead Track | LD10001 - Maxi Sky 600 | LD500521013 | Arjo-Huntleigh | T3 - Medical Intensive Care Unit (MICU) | Akron | Akron City Campus | Critical Care Tower | 3rd Floor | 2005-10-20 | Medium
No | 026042 | Lifts, Patient Transfer, Overhead Track | LD10001 - Maxi Sky 600 | LD500521061 | Arjo-Huntleigh | T1 - CTV Intensive Care Unit (CTV-ICU) | Akron | Akron City Campus | Critical Care Tower | 1st Floor | 2005-10-20 | Medium
No | 026043 | Lifts, Patient Transfer, Overhead Track | LD10001 - Maxi Sky 600 | LD500521031 | Arjo-Huntleigh | T1 - CTV Intensive Care Unit (CTV-ICU) | Akron | Akron City Campus | Critical Care Tower | 1st Floor | 2005-10-20 | Medium
No | 026044 | Lifts, Patient Transfer, Overhead Track | LD10001 - Maxi Sky 600 | LD500521032 | Arjo-Huntleigh | T1 - CTV Intensive Care Unit (CTV-ICU) | Akron | Akron City Campus | Critical Care Tower | 1st Floor | 2005-10-20 | Medium
No | 026045 | Lifts, Patient Transfer, Overhead Track | LD10001 - Maxi Sky 600 | LD500521033 | Arjo-Huntleigh | T1 - CTV Intensive Care Unit (CTV-ICU) | Akron | Akron City Campus | Critical Care Tower | 1st Floor | 2005-10-20 | Medium
No | 026046 | Lifts, Patient Transfer, Overhead Track | LD10001 - Maxi Sky 600 | LD500521036 | Arjo-Huntleigh | T1 - CTV Intensive Care Unit (CTV-ICU) | Akron | Akron City Campus | Critical Care Tower | 1st Floor | 2005-10-20 | Medium
No | 026047 | Lifts, Patient Transfer, Overhead Track | LD10001 - Maxi Sky 600 | LD500521034 | Arjo-Huntleigh | T1 - CTV Intensive Care Unit (CTV-ICU) | Akron | Akron City Campus | Critical Care Tower | 1st Floor | 2005-10-20 | Medium
No | 026048 | Lifts, Patient Transfer, Overhead Track | LD10001 - Maxi Sky 600 | LD500521043 | Arjo-Huntleigh | T1 - CTV Intensive Care Unit (CTV-ICU) | Akron | Akron City Campus | Critical Care Tower | 1st Floor | 2005-10-20 | Medium
No | 026049 | Lifts, Patient Transfer, Overhead Track | LD10001 - Maxi Sky 600 | LD500521060 | Arjo-Huntleigh | T1 - CTV Intensive Care Unit (CTV-ICU) | Akron | Akron City Campus | Critical Care Tower | 1st Floor | 2005-10-20 | Medium
No | 026050 | Lifts, Patient Transfer, Overhead Track | LD10001 - Maxi Sky 600 | LD500521042 | Arjo-Huntleigh | T1 - CTV Intensive Care Unit (CTV-ICU) | Akron | Akron City Campus | Critical Care Tower | 1st Floor | 2005-10-20 | Medium
No | 026051 | Lifts, Patient Transfer, Overhead Track | LD10001 - Maxi Sky 600 | LD500521044 | Arjo-Huntleigh | T1 - CTV Intensive Care Unit (CTV-ICU) | Akron | Akron City Campus | Critical Care Tower | 1st Floor | 2005-10-20 | Medium
No | 026052 | Lifts, Patient Transfer, Overhead Track | LD10001 - Maxi Sky 600 | LD500521058 | Arjo-Huntleigh | T1 - CTV Intensive Care Unit (CTV-ICU) | Akron | Akron City Campus | Critical Care Tower | 1st Floor | 2005-10-20 | Medium
No | 026053 | Lifts, Patient Transfer, Overhead Track | LD10001 - Maxi Sky 600 | LD500521037 | Arjo-Huntleigh | T1 - CTV Intensive Care Unit (CTV-ICU) | Akron | Akron City Campus | Critical Care Tower | 1st Floor | 2005-10-20 | Medium
No | 026054 | Lifts, Patient Transfer, Overhead Track | LD10001 - Maxi Sky 600 | LD500521045 | Arjo-Huntleigh | T1 - CTV Intensive Care Unit (CTV-ICU) | Akron | Akron City Campus | Critical Care Tower | 1st Floor | 2005-10-20 | Medium
No | 026055 | Lifts, Patient Transfer, Overhead Track | LD10001 - Maxi Sky 600 | LD500521038 | Arjo-Huntleigh | T1 - CTV Intensive Care Unit (CTV-ICU) | Akron | Akron City Campus | Critical Care Tower | 1st Floor | 2005-10-20 | Medium
No | 026056 | Lifts, Patient Transfer, Overhead Track | LD10001 - Maxi Sky 600 | LD500521039 | Arjo-Huntleigh | T1 - CTV Intensive Care Unit (CTV-ICU) | Akron | Akron City Campus | Critical Care Tower | 1st Floor | 2005-10-20 | Medium
No | 026090 | Lifts, Patient Transfer, Overhead Track | LD10001 - Maxi Sky 600 | LD500521008 | Arjo-Huntleigh | T3 - Medical Intensive Care Unit (MICU) | Akron | Akron City Campus | Critical Care Tower | 3rd Floor | 2005-10-20 | Medium
No | 026091 | Lifts, Patient Transfer, Overhead Track | LD10001 - Maxi Sky 600 | LD500521005 | Arjo-Huntleigh | T3 - Medical Intensive Care Unit (MICU) | Akron | Akron City Campus | Critical Care Tower | 3rd Floor | 2005-10-20 | Medium
No | 026092 | Lifts, Patient Transfer, Overhead Track | LD10001 - Maxi Sky 600 | LD500521003 | Arjo-Huntleigh | T3 - Medical Intensive Care Unit (MICU) | Akron | Akron City Campus | Critical Care Tower | 3rd Floor | 2005-10-20 | Medium
No | 026093 | Lifts, Patient Transfer, Overhead Track | LD10001 - Maxi Sky 600 | LD500521002 | Arjo-Huntleigh | T3 - Medical Intensive Care Unit (MICU) | Akron | Akron City Campus | Critical Care Tower | 3rd Floor | 2005-10-20 | Medium
No | 026094 | Lifts, Patient Transfer, Overhead Track | LD10001 - Maxi Sky 600 | LD500521007 | Arjo-Huntleigh | T3 - Medical Intensive Care Unit (MICU) | Akron | Akron City Campus | Critical Care Tower | 3rd Floor | 2005-10-20 | Medium
No | 026095 | Lifts, Patient Transfer, Overhead Track | LD10001 - Maxi Sky 600 | LD500521012 | Arjo-Huntleigh | T3 - Medical Intensive Care Unit (MICU) | Akron | Akron City Campus | Critical Care Tower | 3rd Floor | 2005-10-20 | Medium
No | 026096 | Lifts, Patient Transfer, Overhead Track | LD10001 - Maxi Sky 600 | LD500521009 | Arjo-Huntleigh | T3 - Medical Intensive Care Unit (MICU) | Akron | Akron City Campus | Critical Care Tower | 3rd Floor | 2005-10-20 | Medium
No | 026097 | Lifts, Patient Transfer, Overhead Track | LD10001 - Maxi Sky 600 | LD500521014 | Arjo-Huntleigh | T3 - Medical Intensive Care Unit (MICU) | Akron | Akron City Campus | Critical Care Tower | 3rd Floor | 2005-10-20 | Medium
No | 026098 | Lifts, Patient Transfer, Overhead Track | LD10001 - Maxi Sky 600 | LD500521001 | Arjo-Huntleigh | T3 - Medical Intensive Care Unit (MICU) | Akron | Akron City Campus | Critical Care Tower | 3rd Floor | 2005-10-20 | Medium
No | 026099 | Lifts, Patient Transfer, Overhead Track | LD10001 - Maxi Sky 600 | LD500521018 | Arjo-Huntleigh | T3 - Medical Intensive Care Unit (MICU) | Akron | Akron City Campus | Critical Care Tower | 3rd Floor | 2005-10-20 | Medium
No | 026100 | Lifts, Patient Transfer, Overhead Track | LD10001 - Maxi Sky 600 | LD500521004 | Arjo-Huntleigh | T3 - Medical Intensive Care Unit (MICU) | Akron | Akron City Campus | Critical Care Tower | 3rd Floor | 2005-10-20 | Medium
No | 026101 | Lifts, Patient Transfer, Overhead Track | LD10001 - Maxi Sky 600 | LD500520998 | Arjo-Huntleigh | T3 - Medical Intensive Care Unit (MICU) | Akron | Akron City Campus | Critical Care Tower | 3rd Floor | 2005-10-20 | Medium
No | 026102 | Lifts, Patient Transfer, Overhead Track | LD10001 - Maxi Sky 600 | LD500521017 | Arjo-Huntleigh | T3 - Medical Intensive Care Unit (MICU) | Akron | Akron City Campus | Critical Care Tower | 3rd Floor | 2005-10-20 | Medium
No | 026103 | Lifts, Patient Transfer, Overhead Track | LD10001 - Maxi Sky 600 | LD460519631 | Arjo-Huntleigh | T3 - Medical Intensive Care Unit (MICU) | Akron | Akron City Campus | Critical Care Tower | 3rd Floor | 2005-10-20 | Medium
No | 026104 | Lifts, Patient Transfer, Overhead Track | LD10001 - Maxi Sky 600 | LD500521011 | Arjo-Huntleigh | T3 - Medical Intensive Care Unit (MICU) | Akron | Akron City Campus | Critical Care Tower | 3rd Floor | 2005-10-20 | Medium
No | 026105 | Lifts, Patient Transfer, Overhead Track | LD10001 - Maxi Sky 600 | LD500521016 | Arjo-Huntleigh | T3 - Medical Intensive Care Unit (MICU) | Akron | Akron City Campus | Critical Care Tower | 3rd Floor | 2005-10-20 | Medium
No | 026106 | Lifts, Patient Transfer, Overhead Track | LD10001 - Maxi Sky 600 | LD500521000 | Arjo-Huntleigh | T3 - Medical Intensive Care Unit (MICU) | Akron | Akron City Campus | Critical Care Tower | 3rd Floor | 2005-10-20 | Medium
No | 026109 | Lifts, Patient Transfer, Overhead Track | LD10001 - Maxi Sky 600 | LD330625964 | Arjo-Huntleigh | 1 Central - CV Progressive Care Unit (PCU) | Akron | Akron City Campus | Akron City Hospital | 1st Floor | 2005-10-20 | Medium
No | 026149 | Lifts, Patient Transfer, Overhead Track | LD10001 - Maxi Sky 600 | LD470960089 | Arjo-Huntleigh | 5 West - Cardiac Progressive Care Unit (PCU) | Akron | Akron City Campus | Akron City Hospital | 5th Floor | 2009-12-29 | Medium
No | 026150 | Lifts, Patient Transfer, Overhead Track | LD10001 - Maxi Sky 600 | LD470960085 | Arjo-Huntleigh | 5 West - Cardiac Progressive Care Unit (PCU) | Akron | Akron City Campus | Akron City Hospital | 5th Floor | 2009-12-29 | Medium
No | 026151 | Lifts, Patient Transfer, Overhead Track | LD10001 - Maxi Sky 600 | LD470960090 | Arjo-Huntleigh | 5 West - Cardiac Progressive Care Unit (PCU) | Akron | Akron City Campus | Akron City Hospital | 5th Floor | 2009-12-29 | Medium
No | 026152 | Lifts, Patient Transfer, Overhead Track | LD10001 - Maxi Sky 600 | LD470960075 | Arjo-Huntleigh | 5 West - Cardiac Progressive Care Unit (PCU) | Akron | Akron City Campus | Akron City Hospital | 5th Floor | 2009-12-29 | Medium
No | 026153 | Lifts, Patient Transfer, Overhead Track | LD10001 - Maxi Sky 600 | LD470960078 | Arjo-Huntleigh | 5 West - Cardiac Progressive Care Unit (PCU) | Akron | Akron City Campus | Akron City Hospital | 5th Floor | 2009-12-29 | Medium
No | 026154 | Lifts, Patient Transfer, Overhead Track | LD10001 - Maxi Sky 600 | LD470960076 | Arjo-Huntleigh | 5 West - Cardiac Progressive Care Unit (PCU) | Akron | Akron City Campus | Akron City Hospital | 5th Floor | 2009-12-29 | Medium
No | 026156 | Lifts, Patient Transfer, Overhead Track | LD10001 - Maxi Sky 600 | LD470960071 | Arjo-Huntleigh | 5 West - Cardiac Progressive Care Unit (PCU) | Akron | Akron City Campus | Akron City Hospital | 5th Floor | 2009-12-29 | Medium
No | 026157 | Lifts, Patient Transfer, Overhead Track | LD10001 - Maxi Sky 600 | LD470960079 | Arjo-Huntleigh | 5 West - Cardiac Progressive Care Unit (PCU) | Akron | Akron City Campus | Akron City Hospital | 5th Floor | 2009-12-29 | Medium
No | 026158 | Lifts, Patient Transfer, Overhead Track | LD10001 - Maxi Sky 600 | LD460959847 | Arjo-Huntleigh | 5 West - Cardiac Progressive Care Unit (PCU) | Akron | Akron City Campus | Akron City Hospital | 5th Floor | 2009-12-29 | Medium
No | 026159 | Lifts, Patient Transfer, Overhead Track | LD10001 - Maxi Sky 600 | LD470960077 | Arjo-Huntleigh | 5 West - Cardiac Progressive Care Unit (PCU) | Akron | Akron City Campus | Akron City Hospital | 5th Floor | 2009-12-29 | Medium
No | 026160 | Lifts, Patient Transfer, Overhead Track | LD10001 - Maxi Sky 600 | LD470960066 | Arjo-Huntleigh | 5 West - Cardiac Progressive Care Unit (PCU) | Akron | Akron City Campus | Akron City Hospital | 5th Floor | 2009-12-29 | Medium
No | 026800 | Lifts, Patient Transfer, Overhead Track | LD10001 - Maxi Sky 600 | LD500521022 | Arjo-Huntleigh | T2 - STN Intensive Care Unit (STN-ICU) | Akron | Akron City Campus | Critical Care Tower | 2nd Floor | 2009-04-20 | Medium
No | 026801 | Lifts, Patient Transfer, Overhead Track | LD10001 - Maxi Sky 600 | LD500521024 | Arjo-Huntleigh | T2 - STN Intensive Care Unit (STN-ICU) | Akron | Akron City Campus | Critical Care Tower | 2nd Floor | 2009-04-20 | Medium
No | 026802 | Lifts, Patient Transfer, Overhead Track | LD10001 - Maxi Sky 600 | LD500521030 | Arjo-Huntleigh | T2 - STN Intensive Care Unit (STN-ICU) | Akron | Akron City Campus | Critical Care Tower | 2nd Floor | 2009-04-20 | Medium
No | 026803 | Lifts, Patient Transfer, Overhead Track | LD10001 - Maxi Sky 600 | LD500521023 | Arjo-Huntleigh | T2 - STN Intensive Care Unit (STN-ICU) | Akron | Akron City Campus | Critical Care Tower | 2nd Floor | 2009-04-20 | Medium
No | 026804 | Lifts, Patient Transfer, Overhead Track | LD10001 - Maxi Sky 600 | LD500521028 | Arjo-Huntleigh | T2 - STN Intensive Care Unit (STN-ICU) | Akron | Akron City Campus | Critical Care Tower | 2nd Floor | 2009-04-20 | Medium
No | 026805 | Lifts, Patient Transfer, Overhead Track | LD10001 - Maxi Sky 600 | LD500521020 | Arjo-Huntleigh | T2 - STN Intensive Care Unit (STN-ICU) | Akron | Akron City Campus | Critical Care Tower | 2nd Floor | 2009-04-20 | Medium
No | 026806 | Lifts, Patient Transfer, Overhead Track | LD10001 - Maxi Sky 600 | LD500521021 | Arjo-Huntleigh | T2 - STN Intensive Care Unit (STN-ICU) | Akron | Akron City Campus | Critical Care Tower | 2nd Floor | 2009-04-20 | Medium
No | 026808 | Lifts, Patient Transfer, Overhead Track | LD10001 - Maxi Sky 600 | LD500521019 | Arjo-Huntleigh | T2 - STN Intensive Care Unit (STN-ICU) | Akron | Akron City Campus | Critical Care Tower | 2nd Floor | 2009-04-20 | Medium
No | 026809 | Lifts, Patient Transfer, Overhead Track | LD10001 - Maxi Sky 600 | LD010621476 | Arjo-Huntleigh | T2 - STN Intensive Care Unit (STN-ICU) | Akron | Akron City Campus | Critical Care Tower | 2nd Floor | 2009-04-20 | Medium
No | 026810 | Lifts, Patient Transfer, Overhead Track | LD10001 - Maxi Sky 600 | LD500521051 | Arjo-Huntleigh | T2 - STN Intensive Care Unit (STN-ICU) | Akron | Akron City Campus | Critical Care Tower | 2nd Floor | 2009-04-20 | Medium
No | 026812 | Lifts, Patient Transfer, Overhead Track | LD10001 - Maxi Sky 600 | LD500521047 | Arjo-Huntleigh | T2 - STN Intensive Care Unit (STN-ICU) | Akron | Akron City Campus | Critical Care Tower | 2nd Floor | 2009-04-20 | Medium
No | 026813 | Lifts, Patient Transfer, Overhead Track | LD10001 - Maxi Sky 600 | LD500521048 | Arjo-Huntleigh | T2 - STN Intensive Care Unit (STN-ICU) | Akron | Akron City Campus | Critical Care Tower | 2nd Floor | 2009-04-20 | Medium
No | 026815 | Lifts, Patient Transfer, Overhead Track | LD10001 - Maxi Sky 600 | LD500521049 | Arjo-Huntleigh | T2 - STN Intensive Care Unit (STN-ICU) | Akron | Akron City Campus | Critical Care Tower | 2nd Floor | 2009-04-20 | Medium
No | 026816 | Lifts, Patient Transfer, Overhead Track | LD10001 - Maxi Sky 600 | LD500521056 | Arjo-Huntleigh | T2 - STN Intensive Care Unit (STN-ICU) | Akron | Akron City Campus | Critical Care Tower | 2nd Floor | 2009-04-20 | Medium
No | 026817 | Lifts, Patient Transfer, Overhead Track | LD10001 - Maxi Sky 600 | LD500521054 | Arjo-Huntleigh | T2 - STN Intensive Care Unit (STN-ICU) | Akron | Akron City Campus | Critical Care Tower | 2nd Floor | 2009-04-20 | Medium
No | 027097 | Lifts, Patient Transfer, Overhead Track | LD10001 - Maxi Sky 600 | LD460627145 | Arjo-Huntleigh | 1 Central - CV Progressive Care Unit (PCU) | Akron | Akron City Campus | Akron City Hospital | 1st Floor | 2005-10-05 | Medium
No | 027486 | Lifts, Patient Transfer, Overhead Track | LD10001 - Maxi Sky 600 | LD460627140 | Arjo-Huntleigh | 1 Central - CV Progressive Care Unit (PCU) | Akron | Akron City Campus | Akron City Hospital | 1st Floor | 2006-11-12 | Medium
No | 030338 | Lifts, Patient Transfer, Overhead Track | LD10001 - Maxi Sky 600 | LD500521025 | Arjo-Huntleigh | T2 - STN Intensive Care Unit (STN-ICU) | Akron | Akron City Campus | Critical Care Tower | 2nd Floor | 2009-04-20 | Medium
No | 030339 | Lifts, Patient Transfer, Overhead Track | LD10001 - Maxi Sky 600 | LD500521050 | Arjo-Huntleigh | T2 - STN Intensive Care Unit (STN-ICU) | Akron | Akron City Campus | Critical Care Tower | 2nd Floor | 2009-04-20 | Medium
No | 035460 | Lifts, Patient Transfer, Overhead Track | LD10001 - Maxi Sky 600 | LD170954589 | Arjo-Huntleigh | 5 West - Cardiac Progressive Care Unit (PCU) | Akron | Akron City Campus | Akron City Hospital | 5th Floor | 2011-05-23 | Medium
No | 026379 | Lifts, Patient Transfer, Overhead Track | LF20011 - Maxi Sky 1000 | LF171101720 | Arjo-Huntleigh | 5 West - Cardiac Progressive Care Unit (PCU) | Akron | Akron City Campus | Akron City Hospital | 5th Floor | 2011-05-17 | Medium
No | 031124 | Lifts, Patient Transfer, Overhead Track | LF20011 - Maxi Sky 1000 | LF181101764 | Arjo-Huntleigh | Summa Rehab Hospital | Akron | Akron City Campus | Summa Rehab Hospital |  | 2012-01-06 | Medium
No | 031125 | Lifts, Patient Transfer, Overhead Track | LF20011 - Maxi Sky 1000 | LF191101886 | Arjo-Huntleigh | Summa Rehab Hospital | Akron | Akron City Campus | Summa Rehab Hospital |  | 2012-01-06 | Medium
No | 031126 | Lifts, Patient Transfer, Overhead Track | LF20011 - Maxi Sky 1000 | LF211101971 | Arjo-Huntleigh | Summa Rehab Hospital | Akron | Akron City Campus | Summa Rehab Hospital |  | 2012-01-06 | Medium
No | 031127 | Lifts, Patient Transfer, Overhead Track | LF20011 - Maxi Sky 1000 | LF181101792 | Arjo-Huntleigh | Summa Rehab Hospital | Akron | Akron City Campus | Summa Rehab Hospital |  | 2012-01-06 | Medium
No | 026380 | Lifts, Patient Transfer, Overhead Track | LF21009 - Maxi Sky 1000 | LF171101716 | Arjo-Huntleigh | 1 Central - CV Progressive Care Unit (PCU) | Akron | Akron City Campus | Akron City Hospital | 1st Floor | 2011-05-17 | Medium
No | 026381 | Lifts, Patient Transfer, Overhead Track | LF21009 - Maxi Sky 1000 | LF171101704 | Arjo-Huntleigh | T1 - CTV Intensive Care Unit (CTV-ICU) | Akron | Akron City Campus | Critical Care Tower | 1st Floor | 2011-05-17 | Medium
No | 026382 | Lifts, Patient Transfer, Overhead Track | LF21009 - Maxi Sky 1000 | LF171101706 | Arjo-Huntleigh | T2 - STN Intensive Care Unit (STN-ICU) | Akron | Akron City Campus | Critical Care Tower | 2nd Floor | 2011-05-17 | Medium
No | 026383 | Lifts, Patient Transfer, Overhead Track | LF21009 - Maxi Sky 1000 | LF171101718 | Arjo-Huntleigh | T2 - STN Intensive Care Unit (STN-ICU) | Akron | Akron City Campus | Critical Care Tower | 2nd Floor | 2011-05-17 | Medium
No | 026384 | Lifts, Patient Transfer, Overhead Track | LF21009 - Maxi Sky 1000 | LF171101705 | Arjo-Huntleigh | T2 - STN Intensive Care Unit (STN-ICU) | Akron | Akron City Campus | Critical Care Tower | 2nd Floor | 2011-05-17 | Medium
No | 026386 | Lifts, Patient Transfer, Overhead Track | LF21009 - Maxi Sky 1000 | LF171101722 | Arjo-Huntleigh | T3 - Medical Intensive Care Unit (MICU) | Akron | Akron City Campus | Critical Care Tower | 3rd Floor | 2011-05-17 | Medium
No | 026387 | Lifts, Patient Transfer, Overhead Track | LF21009 - Maxi Sky 1000 | LF171101717 | Arjo-Huntleigh | T3 - Medical Intensive Care Unit (MICU) | Akron | Akron City Campus | Critical Care Tower | 3rd Floor | 2011-05-17 | Medium
No | 026388 | Lifts, Patient Transfer, Overhead Track | LF21009 - Maxi Sky 1000 | LF171101719 | Arjo-Huntleigh | T3 - Medical Intensive Care Unit (MICU) | Akron | Akron City Campus | Critical Care Tower | 3rd Floor | 2011-05-17 | Medium
No | 026389 | Lifts, Patient Transfer, Overhead Track | LF21009 - Maxi Sky 1000 | LF171101715 | Arjo-Huntleigh | T3 - Medical Intensive Care Unit (MICU) | Akron | Akron City Campus | Critical Care Tower | 3rd Floor | 2011-05-17 | Medium
No | 030340 | Lifts, Patient Transfer, Overhead Track | LF21009 - Maxi Sky 1000 | LF171101721 | Arjo-Huntleigh | T2 - STN Intensive Care Unit (STN-ICU) | Akron | Akron City Campus | Critical Care Tower | 2nd Floor | 2011-05-17 | Medium
No | 037036 | Lifts, Patient Transfer, Overhead Track | LF21009 - Maxi Sky 1000 | LF381202565 | Arjo-Huntleigh | Emergency Department (ED) - SBH | Barberton | Barberton Campus | Summa Barberton Hospital | Ground Floor | 2013-02-14 | Medium
No | 031107 | Lifts, Patient Transfer, Overhead Track | LG1500 - Litegait - 500Lbs | LG50E40-B053 | Mobility Research | Summa Rehab Hospital | Akron | Akron City Campus | Summa Rehab Hospital |  | 2012-01-06 | Medium
No | 031106 | Lifts, Patient Transfer, Overhead Track | MD350 - Mobility Device - 350Lbs | LG35MD30-A0224 | Mobility Research | Summa Rehab Hospital | Akron | Akron City Campus | Summa Rehab Hospital |  | 2012-01-06 | Medium
No | 021655 | Lifts, Patient Transfer, Overhead Track | SA 1501 - Stand Frame - Power Lift | 500-3238 | Standaid Of Iowa | Summa Rehab Hospital | Akron | Akron City Campus | Summa Rehab Hospital |  | 2012-02-24 | Medium
No | 059202 | Lifts, Patient Transfer, Swimming Pool | F-004 PLB - Portable Pro Pool Lift | 7450 | Aqua Creek Products Llc | Rehab Services OP - Spine Inst | Akron | Fairlawn Campus | Spine and Neuroscience Center | Ground Floor | 2020-07-23 | Medium
No | 001382 | Light Sources | 008000A | 0823489 | Luxtec | DMT Equipment Distribution | Akron | Akron City Campus | Akron City Hospital | Basement | 1989-09-08 | Low
No | 024899 | Light Sources | 00MLX - Luxtec Mlx | 065410 | Integra Lifesciences | Operating Room | Akron | Akron City Campus | Akron City Hospital | 1st Floor | 2010-09-13 | Low
No | 033954 | Light Sources | 00MLX - Luxtec Mlx | 20L00MLX20833 | Integra Lifesciences | Medina ASC | Barberton | Medina Campus | Medina Medical Center | 1st Floor | 2021-04-14 | Low
No | 052727 | Light Sources | 00MLX - Luxtec Mlx | 18H00MLX10169 | Integra Lifesciences | Operating Room | Akron | Akron City Campus | Akron City Hospital | 1st Floor | 2018-11-15 | Low
No | 058126 | Light Sources | 00MLX - Luxtec Mlx | 19B00MLX11045 | Integra Lifesciences | Operating Room | Akron | Akron City Campus | Akron City Hospital | 1st Floor | 2019-09-05 | Low
No | 058563 | Light Sources | 00MLX - Luxtec Mlx | 19F00MLX11391 | Integra Lifesciences | Operating Room | Akron | Akron City Campus | Akron City Hospital | 1st Floor | 2019-11-20 | Low
No | 059243 | Light Sources | 00MLX - Luxtec Mlx | 20G00MLX20531 | Integra Lifesciences | Operating Room | Akron | Akron City Campus | Akron City Hospital | 1st Floor | 2020-10-05 | Low
No | 059244 | Light Sources | 00MLX - Luxtec Mlx | 20H00MLX20586 | Integra Lifesciences | Operating Room | Akron | Akron City Campus | Akron City Hospital | 1st Floor | 2020-10-05 | Low
No | 037266 | Light Sources | 01-30-40 - Applied Fiberoptics Light | AFO114 | Applied Fiberoptics | Operating Room - SW | Barberton | Wadsworth Campus | Wadsworth-Rittman Medical Center | 1st Floor | 2005-06-01 | Low
No | 038074 | Light Sources | 0152042 - Halogen Bright Spot | 92870 | Philips Healthcare / Burton | Center for Corp Health - SB | Barberton | Barberton Campus | Tuscora Park Pavilion | 1st Floor | 2013-12-19 | Low
No | 038075 | Light Sources | 0152042 - Halogen Bright Spot | 92869 | Philips Healthcare / Burton | Center for Corp Health - SB | Barberton | Barberton Campus | Tuscora Park Pavilion | 1st Floor | 2013-12-19 | Low
No | 024800 | Light Sources | 0220-190-000 - X7000 | 05F029554 | Stryker | Virtual Care Simulation Lab | Akron | Akron City Campus | Akron City Hospital | 1st Floor | 2024-08-13 11:09 | Low
No | 024803 | Light Sources | 0220-190-000 - X7000 | 05F029544 | Stryker | Virtual Care Simulation Lab | Akron | Akron City Campus | Akron City Hospital | 1st Floor | 2009-04-22 | Low
No | 024809 | Light Sources | 0220-190-000 - X7000 | 05F029564 | Stryker | Virtual Care Simulation Lab | Akron | Akron City Campus | Akron City Hospital | 1st Floor | 2024-08-13 11:09 | Low
No | 037750 | Light Sources | 0220-200-000 - X8000 Xenon Light Source | 06H049894 | Stryker | Operating Room - SB | Barberton | Barberton Campus | Summa Barberton Hospital | 2nd Floor | 2009-04-01 | Low
No | 038000 | Light Sources | 0220-200-000 - X8000 Xenon Light Source | 06H049904 | Stryker | Operating Room - SB | Barberton | Barberton Campus | Summa Barberton Hospital | 2nd Floor | 2009-04-01 | Low
No | 032171 | Light Sources | 0220-210-000 - L9000 | 14F016144 | Stryker | Operating Room | Akron | Akron City Campus | Akron City Hospital | 1st Floor | 2014-07-01 | Low
No | 070024 | Light Sources | 0220-220-000 - Precision LED | 17I524134 | Stryker | Medina ASC | Barberton | Medina Campus | Medina Medical Center | 1st Floor | 2023-09-15 | Low
No | 070302 | Light Sources | 0220-220-000 - Precision LED | 17E557224 | Stryker | Medina ASC | Barberton | Medina Campus | Medina Medical Center | 1st Floor | 2024-03-08 07:40 | Low
No | 033397 | Light Sources | 0220-220-300 - L10 AIM | 161513054 | Stryker | Medina ASC | Barberton | Medina Campus | Medina Medical Center | 1st Floor | 2016-09-21 | Low
No | 033398 | Light Sources | 0220-220-300 - L10 AIM | 161511254 | Stryker | Operating Room | Akron | Akron City Campus | Akron City Hospital | 1st Floor | 2016-09-21 | Low
No | 035320 | Light Sources | 0220-220-300 - L10 AIM | 15K025304 | Stryker | Operating Room | Akron | Akron City Campus | Akron City Hospital | 1st Floor | 2015-12-23 | Low
No | 035321 | Light Sources | 0220-220-300 - L10 AIM | 15K025294 | Stryker | Operating Room | Akron | Akron City Campus | Akron City Hospital | 1st Floor | 2015-12-23 | Low
No | 035323 | Light Sources | 0220-220-300 - L10 AIM | 15K010214 | Stryker | Operating Room | Akron | Akron City Campus | Akron City Hospital | 1st Floor | 2015-12-23 | Low
No | 035324 | Light Sources | 0220-220-300 - L10 AIM | 15K025244 | Stryker | Operating Room | Akron | Akron City Campus | Akron City Hospital | 1st Floor | 2015-12-23 | Low
No | 035326 | Light Sources | 0220-220-300 - L10 AIM | 15K020624 | Stryker | Operating Room | Akron | Akron City Campus | Akron City Hospital | 1st Floor | 2015-12-23 | Low
No | 035327 | Light Sources | 0220-220-300 - L10 AIM | 15K014554 | Stryker | Operating Room | Akron | Akron City Campus | Akron City Hospital | 1st Floor | 2015-12-23 | Low
No | 035329 | Light Sources | 0220-220-300 - L10 AIM | 15K025314 | Stryker | Operating Room | Akron | Akron City Campus | Akron City Hospital | 1st Floor | 2015-12-23 | Low
No | 035330 | Light Sources | 0220-220-300 - L10 AIM | 15K010064 | Stryker | Operating Room | Akron | Akron City Campus | Akron City Hospital | 1st Floor | 2015-12-23 | Low
No | 035331 | Light Sources | 0220-220-300 - L10 AIM | 15J046314 | Stryker | Operating Room | Akron | Akron City Campus | Akron City Hospital | 1st Floor | 2015-12-23 | Low
No | 037490 | Light Sources | 0220-220-300 - L10 AIM | 15L046414 | Stryker | Operating Room - SW | Barberton | Wadsworth Campus | Wadsworth-Rittman Medical Center | 1st Floor | 2021-12-06 | Low
No | 037506 | Light Sources | 0220-220-300 - L10 AIM | 17I514674 | Stryker | Operating Room - SW | Barberton | Wadsworth Campus | Wadsworth-Rittman Medical Center | 1st Floor | 2024-07-02 | Low
No | 037564 | Light Sources | 0220-220-300 - L10 AIM | 16H528184 | Stryker | Operating Room - SW | Barberton | Wadsworth Campus | Wadsworth-Rittman Medical Center | 1st Floor | 2017-09-21 | Low
No | 037596 | Light Sources | 0220-220-300 - L10 AIM | 17H520034 | Stryker | Operating Room - SW | Barberton | Wadsworth Campus | Wadsworth-Rittman Medical Center | 1st Floor | 2017-09-01 | Low
No | 037832 | Light Sources | 0220-220-300 - L10 AIM | 17B530464 | Stryker | Operating Room - SB | Barberton | Barberton Campus | Summa Barberton Hospital | 2nd Floor | 2017-02-28 | Low
No | 037929 | Light Sources | 0220-220-300 - L10 AIM | 17B536994 | Stryker | Operating Room - SB | Barberton | Barberton Campus | Summa Barberton Hospital | 2nd Floor | 2017-03-01 | Low
No | 037941 | Light Sources | 0220-220-300 - L10 AIM | 17B536924 | Stryker | Operating Room - SB | Barberton | Barberton Campus | Summa Barberton Hospital | 2nd Floor | 2017-02-28 | Low
No | 037949 | Light Sources | 0220-220-300 - L10 AIM | 17B528924 | Stryker | Operating Room - SB | Barberton | Barberton Campus | Summa Barberton Hospital | 2nd Floor | 2017-02-28 | Low
No | 037997 | Light Sources | 0220-220-300 - L10 AIM | 19H512634 | Stryker | Operating Room - SB | Barberton | Barberton Campus | Summa Barberton Hospital | 2nd Floor | 2019-09-04 | Low
No | 038027 | Light Sources | 0220-220-300 - L10 AIM | 17B529024 | Stryker | Operating Room - SB | Barberton | Barberton Campus | Summa Barberton Hospital | 2nd Floor | 2017-02-28 | Low
No | 039040 | Light Sources | 0220-220-300 - L10 AIM | 20E539844 | Stryker | Operating Room - SB | Barberton | Barberton Campus | Summa Barberton Hospital | 2nd Floor | 2021-02-23 | Low
No | 039125 | Light Sources | 0220-220-300 - L10 AIM | 2DE539804 | Stryker | Operating Room - SB | Barberton | Barberton Campus | Summa Barberton Hospital | 2nd Floor | 2021-02-23 | Low
No | 053482 | Light Sources | 0220-220-300 - L10 AIM | 17C505414 | Stryker | Operating Room | Akron | Akron City Campus | Akron City Hospital | 1st Floor | 2017-05-26 | Low
No | 056126 | Light Sources | 0220-220-300 - L10 AIM | 18H588284 | Stryker | Operating Room | Akron | Akron City Campus | Akron City Hospital | 1st Floor | 2019-04-01 | Low
No | 056169 | Light Sources | 0220-220-300 - L10 AIM | 18H588194 | Stryker | Operating Room | Akron | Akron City Campus | Akron City Hospital | 1st Floor | 2019-04-15 | Low
No | 056185 | Light Sources | 0220-220-300 - L10 AIM | 1851526384 | Stryker | Operating Room | Akron | Akron City Campus | Akron City Hospital | 1st Floor | 2019-04-12 | Low
No | 056196 | Light Sources | 0220-220-300 - L10 AIM | 18H588304 | Stryker | Operating Room | Akron | Akron City Campus | Akron City Hospital | 1st Floor | 2019-04-12 | Low
No | 056204 | Light Sources | 0220-220-300 - L10 AIM | 18K563184 | Stryker | Operating Room | Akron | Akron City Campus | Akron City Hospital | 1st Floor | 2019-04-12 | Low
No | 057944 | Light Sources | 0220-220-300 - L10 AIM | 17L519474 | Stryker | Operating Room | Akron | Akron City Campus | Akron City Hospital | 1st Floor | 2020-06-18 | Low
No | 065005 | Light Sources | 0220-220-300 - L10 AIM | 17K506314 | Stryker | Operating Room | Akron | Akron City Campus | Akron City Hospital | 1st Floor | 2025-01-31 12:57 | Low
No | 065017 | Light Sources | 0220-220-300 - L10 AIM | 18F524644 | Stryker | Operating Room | Akron | Akron City Campus | Akron City Hospital | 1st Floor | 2025-02-17 08:10 | Low
No | 065021 | Light Sources | 0220-220-300 - L10 AIM | 18F531254 | Stryker | Operating Room | Akron | Akron City Campus | Akron City Hospital | 1st Floor | 2025-02-17 08:10 | Low
No | 065022 | Light Sources | 0220-220-300 - L10 AIM | 17J522304 | Stryker | Operating Room | Akron | Akron City Campus | Akron City Hospital | 1st Floor | 2025-02-18 07:47 | Low
No | 061839 | Light Sources | 1097A - AIM Led | 7000014 | Philips Healthcare / Burton | New Seasons | Barberton | Non-Campus Sites - SBH | Equity Center | Ground Floor | 2023-05-04 12:15 | Low
No | 061845 | Light Sources | 1097A - AIM Led | 7000015 | Philips Healthcare / Burton | New Seasons | Barberton | Non-Campus Sites - SBH | Equity Center | Ground Floor | 2023-05-04 12:16 | Low
No | 061897 | Light Sources | 1097A - AIM Led | 7017609 | Philips Healthcare / Burton | Orthopedics - Rootstown | Akron | Rootstown Campus | Rootstown Medical Center | Ground Floor | 2022-06-17 | Low
No | 026854 | Light Sources | 11204 - Light, Exam/Procedure | OPO00311590 | Cavitron Burton | Center for Corp Health - SW | Barberton | Wadsworth Campus | Wadsworth-Rittman Medical Center | 1st Floor | 2019-05-07 | Low
No | 059655 | Light Sources | 11204 - Light, Exam/Procedure | 006700 | Cavitron Burton | Urology - ACH | Akron | Akron City Campus | 95 Arch | 1st Floor | 2020-11-10 | Low
No | 059664 | Light Sources | 11204 - Light, Exam/Procedure | Unknown | Cavitron Burton | Urology - ACH | Akron | Akron City Campus | 95 Arch | 1st Floor | 2020-12-10 | Low
No | 059671 | Light Sources | 11204 - Light, Exam/Procedure | Unknown | Cavitron Burton | Urology - ACH | Akron | Akron City Campus | 95 Arch | 1st Floor | 2020-11-10 | Low
No | 059700 | Light Sources | 11204 - Light, Exam/Procedure | Unknown | Cavitron Burton | Urology - ACH | Akron | Akron City Campus | 95 Arch | 1st Floor | 2020-11-10 | Low
No | 059791 | Light Sources | 11204 - Light, Exam/Procedure | Unknown | Cavitron Burton | Urogynecology | Akron | Akron City Campus | 95 Arch | 2nd Floor | 2020-12-02 | Low
No | 059374 | Light Sources | 1183 - | N/A | Goodwin | Infectious Disease | Akron | Akron City Campus | ACH Admin Building | 4th Floor | 2020-11-18 | Low
No | 009103 | Light Sources | 198AGF24X - Light, Projector | 205942 | 3M Health Care | Operating Room | Akron | Akron City Campus | Akron City Hospital | 1st Floor | 1975-05-01 | Low
No | 063831 | Light Sources | 201320-20 - 175 Watt Xenon | 6029 | Karl Storz Endoscopy-America | Medina OB/GYN | Barberton | Medina Campus | Medina Medical Center | 2nd Floor | 2024-02-09 15:19 | Low
No | 036321 | Light Sources | 28KH - Mpack - Heine, Headlight | 2001899 | Haag-Streit | Ophthalmology Chapel Hill | Akron | Chapel Hill Campus | Summa Health Chapel Hill | Ground Floor | 2016-10-31 | Low
No | 043525 | Light Sources | 304 - Light, Exam/Procedure | Unknown | Midmark | Medina Primary Care | Barberton | Medina Campus | Medina Medical Center | 3rd Floor | 2021-06-23 | Low
No | 001461 | Light Sources | 313020 - Light, Ultraviolet | BLACK E-8442 | Philips Healthcare / Burton | Operating Room | Akron | Akron City Campus | Akron City Hospital | 1st Floor | 1988-08-05 | Low
No | 006717 | Light Sources | 49801 - Xenon 300W | 00E1591D345 | Hill-Rom / Welch Allyn | Operating Room | Akron | Akron City Campus | Akron City Hospital | 1st Floor | 2000-09-19 | Low
No | 006718 | Light Sources | 49801 - Xenon 300W | 00E1591D383 | Hill-Rom / Welch Allyn | Operating Room | Akron | Akron City Campus | Akron City Hospital | 1st Floor | 2000-09-19 | Low
No | 006719 | Light Sources | 49801 - Xenon 300W | 00H1591D390 | Hill-Rom / Welch Allyn | Operating Room | Akron | Akron City Campus | Akron City Hospital | 1st Floor | 2000-09-19 | Low
No | 058209 | Light Sources | 78000 - Vaginal Specula Illuminat | Unknown | Hill-Rom / Welch Allyn | Barberton OB/GYN | Barberton | Barberton Campus | Tuscora Park Pavilion | Ground Floor | 2019-10-16 | Low
No | 058219 | Light Sources | 78000 - Vaginal Specula Illuminat | Unknown | Hill-Rom / Welch Allyn | Barberton OB/GYN | Barberton | Barberton Campus | Tuscora Park Pavilion | Ground Floor | 2019-10-16 | Low
No | 058228 | Light Sources | 78000 - Vaginal Specula Illuminat | Unknown | Hill-Rom / Welch Allyn | Barberton OB/GYN | Barberton | Barberton Campus | Tuscora Park Pavilion | Ground Floor | 2019-11-11 | Low
No | 030694 | Light Sources | 81-016110 | 10623 | Mckesson Corp | Outpatient Oncology - Akron | Akron | Akron City Campus | Cooper Cancer Center | 1st Floor | 2020-09-09 | Low
No | 030944 | Light Sources | 81-016110 | 11491 | Mckesson Corp | Dermatology - Park West | Barberton | White Pond Campus | White Pond Medical Center | 2nd Floor | 2013-04-29 | Low
No | 059265 | Light Sources | 81-016110 | 101171 | Mckesson Corp | Pelvic Health | Akron | Akron City Campus | 95 Arch | 2nd Floor | 2020-09-09 | Low
No | 059266 | Light Sources | 81-016110 | 3928 | Mckesson Corp | Pelvic Health | Akron | Akron City Campus | 95 Arch | 2nd Floor | 2020-09-09 | Low
No | 062650 | Light Sources | 81-016110 | 9971 | Mckesson Corp | SHMG OB/GYN - Cuyahoga Falls | Akron | Cuyahoga Falls Campus | Cuyahoga Falls Medical Center | Ground Floor | 2022-12-09 | Low
No | 070946 | Light Sources | 81-016110 | 11565 | Mckesson Corp | SHMG OB/GYN - Park West | Barberton | White Pond Campus | Akron OBGYN | 2nd Floor | 2025-03-05 06:49 | Low
No | 024553 | Light Sources | 89-8730 LE-300 - 300W Xenon | 022507 | Snowden Pencer | Medina ASC | Barberton | Medina Campus | Medina Medical Center | 1st Floor | 2007-04-16 | Low
No | 024554 | Light Sources | 89-8730 LE-300 - 300W Xenon | 022707 | Snowden Pencer | Operating Room | Akron | Akron City Campus | Akron City Hospital | 1st Floor | 2007-04-16 | Low
No | 028945 | Light Sources | 8MC-300 - Exam Light | 3620039 | Dazor Lighting Technology | Urgent Care - Fairlawn | Akron | Fairlawn Campus | Fairlawn Urgent Care | Ground Floor | 2011-10-19 | Low
No | 039659 | Light Sources | 8MC-300 - Exam Light | 1069-A-M | Dazor Lighting Technology | Orthopedics - Barberton | Barberton | Barberton Campus | Tuscora Park Pavilion | Ground Floor | 2022-01-20 | Low
No | 017675 | Light Sources | 9300XSP - Light, Xenon | 076803 | Luxtec | Operating Room | Akron | Akron City Campus | Akron City Hospital | 1st Floor | 2003-08-11 | Low
No | 017676 | Light Sources | 9300XSP - Light, Xenon | 076903 | Luxtec | Operating Room | Akron | Akron City Campus | Akron City Hospital | 1st Floor | 2003-08-11 | Low
No | 070846 | Light Sources | AR-3200-1018 - Synergy ID Light Source | HAE231010 | Arthrex | Operating Room - SW | Barberton | Wadsworth Campus | Wadsworth-Rittman Medical Center | 1st Floor | 2025-01-16 14:28 | Low
No | 070847 | Light Sources | AR-3200-1018 - Synergy ID Light Source | HAE230945 | Arthrex | Operating Room - SW | Barberton | Wadsworth Campus | Wadsworth-Rittman Medical Center | 1st Floor | 2025-01-16 14:28 | Low
No | 039050 | Light Sources | CLK-4 - Light, Fiberoptic | 8317374 | Olympus America | Anesthesia - SB | Barberton | Barberton Campus | Summa Barberton Hospital | 2nd Floor | 2009-04-01 | Low
No | 057958 | Light Sources | CLK-4 - Light, Fiberoptic | V1823712 | Olympus America | Urology - SBH | Barberton | Barberton Campus | Tuscora Park Pavilion | Ground Floor | 2019-08-15 | Low
No | 029161 | Light Sources | CLV-160 | 7000909 | Olympus America | Virtual Care Simulation Lab | Akron | Akron City Campus | Akron City Hospital | 1st Floor | 2012-01-19 | Low
No | 101-18613 | Light Sources | CLV-160 | 7312668 | Olympus America | Endoscopy - SW | Barberton | Wadsworth Campus | Wadsworth-Rittman Medical Center | 1st Floor | 2005-06-01 | Low
No | 031746 | Light Sources | CLV-190 | 7455548 | Olympus America | Operating Room | Akron | Akron City Campus | Akron City Hospital | 1st Floor | 2014-10-08 | Low
No | 031751 | Light Sources | CLV-190 | 7455547 | Olympus America | Operating Room | Akron | Akron City Campus | Akron City Hospital | 1st Floor | 2014-10-08 | Low
No | 031753 | Light Sources | CLV-190 | 7455540 | Olympus America | Operating Room | Akron | Akron City Campus | Akron City Hospital | 1st Floor | 2014-10-08 | Low
No | 031758 | Light Sources | CLV-190 | 7455553 | Olympus America | Operating Room | Akron | Akron City Campus | Akron City Hospital | 1st Floor | 2014-10-08 | Low
No | 031764 | Light Sources | CLV-190 | 7455549 | Olympus America | Operating Room | Akron | Akron City Campus | Akron City Hospital | 1st Floor | 2014-10-08 | Low
No | 031770 | Light Sources | CLV-190 | 7455550 | Olympus America | Operating Room | Akron | Akron City Campus | Akron City Hospital | 1st Floor | 2014-10-08 | Low
No | 031775 | Light Sources | CLV-190 | 7455538 | Olympus America | Endoscopy | Akron | Akron City Campus | Akron City Hospital | Ground Floor | 2014-10-15 | Low
No | 031778 | Light Sources | CLV-190 | 7455536 | Olympus America | Endoscopy | Akron | Akron City Campus | Akron City Hospital | Ground Floor | 2014-10-15 | Low
No | 031787 | Light Sources | CLV-190 | 7455534 | Olympus America | Colon/Rectal Surgeons | Akron | Akron City Campus | 95 Arch | 1st Floor | 2014-10-20 | Low
No | 031791 | Light Sources | CLV-190 | 7455535 | Olympus America | Medina ASC | Barberton | Medina Campus | Medina Medical Center | 1st Floor | 2014-10-20 | Low
No | 031798 | Light Sources | CLV-190 | 7455543 | Olympus America | Endoscopy - Outpatient | Akron | Akron City Campus | 95 Arch | Ground Floor | 2014-10-20 | Low
No | 031801 | Light Sources | CLV-190 | 7455544 | Olympus America | Endoscopy - Outpatient | Akron | Akron City Campus | 95 Arch | Ground Floor | 2014-10-20 | Low
No | 031806 | Light Sources | CLV-190 | 7455537 | Olympus America | Endoscopy - Outpatient | Akron | Akron City Campus | 95 Arch | Ground Floor | 2014-10-20 | Low
No | 031809 | Light Sources | CLV-190 | 7455539 | Olympus America | Endoscopy | Akron | Akron City Campus | Akron City Hospital | Ground Floor | 2014-10-21 | Low
No | 036753 | Light Sources | CLV-190 | 7982946 | Olympus America | Endoscopy - SB | Barberton | Barberton Campus | Summa Barberton Hospital | 2nd Floor | 2019-03-26 | Low
No | 036757 | Light Sources | CLV-190 | 7982937 | Olympus America | Endoscopy - SB | Barberton | Barberton Campus | Summa Barberton Hospital | 2nd Floor | 2019-03-26 | Low
No | 036761 | Light Sources | CLV-190 | 7982944 | Olympus America | Endoscopy - SB | Barberton | Barberton Campus | Summa Barberton Hospital | 2nd Floor | 2019-03-26 | Low
No | 037542 | Light Sources | CLV-190 | 7205347 | Olympus America | Endoscopy - SW | Barberton | Wadsworth Campus | Wadsworth-Rittman Medical Center | 1st Floor | 2022-11-11 | Low
No | 037544 | Light Sources | CLV-190 | 720216 | Olympus America | Endoscopy - SW | Barberton | Wadsworth Campus | Wadsworth-Rittman Medical Center | 1st Floor | 2022-11-11 | Low
No | 039711 | Light Sources | CLV-190 | 7204570 | Olympus America | Endoscopy - SB | Barberton | Barberton Campus | Summa Barberton Hospital | 2nd Floor | 2022-05-26 | Low
No | 056225 | Light Sources | CLV-190 | 7983453 | Olympus America | Operating Room | Akron | Akron City Campus | Akron City Hospital | 1st Floor | 2019-04-12 | Low
No | 060527 | Light Sources | CLV-190 | 7099963 | Olympus America | Endoscopy | Akron | Akron City Campus | Akron City Hospital | Ground Floor | 2021-05-14 | Low
No | 060530 | Light Sources | CLV-190 | 7099929 | Olympus America | Endoscopy | Akron | Akron City Campus | Akron City Hospital | Ground Floor | 2021-05-14 | Low
No | 031939 | Light Sources | CLV-S190 | 7519934 | Olympus America | Operating Room | Akron | Akron City Campus | Akron City Hospital | 1st Floor | 2015-09-28 | Low
No | 001458 | Light Sources | CLV-U20 - Light, Xenon | 7255793 | Olympus America | Virtual Care Simulation Lab | Akron | Akron City Campus | Akron City Hospital | 1st Floor | 1992-12-09 | Low
No | 028470 | Light Sources | CVL-190 | 7339486 | Olympus America | Endoscopy - Outpatient | Akron | Akron City Campus | 95 Arch | Ground Floor | 2013-12-11 | Low
No | 031777 | Light Sources | CVL-190 | 7406480 | Olympus America | Endoscopy | Akron | Akron City Campus | Akron City Hospital | Ground Floor | 2014-10-15 | Low
No | 036306 | Light Sources | EN30 - Heine - Head Light | 0/07422 | Haag-Streit | Ophthalmology Chapel Hill | Akron | Chapel Hill Campus | Summa Health Chapel Hill | Ground Floor | 2016-10-21 | Low
No | 036312 | Light Sources | EN30 - Heine - Head Light | 0/ 07449 | Haag-Streit | Ophthalmology Chapel Hill | Akron | Chapel Hill Campus | Summa Health Chapel Hill | Ground Floor | 2016-10-31 | Low
No | 059181 | Light Sources | ESV1200 | Unknown | Good-Lite | Emergency Department (ED) - ACH | Akron | Akron City Campus | Akron City Hospital | Ground Floor | 2020-09-10 | Low
No | 000985 | Light Sources | Giraffe 1183-CB | f | Good-Lite | Care Center | Akron | Akron City Campus | 75 Arch | 1st Floor | 1990-02-15 | Low
No | 000986 | Light Sources | Giraffe 1183-CB | Unknown | Good-Lite | Care Center | Akron | Akron City Campus | 75 Arch | 1st Floor | 1990-02-15 | Low
No | 001697 | Light Sources | Giraffe 1183-CB | 122B-3 | Good-Lite | Center for Senior Health | Akron | Akron City Campus | 75 Arch | Ground Floor | 1993-01-01 | Low
No | 001698 | Light Sources | Giraffe 1183-CB | 1228-3 BLACK | Good-Lite | Center for Senior Health | Akron | Akron City Campus | 75 Arch | Ground Floor | 1993-01-01 | Low
No | 028307 | Light Sources | GOOSENECK - Light, Exam/Procedure | 028307nsn | Graham-Field | Infectious Disease Research | Akron | Akron City Campus | 75 Arch | 1st Floor | 2010-10-14 | Low
No | 028309 | Light Sources | GOOSENECK - Light, Exam/Procedure | 028309nsn | Graham-Field | Infectious Disease Research | Akron | Akron City Campus | 75 Arch | 1st Floor | 2010-10-14 | Low
No | 021650 | Light Sources | LGHT7502 - Gooseneck Exam Light | Unknown | Owens & Minor | Family Medicine Center | Akron | Akron City Campus | 55 Arch | 3rd Floor | 2006-05-04 | Low
No | 021651 | Light Sources | LGHT7502 - Gooseneck Exam Light | Unknown | Owens & Minor | Family Medicine Center | Akron | Akron City Campus | 55 Arch | 3rd Floor | 2006-05-04 | Low
No | 017023 | Light Sources | LIS8430 - Light, Xenon | 6361 | Conmed / Linvatec | Operating Room | Akron | Akron City Campus | Akron City Hospital | 1st Floor | 2001-08-15 | Low
No | 027492 | Light Sources | LS-120AJ - Photic Control Unit | 00376 | Nihon Kohden | EEG Neurology Lab | Akron | Akron City Campus | Akron City Hospital | Ground Floor | 2011-03-08 | Low
No | 035129 | Light Sources | LS-120AJ - Photic Control Unit | 01648 | Nihon Kohden | EEG Neurology Lab | Akron | Akron City Campus | Akron City Hospital | Ground Floor | 2014-12-18 | Low
No | 052386 | Light Sources | LS-120AJ - Photic Control Unit | 02275 | Nihon Kohden | EEG Neurology Lab | Akron | Akron City Campus | Akron City Hospital | Ground Floor | 2016-08-01 | Low
No | 053191 | Light Sources | LS-120AJ - Photic Control Unit | 02289 | Nihon Kohden | EEG Neurology Lab | Akron | Akron City Campus | Akron City Hospital | Ground Floor | 2017-11-07 | Low
No | 055270 | Light Sources | LS-120AJ - Photic Control Unit | 02392 | Nihon Kohden | Neurodiagnostics - White Pond | Barberton | White Pond Campus | Summa Health Neuroscience Services | 2nd Floor | 2004-09-20 | Low
No | 052098 | Light Sources | PS12-60L - Ps12-60L | Unknown | Hatch Lighting | Radiation Therapy - Akron | Akron | Akron City Campus | Cooper Cancer Center |  | 2018-02-14 | Low
No | 001450 | Light Sources | QUANTUM 4000 - Light, Fiberoptic | 94050894Q4 | Stryker | DMT Equipment Distribution | Akron | Akron City Campus | Akron City Hospital | Basement | 1994-06-16 | Low
No | 016135 | Light Sources | TDO - Light,Microscope,Pointer | H52601 | Olympus America | LAB Administration | Akron | Akron City Campus | ACH Admin Building | 3rd Floor | 1978-01-01 | Low
No | 059909 | Light Sources | Unknown1307 - Light, Exam/Procedure | No Serial | Midmark | SHMG OB/GYN - Green | Barberton | Green Campus | Green Physician Office Building | 2nd Floor | 2021-01-22 | Low
No | 060080 | Light Sources | Unknown1307 - Light, Exam/Procedure | No Serial | Midmark | SHMG OB/GYN - Green | Barberton | Green Campus | Green Physician Office Building | 2nd Floor | 2021-01-22 | Low
No | 043929 | Light Sources | WA97020A - CLL V1 LED | 20337W050460 | Olympus America | Medina ASC | Barberton | Medina Campus | Medina Medical Center | 1st Floor | 2021-12-07 | Low
No | 037977 | Light Sources | XLS-300 - Fiberoptic Light Source | 300-00699 | Cuda Products | Operating Room - SB | Barberton | Barberton Campus | Summa Barberton Hospital | 2nd Floor | 2011-07-26 | Low
No | 063778 | Lights, Dental | AL-305C-NA-H - Ciesta LED | AV22J0806 | Belmont Equipment | Center for Dental Health | Akron | Akron City Campus | 75 Arch | 3rd Floor | 2024-02-22 12:50 | Low
No | 063779 | Lights, Dental | AL-305C-NA-H - Ciesta LED | AV22I0509 | Belmont Equipment | Center for Dental Health | Akron | Akron City Campus | 75 Arch | 3rd Floor | 2024-02-22 12:55 | Low
No | 063780 | Lights, Dental | AL-305C-NA-H - Ciesta LED | AV22I0504 | Belmont Equipment | Center for Dental Health | Akron | Akron City Campus | 75 Arch | 3rd Floor | 2024-02-22 12:53 | Low
No | 063781 | Lights, Dental | AL-305C-NA-H - Ciesta LED | AV22I0513 | Belmont Equipment | Center for Dental Health | Akron | Akron City Campus | 75 Arch | 3rd Floor | 2024-02-22 12:54 | Low
No | 063782 | Lights, Dental | AL-305C-NA-H - Ciesta LED | AV22J0506 | Belmont Equipment | Center for Dental Health | Akron | Akron City Campus | 75 Arch | 3rd Floor | 2024-02-22 12:53 | Low
No | 063783 | Lights, Dental | AL-305C-NA-H - Ciesta LED | AV22I0507 | Belmont Equipment | Center for Dental Health | Akron | Akron City Campus | 75 Arch | 3rd Floor | 2024-02-22 12:52 | Low
No | 032032 | Lights, Dental | Helios 1800 | 1484 | Pelton & Crane | Center for Dental Health | Akron | Akron City Campus | 75 Arch | 3rd Floor | 2013-06-27 | Low
No | 032036 | Lights, Dental | Helios 1800 | 1479 | Pelton & Crane | Center for Dental Health | Akron | Akron City Campus | 75 Arch | 3rd Floor | 2013-06-27 | Low
No | 032038 | Lights, Dental | Helios 1800 | 1481 | Pelton & Crane | Center for Dental Health | Akron | Akron City Campus | 75 Arch | 3rd Floor | 2013-06-28 | Low
No | 032042 | Lights, Dental | Helios 1800 | 1482 | Pelton & Crane | Center for Dental Health | Akron | Akron City Campus | 75 Arch | 3rd Floor | 2013-06-28 | Low
No | 032045 | Lights, Dental | Helios 1800 | 1483 | Pelton & Crane | Center for Dental Health | Akron | Akron City Campus | 75 Arch | 3rd Floor | 2013-06-28 | Low
No | 032048 | Lights, Dental | Helios 1800 | 1480 | Pelton & Crane | Center for Dental Health | Akron | Akron City Campus | 75 Arch | 3rd Floor | 2013-06-28 | Low
No | 003663 | Lights, Examination | 167 | Unknown | Hill-Rom / Welch Allyn | Internal Medicine | Akron | Akron City Campus | 55 Arch | 1st Floor | 2022-07-15 | Low
No | 043796 | Lights, Examination | 167 | Unknown | Hill-Rom / Welch Allyn | Medina OB/GYN | Barberton | Medina Campus | Medina Medical Center | 2nd Floor | 2021-07-08 | Low
No | 060202 | Lights, Examination | 167 | NSN | Hill-Rom / Welch Allyn | SHMG OB/GYN - Springfield | Akron | Non-Campus Sites | Springfield OBGYN | Ground Floor | 2023-03-27 12:56 | Low
No | 060203 | Lights, Examination | 167 | NSN | Hill-Rom / Welch Allyn | SHMG OB/GYN - Springfield | Akron | Non-Campus Sites | Springfield OBGYN | Ground Floor | 2023-03-27 12:59 | Low
No | 060221 | Lights, Examination | 167 | NSN | Hill-Rom / Welch Allyn | SHMG OB/GYN - Springfield | Akron | Non-Campus Sites | Springfield OBGYN | Ground Floor | 2023-03-27 12:58 | Low
No | 058758 | Lights, Examination | 16102 | 14390 | Philips Healthcare / Burton | Internal Medicine - ACH | Akron | Akron City Campus | 75 Arch | 4th Floor | 2020-03-06 | Low
No | 024093 | Lights, Examination | 44100 | Unknown | Hill-Rom / Welch Allyn | Internal Medicine - Green | Barberton | Green Campus | Green Medical Center | Ground Floor | 2022-10-11 | Low
No | 030566 | Lights, Examination | 44100 | BH0031437 | Hill-Rom / Welch Allyn | Dermatology - Park West | Barberton | White Pond Campus | White Pond Medical Center | 2nd Floor | 2012-04-02 | Low
No | 030573 | Lights, Examination | 44100 | BH0042481 | Hill-Rom / Welch Allyn | Dermatology - Park West | Barberton | White Pond Campus | White Pond Medical Center | 2nd Floor | 2012-04-02 | Low
No | 030577 | Lights, Examination | 44100 | 030577 | Hill-Rom / Welch Allyn | Dermatology - Park West | Barberton | White Pond Campus | White Pond Medical Center | 2nd Floor | 2012-04-02 | Low
No | 030581 | Lights, Examination | 44100 | BH029532 | Hill-Rom / Welch Allyn | Dermatology - Park West | Barberton | White Pond Campus | White Pond Medical Center | 2nd Floor | 2012-04-02 | Low
No | 033933 | Lights, Examination | 48200 | Unknown | Hill-Rom / Welch Allyn | SHMG OB/GYN - Stow | Akron | Stow-Kent Campus | Stow-Kent Medical Center | 2nd Floor | 2021-03-25 | Low
No | 026921 | Lights, Examination | 48740 | Unknown | Hill-Rom / Welch Allyn | NEOCS Cardiology | Akron | Akron City Campus | 95 Arch | 3rd Floor | 2020-02-17 | Low
No | 026923 | Lights, Examination | 48740 | Unknown | Hill-Rom / Welch Allyn | Medina OB/GYN | Barberton | Medina Campus | Medina Medical Center | 2nd Floor | 2020-02-17 | Low
No | 030584 | Lights, Examination | 48740 | 48740 | Hill-Rom / Welch Allyn | Dermatology - Park West | Barberton | White Pond Campus | White Pond Medical Center | 2nd Floor | 2012-04-02 | Low
No | 033945 | Lights, Examination | 48740 | Unknown | Hill-Rom / Welch Allyn | SHMG OB/GYN - Springfield | Akron | Non-Campus Sites | Springfield OBGYN | Ground Floor | 2021-03-25 | Low
No | 060107 | Lights, Examination | 48740 | NSN | Hill-Rom / Welch Allyn | SHMG OB/GYN - Park West | Barberton | White Pond Campus | Akron OBGYN | 2nd Floor | 2021-03-05 | Low
No | 017170 | Lights, Examination | 48830 | Unknown | Hill-Rom / Welch Allyn | IMG Health Ctr - Western Reserve | Akron | Hudson Campus | Hudson Medical Center |  | 2002-10-17 | Low
No | 033949 | Lights, Examination | 48830 | Unknown | Hill-Rom / Welch Allyn | SHMG OB/GYN - Cuyahoga Falls | Akron | Cuyahoga Falls Campus | Cuyahoga Falls Medical Center | Ground Floor | 2021-05-20 | Low
No | 059916 | Lights, Examination | 48830 | No Serial | Hill-Rom / Welch Allyn | SHMG OB/GYN - Green | Barberton | Green Campus | Green Physician Office Building | 2nd Floor | 2021-01-22 | Low
No | 059922 | Lights, Examination | 48830 | No Serial | Hill-Rom / Welch Allyn | SHMG OB/GYN - Green | Barberton | Green Campus | Green Physician Office Building | 2nd Floor | 2021-01-22 | Low
No | 061350 | Lights, Examination | 48830 | No Serial | Hill-Rom / Welch Allyn | SHMG OB/GYN - Green | Barberton | Green Campus | Green Physician Office Building | 2nd Floor | 2022-02-14 | Low
No | 039540 | Lights, Examination | 0450000 | 635 | Philips Healthcare / Burton | Barberton OB/GYN | Barberton | Barberton Campus | Tuscora Park Pavilion | Ground Floor | 2021-10-14 | Low
No | 021132 | Lights, Examination | 0960212 | GL15966 | Philips Healthcare / Burton | Internal Medicine | Akron | Akron City Campus | 55 Arch | 1st Floor | 2005-08-01 | Low
No | 024057 | Lights, Examination | 152-001 - Ritter 152 Exam Light | V840869 | Midmark | Rittman Family Practice, Inc. | Barberton | Wadsworth Campus | Rittman Family Medicine | Ground Floor | 2020-11-10 | Low
No | 024059 | Lights, Examination | 152-001 - Ritter 152 Exam Light | 007139 | Midmark | Rittman Family Practice, Inc. | Barberton | Wadsworth Campus | Rittman Family Medicine | Ground Floor | 2020-11-10 | Low
No | 024062 | Lights, Examination | 152-001 - Ritter 152 Exam Light | 2306 | Midmark | Rittman Family Practice, Inc. | Barberton | Wadsworth Campus | Rittman Family Medicine | Ground Floor | 2020-11-10 | Low
No | 024073 | Lights, Examination | 152-001 - Ritter 152 Exam Light | 5418 | Midmark | Pelvic Health | Akron | Akron City Campus | 95 Arch | 2nd Floor | 2020-11-11 | Low
No | 033812 | Lights, Examination | 152-001 - Ritter 152 Exam Light | 5881 | Midmark | Rittman Family Practice, Inc. | Barberton | Wadsworth Campus | Rittman Family Medicine | Ground Floor | 2020-11-11 | Low
No | 033856 | Lights, Examination | 152-001 - Ritter 152 Exam Light | TGB0008526 | Midmark | Wadsworth Family Practice | Barberton | Wadsworth Campus | Founder's Hall | 3rd Floor | 2020-12-04 | Low
No | 033860 | Lights, Examination | 152-001 - Ritter 152 Exam Light | TGB0008518 | Midmark | Wadsworth Family Practice | Barberton | Wadsworth Campus | Wadsworth-Rittman Medical Center | 1st Floor | 2020-12-04 | Low
No | 033973 | Lights, Examination | 152-001 - Ritter 152 Exam Light | V310748 | Midmark | Medina Primary Care | Barberton | Medina Campus | Medina Medical Center | 3rd Floor | 2021-06-23 | Low
No | 057997 | Lights, Examination | 152-001 - Ritter 152 Exam Light | NE36923 | Midmark | Urology - Wadsworth | Barberton | Wadsworth Campus | Founder's Hall | 3rd Floor | 2019-09-04 | Low
No | 058056 | Lights, Examination | 152-001 - Ritter 152 Exam Light | NE39025 | Midmark | Wadsworth OB/GYN | Barberton | Wadsworth Campus | Founder's Hall | 3rd Floor | 2019-09-04 | Low
No | 058069 | Lights, Examination | 152-001 - Ritter 152 Exam Light | NE39026 | Midmark | Wadsworth OB/GYN | Barberton | Wadsworth Campus | Founder's Hall | 3rd Floor | 2019-09-04 | Low
No | 058082 | Lights, Examination | 152-001 - Ritter 152 Exam Light | NE39024 | Midmark | Wadsworth OB/GYN | Barberton | Wadsworth Campus | Founder's Hall | 3rd Floor | 2019-09-04 | Low
No | 058083 | Lights, Examination | 152-001 - Ritter 152 Exam Light | NE39032 | Midmark | Wadsworth OB/GYN | Barberton | Wadsworth Campus | Founder's Hall | 3rd Floor | 2019-09-04 | Low
No | 058093 | Lights, Examination | 152-001 - Ritter 152 Exam Light | NE36919 | Midmark | Wadsworth OB/GYN | Barberton | Wadsworth Campus | Founder's Hall | 3rd Floor | 2019-09-04 | Low
No | 058203 | Lights, Examination | 152-001 - Ritter 152 Exam Light | Ne12157 | Midmark | Barberton OB/GYN | Barberton | Barberton Campus | Tuscora Park Pavilion | Ground Floor | 2019-10-16 | Low
No | 059362 | Lights, Examination | 152-001 - Ritter 152 Exam Light | Unknown | Midmark | Infectious Disease | Akron | Akron City Campus | 75 Arch | 1st Floor | 2020-11-19 | Low
No | 059364 | Lights, Examination | 152-001 - Ritter 152 Exam Light | Unknown | Midmark | Infectious Disease | Akron | Akron City Campus | 75 Arch | 1st Floor | 2020-11-19 | Low
No | 059793 | Lights, Examination | 152-001 - Ritter 152 Exam Light | Unknown | Midmark | Urogynecology | Akron | Akron City Campus | 95 Arch | 2nd Floor | 2020-12-02 | Low
No | 059798 | Lights, Examination | 152-001 - Ritter 152 Exam Light | Unknown | Midmark | Urogynecology | Akron | Akron City Campus | 95 Arch | 2nd Floor | 2020-12-02 | Low
No | 059799 | Lights, Examination | 152-001 - Ritter 152 Exam Light | Unknown | Midmark | Urogynecology | Akron | Akron City Campus | 95 Arch | 2nd Floor | 2020-12-02 | Low
No | 043619 | Lights, Examination | 16100 - 35 Series Halogen | Unknown | The Brewer Company | SHMG OB/GYN - Stow | Akron | Stow-Kent Campus | Stow-Kent Medical Center | 2nd Floor | 2021-07-22 | Low
No | 043620 | Lights, Examination | 16100 - 35 Series Halogen | Unknown | The Brewer Company | SHMG OB/GYN - Stow | Akron | Stow-Kent Campus | Stow-Kent Medical Center | 2nd Floor | 2021-07-22 | Low
No | 061710 | Lights, Examination | 16100 - 35 Series Halogen | Unknown | The Brewer Company | Rootstown Primary Care | Akron | Rootstown Campus | Rootstown Medical Center | Ground Floor | 2022-03-29 | Low
No | 070297 | Lights, Examination | 16100 - 35 Series Halogen | 6736 | The Brewer Company | Pulmonary - Portage Lakes | Barberton | Portage Lakes Campus | Summa Health Portage Lakes Medical Center | Ground Floor | 2023-10-13 09:48 | Low
No | 070298 | Lights, Examination | 16100 - 35 Series Halogen | 6738 | The Brewer Company | Pulmonary - Portage Lakes | Barberton | Portage Lakes Campus | Summa Health Portage Lakes Medical Center | Ground Floor | 2023-10-13 09:48 | Low
No | 070300 | Lights, Examination | 16100 - 35 Series Halogen | 10968 | The Brewer Company | Pulmonary - Portage Lakes | Barberton | Portage Lakes Campus | Summa Health Portage Lakes Medical Center | Ground Floor | 2023-10-13 09:48 | Low
No | 026934 | Lights, Examination | 18100 - 35 Series Halogen | Unknown | The Brewer Company | Internal Medicine - Green | Barberton | Green Campus | Green Medical Center | Ground Floor | 2020-10-19 | Low
No | 028123 | Lights, Examination | 18100 - 35 Series Halogen | BH0052048 | The Brewer Company | GYN Oncology | Akron | Akron City Campus | Cooper Cancer Center | 2nd Floor | 2011-10-12 | Low
No | 038498 | Lights, Examination | 18100 - 35 Series Halogen | 101169 | The Brewer Company | Center for Corp Health - SB | Barberton | Barberton Campus | Summa Barberton Hospital | 1st Floor | 2009-09-29 | Low
No | 064717 | Lights, Examination | 19100 - Eco Series LED Light | EC007078 | The Brewer Company | Pelvic Health | Akron | Akron City Campus | 95 Arch | 2nd Floor | 2024-11-04 07:58 | Low
No | 056264 | Lights, Examination | 2105360-001 | 1096421 028 | Waldmann Lighting (GE) | H4 - Mother/Baby Unit | Akron | Akron City Campus | H Tower | 4th Floor | 2019-11-19 | Low
No | 056265 | Lights, Examination | 2105360-001 | 1096421 021 | Waldmann Lighting (GE) | H4 - Mother/Baby Unit | Akron | Akron City Campus | H Tower | 4th Floor | 2019-11-19 | Low
No | 033076 | Lights, Examination | 253-006 - Ritter 253 | V1360234 | Midmark | GYN Oncology | Akron | Akron City Campus | Cooper Cancer Center | 2nd Floor | 2013-04-01 | Low
No | 033077 | Lights, Examination | 253-006 - Ritter 253 | V1346624 | Midmark | Health Tech Mgmt | Akron | Akron City Campus | H Tower | Basement | 2013-04-01 | Low
No | 033796 | Lights, Examination | 253-006 - Ritter 253 | V1550923 | Midmark | Medical Center of Rittman | Barberton | Wadsworth Campus | Medical Center of Rittman | Ground Floor | 2020-11-05 | Low
No | 033797 | Lights, Examination | 253-006 - Ritter 253 | V1550924 | Midmark | Medical Center of Rittman | Barberton | Wadsworth Campus | Medical Center of Rittman | Ground Floor | 2020-11-05 | Low
No | 030585 | Lights, Examination | 355-005 - Ritter 355 | FT001065 | Midmark | Dermatology - Park West | Barberton | White Pond Campus | White Pond Medical Center | 2nd Floor | 2012-04-02 | Low
No | 007786 | Lights, Examination | 44200 / LS200 | BEIGE | Hill-Rom / Welch Allyn | Center for Corp Health - Green | Barberton | Green Campus | Green Medical Center | Ground Floor | 1998-02-01 | Low
No | 019131 | Lights, Examination | 44200 / LS200 | Unknown | Hill-Rom / Welch Allyn | Virtual Care Simulation Lab | Akron | Akron City Campus | Akron City Hospital | 1st Floor | 2002-01-30 | Low
No | 025966 | Lights, Examination | 48810 - Green Series Exam Light IV | Unknown | Hill-Rom / Welch Allyn | Women's Health Center | Akron | Akron City Campus | 75 Arch | Basement | 2010-03-17 | Low
No | 025970 | Lights, Examination | 48810 - Green Series Exam Light IV | Unknown | Hill-Rom / Welch Allyn | Women's Health Center | Akron | Akron City Campus | 75 Arch | Basement | 2010-03-17 | Low
No | 025974 | Lights, Examination | 48810 - Green Series Exam Light IV | Unknown | Hill-Rom / Welch Allyn | Women's Health Center | Akron | Akron City Campus | 75 Arch | Basement | 2010-03-17 | Low
No | 025976 | Lights, Examination | 48810 - Green Series Exam Light IV | Unknown | Hill-Rom / Welch Allyn | Women's Health Center | Akron | Akron City Campus | 75 Arch | Basement | 2010-03-17 | Low
No | 025978 | Lights, Examination | 48810 - Green Series Exam Light IV | Unknown | Hill-Rom / Welch Allyn | Women's Health Center | Akron | Akron City Campus | 75 Arch | Basement | 2010-03-17 | Low
No | 025980 | Lights, Examination | 48810 - Green Series Exam Light IV | Unknown | Hill-Rom / Welch Allyn | Women's Health Center | Akron | Akron City Campus | 75 Arch | Basement | 2010-03-17 | Low
No | 025982 | Lights, Examination | 48810 - Green Series Exam Light IV | Unknown | Hill-Rom / Welch Allyn | Women's Health Center | Akron | Akron City Campus | 75 Arch | Basement | 2010-03-17 | Low
No | 025984 | Lights, Examination | 48810 - Green Series Exam Light IV | Unknown | Hill-Rom / Welch Allyn | Women's Health Center | Akron | Akron City Campus | 75 Arch | Basement | 2010-03-17 | Low
No | 025985 | Lights, Examination | 48810 - Green Series Exam Light IV | Unknown | Hill-Rom / Welch Allyn | Women's Health Center | Akron | Akron City Campus | 75 Arch | Basement | 2010-03-17 | Low
No | 037523 | Lights, Examination | 48810 - Green Series Exam Light IV | Unknown | Hill-Rom / Welch Allyn | Wound Care/HBO Center - SWH | Barberton | Wadsworth Campus | Founder's Hall | Ground Floor | 2022-09-02 | Low
No | 043267 | Lights, Examination | 48810 - Green Series Exam Light IV | NA | Hill-Rom / Welch Allyn | SHMG OB/GYN - Park West | Barberton | White Pond Campus | Akron OBGYN | 2nd Floor | 2023-02-27 14:38 | Low
No | 043285 | Lights, Examination | 48810 - Green Series Exam Light IV | Unknown | Hill-Rom / Welch Allyn | SHMG OB/GYN - Park West | Barberton | White Pond Campus | Akron OBGYN | 2nd Floor | 2023-03-13 13:40 | Low
No | 043298 | Lights, Examination | 48810 - Green Series Exam Light IV | N/A | Hill-Rom / Welch Allyn | SHMG OB/GYN - Park West | Barberton | White Pond Campus | Akron OBGYN | 2nd Floor | 2023-04-28 13:34 | Low
No | 050463 | Lights, Examination | 48810 - Green Series Exam Light IV | Unknown | Hill-Rom / Welch Allyn | Maternal Fetal Medicine | Akron | Akron City Campus | 75 Arch | 1st Floor | 2017-03-29 | Low
No | 058582 | Lights, Examination | 48810 - Green Series Exam Light IV | Unknown | Hill-Rom / Welch Allyn | Women's Health Center | Akron | Akron City Campus | 75 Arch | Basement | 2020-01-15 | Low
No | 058583 | Lights, Examination | 48810 - Green Series Exam Light IV | Unknown | Hill-Rom / Welch Allyn | Women's Health Center | Akron | Akron City Campus | 75 Arch | Basement | 2020-01-15 | Low
No | 058584 | Lights, Examination | 48810 - Green Series Exam Light IV | Unknown | Hill-Rom / Welch Allyn | Women's Health Center | Akron | Akron City Campus | 75 Arch | Basement | 2020-01-15 | Low
No | 059223 | Lights, Examination | 48810 - Green Series Exam Light IV | Unknown | Hill-Rom / Welch Allyn | Women's Health Center | Akron | Akron City Campus | 75 Arch | Basement | 2020-09-09 | Low
No | 060098 | Lights, Examination | 48810 - Green Series Exam Light IV | Unknown | Hill-Rom / Welch Allyn | SHMG OB/GYN - Cuyahoga Falls | Akron | Cuyahoga Falls Campus | Cuyahoga Falls Medical Center | Ground Floor | 2022-12-09 | Low
No | 060351 | Lights, Examination | 48810 - Green Series Exam Light IV | Unknown | Hill-Rom / Welch Allyn | SHMG OB/GYN - Stow | Akron | Stow-Kent Campus | Stow-Kent Medical Center | 2nd Floor | 2023-06-22 12:01 | Low
No | 060352 | Lights, Examination | 48810 - Green Series Exam Light IV | Unknown | Hill-Rom / Welch Allyn | SHMG OB/GYN - Stow | Akron | Stow-Kent Campus | Stow-Kent Medical Center | 2nd Floor | 2023-06-22 11:39 | Low
No | 060353 | Lights, Examination | 48810 - Green Series Exam Light IV | Unknown | Hill-Rom / Welch Allyn | SHMG OB/GYN - Stow | Akron | Stow-Kent Campus | Stow-Kent Medical Center | 2nd Floor | 2023-06-22 12:01 | Low
No | 060354 | Lights, Examination | 48810 - Green Series Exam Light IV | Unknown | Hill-Rom / Welch Allyn | SHMG OB/GYN - Stow | Akron | Stow-Kent Campus | Stow-Kent Medical Center | 2nd Floor | 2023-06-22 12:01 | Low
No | 060355 | Lights, Examination | 48810 - Green Series Exam Light IV | Unknown | Hill-Rom / Welch Allyn | SHMG OB/GYN - Stow | Akron | Stow-Kent Campus | Stow-Kent Medical Center | 2nd Floor | 2023-06-22 12:01 | Low
No | 060711 | Lights, Examination | 48810 - Green Series Exam Light IV | 901067 | Hill-Rom / Welch Allyn | SHMG OB/GYN - Park West | Barberton | White Pond Campus | Akron OBGYN | 2nd Floor | 2022-01-11 | Low
No | 060995 | Lights, Examination | 48810 - Green Series Exam Light IV | Unknown | Hill-Rom / Welch Allyn | SHMG OB/GYN - Park West | Barberton | White Pond Campus | Akron OBGYN | 2nd Floor | 2022-02-11 | Low
No | 061865 | Lights, Examination | 48810 - Green Series Exam Light IV | Unknown | Hill-Rom / Welch Allyn | SHMG OB/GYN - Park West | Barberton | White Pond Campus | Akron OBGYN | 2nd Floor | 2022-04-13 | Low
No | 062647 | Lights, Examination | 48810 - Green Series Exam Light IV | Unknown | Hill-Rom / Welch Allyn | SHMG OB/GYN - Cuyahoga Falls | Akron | Cuyahoga Falls Campus | Cuyahoga Falls Medical Center | Ground Floor | 2022-12-09 | Low
No | 062648 | Lights, Examination | 48810 - Green Series Exam Light IV | Unknown | Hill-Rom / Welch Allyn | SHMG OB/GYN - Cuyahoga Falls | Akron | Cuyahoga Falls Campus | Cuyahoga Falls Medical Center | Ground Floor | 2022-12-09 | Low
No | 062676 | Lights, Examination | 48810 - Green Series Exam Light IV | Unknown | Hill-Rom / Welch Allyn | SHMG OB/GYN - Cuyahoga Falls | Akron | Cuyahoga Falls Campus | Cuyahoga Falls Medical Center | Ground Floor | 2022-12-09 | Low
No | 063228 | Lights, Examination | 48810 - Green Series Exam Light IV | Unknown | Hill-Rom / Welch Allyn | SHMG OB/GYN - Stow | Akron | Stow-Kent Campus | Stow-Kent Medical Center | 2nd Floor | 2023-06-28 15:25 | Low
No | 002544 | Lights, Examination | 55002289 - Heraeus Exam Lamp | 9312030 | Hill-Rom | Virtual Care Simulation Lab | Akron | Akron City Campus | Akron City Hospital | 1st Floor | 1994-01-27 | Low
No | 004899 | Lights, Examination | 55002289 - Heraeus Exam Lamp | 9312027 | Hill-Rom | Virtual Care Simulation Lab | Akron | Akron City Campus | Akron City Hospital | 1st Floor | 1994-01-27 | Low
No | 058757 | Lights, Examination | 551 - 551 Exam Light | 101171 | Select Medical | Internal Medicine - White Pond | Barberton | White Pond Campus | White Pond Medical Center | 2nd Floor | 2020-03-06 | Low
No | 060179 | Lights, Examination | 551 - 551 Exam Light | No Serial | Select Medical | SHMG OB/GYN - Green | Barberton | Green Campus | Green Physician Office Building | 2nd Floor | 2021-03-05 | Low
No | 058374 | Lights, Examination | 6234A - Halogen 20W Pivot Base Light (38") | Unknown | Dazor Lighting Technology | GYN Oncology | Akron | Akron City Campus | Cooper Cancer Center | 2nd Floor | 2019-10-10 | Low
No | 058375 | Lights, Examination | 6234A - Halogen 20W Pivot Base Light (38") | Unknown | Dazor Lighting Technology | GYN Oncology | Akron | Akron City Campus | Cooper Cancer Center | 2nd Floor | 2019-10-10 | Low
No | 060996 | Lights, Examination | 6234A - Halogen 20W Pivot Base Light (38") | Unknown | Dazor Lighting Technology | Rootstown Primary Care | Akron | Rootstown Campus | Rootstown Medical Center | Ground Floor | 2022-02-18 | Low
No | 062621 | Lights, Examination | 6234A - Halogen 20W Pivot Base Light (38") | NSN | Dazor Lighting Technology | GYN Oncology | Akron | Akron City Campus | Cooper Cancer Center | 2nd Floor | 2023-01-24 09:06 | Low
No | 062723 | Lights, Examination | 6234A - Halogen 20W Pivot Base Light (38") | None | Dazor Lighting Technology | Rootstown Primary Care | Akron | Rootstown Campus | Rootstown Medical Center |  | 2023-02-21 13:42 | Low
No | 062724 | Lights, Examination | 6234A - Halogen 20W Pivot Base Light (38") | None | Dazor Lighting Technology | SHMG OB/GYN - Stow | Akron | Stow-Kent Campus | Stow-Kent Medical Center | 2nd Floor | 2023-02-21 13:47 | Low
No | 062736 | Lights, Examination | 6234A - Halogen 20W Pivot Base Light (38") | NA | Dazor Lighting Technology | Urogynecology | Akron | Akron City Campus | 95 Arch | 2nd Floor | 2023-01-12 15:11 | Low
No | 063114 | Lights, Examination | 6234A - Halogen 20W Pivot Base Light (38") | NSN | Dazor Lighting Technology | Medina OB/GYN | Barberton | Medina Campus | Medina Medical Center | 2nd Floor | 2023-05-17 07:02 | Low
No | 063115 | Lights, Examination | 6234A - Halogen 20W Pivot Base Light (38") | NSN | Dazor Lighting Technology | GYN Oncology | Akron | Akron City Campus | Cooper Cancer Center | 2nd Floor | 2023-05-17 07:02 | Low
No | 063116 | Lights, Examination | 6234A - Halogen 20W Pivot Base Light (38") | NSN | Dazor Lighting Technology | SHMG OB/GYN - Stow | Akron | Stow-Kent Campus | Stow-Kent Medical Center | 2nd Floor | 2023-05-17 07:03 | Low
No | 063117 | Lights, Examination | 6234A - Halogen 20W Pivot Base Light (38") | Unknown | Dazor Lighting Technology | Urogynecology | Akron | Akron City Campus | 95 Arch | 2nd Floor | 2023-05-18 07:01 | Low
No | 064177 | Lights, Examination | 6234A - Halogen 20W Pivot Base Light (38") | Unknown | Dazor Lighting Technology | Pelvic Health | Akron | Akron City Campus | 95 Arch | 2nd Floor | 2024-08-14 14:21 | Low
No | 057986 | Lights, Examination | 78800 - Kleenspec 78800 Corded Illumination System | Unknown | Hill-Rom / Welch Allyn | Urology - Wadsworth | Barberton | Wadsworth Campus | Founder's Hall | 3rd Floor | 2019-09-04 | Low
No | 057987 | Lights, Examination | 78800 - Kleenspec 78800 Corded Illumination System | Unknown | Hill-Rom / Welch Allyn | Urology - Wadsworth | Barberton | Wadsworth Campus | Founder's Hall | 3rd Floor | 2019-09-04 | Low
No | 057988 | Lights, Examination | 78800 - Kleenspec 78800 Corded Illumination System | Unknown | Hill-Rom / Welch Allyn | Urology - Wadsworth | Barberton | Wadsworth Campus | Founder's Hall | 3rd Floor | 2019-09-04 | Low
No | 057989 | Lights, Examination | 78800 - Kleenspec 78800 Corded Illumination System | Unknown | Hill-Rom / Welch Allyn | Urology - Wadsworth | Barberton | Wadsworth Campus | Founder's Hall | 3rd Floor | 2019-09-04 | Low
No | 057990 | Lights, Examination | 78800 - Kleenspec 78800 Corded Illumination System | Unknown | Hill-Rom / Welch Allyn | Urology - Wadsworth | Barberton | Wadsworth Campus | Founder's Hall | 3rd Floor | 2019-09-04 | Low
No | 057991 | Lights, Examination | 78800 - Kleenspec 78800 Corded Illumination System | Unknown | Hill-Rom / Welch Allyn | Urology - Wadsworth | Barberton | Wadsworth Campus | Founder's Hall | 3rd Floor | 2019-09-04 | Low
No | 014982 | Lights, Examination | 79900 - Kleenspec 790 Cordless Illuminator | Unknown | Hill-Rom / Welch Allyn | H2 - Labor and Delivery Unit (L&D) | Akron | Akron City Campus | H Tower | 2nd Floor | 2011-10-12 | Low
No | 014997 | Lights, Examination | 79900 - Kleenspec 790 Cordless Illuminator | Unknown | Hill-Rom / Welch Allyn | H2 - Labor and Delivery Unit (L&D) | Akron | Akron City Campus | H Tower | 2nd Floor | 2012-01-04 | Low
No | 028096 | Lights, Examination | 79900 - Kleenspec 790 Cordless Illuminator | Unknown | Hill-Rom / Welch Allyn | H2 - Labor and Delivery Unit (L&D) | Akron | Akron City Campus | H Tower | 2nd Floor | 2012-01-20 | Low
No | 028097 | Lights, Examination | 79900 - Kleenspec 790 Cordless Illuminator | Unknown | Hill-Rom / Welch Allyn | H2 - Labor and Delivery Unit (L&D) | Akron | Akron City Campus | H Tower | 2nd Floor | 2012-01-25 | Low
No | 028098 | Lights, Examination | 79900 - Kleenspec 790 Cordless Illuminator | Unknown | Hill-Rom / Welch Allyn | H2 - Labor and Delivery Unit (L&D) | Akron | Akron City Campus | H Tower | 2nd Floor | 2012-01-25 | Low
No | 028371 | Lights, Examination | 79900 - Kleenspec 790 Cordless Illuminator | Unknown | Hill-Rom / Welch Allyn | H2 - Labor and Delivery Unit (L&D) | Akron | Akron City Campus | H Tower | 2nd Floor | 2011-03-22 | Low
No | 028372 | Lights, Examination | 79900 - Kleenspec 790 Cordless Illuminator | Unknown | Hill-Rom / Welch Allyn | H2 - Labor and Delivery Unit (L&D) | Akron | Akron City Campus | H Tower | 2nd Floor | 2011-03-22 | Low
No | 028373 | Lights, Examination | 79900 - Kleenspec 790 Cordless Illuminator | Unknown | Hill-Rom / Welch Allyn | H2 - Labor and Delivery Unit (L&D) | Akron | Akron City Campus | H Tower | 2nd Floor | 2011-04-06 | Low
No | 030148 | Lights, Examination | 79900 - Kleenspec 790 Cordless Illuminator | Unknown | Hill-Rom / Welch Allyn | H2 - Labor and Delivery Unit (L&D) | Akron | Akron City Campus | H Tower | 2nd Floor | 2012-02-15 | Low
No | 031702 | Lights, Examination | 79900 - Kleenspec 790 Cordless Illuminator | 20140218 | Hill-Rom / Welch Allyn | H2 - Labor and Delivery Unit (L&D) | Akron | Akron City Campus | H Tower | 2nd Floor | 2013-04-30 | Low
No | 032380 | Lights, Examination | 79900 - Kleenspec 790 Cordless Illuminator | 2015 07 21 | Hill-Rom / Welch Allyn | H2 - Labor and Delivery Unit (L&D) | Akron | Akron City Campus | H Tower | 2nd Floor | 2015-08-03 | Low
No | 032573 | Lights, Examination | 79900 - Kleenspec 790 Cordless Illuminator | Unknown | Hill-Rom / Welch Allyn | H2 - Labor and Delivery Unit (L&D) | Akron | Akron City Campus | H Tower | 2nd Floor | 2012-10-01 | Low
No | 032652 | Lights, Examination | 79900 - Kleenspec 790 Cordless Illuminator | Unknown | Hill-Rom / Welch Allyn | H2 - Labor and Delivery Unit (L&D) | Akron | Akron City Campus | H Tower | 2nd Floor | 2013-05-16 | Low
No | 032654 | Lights, Examination | 79900 - Kleenspec 790 Cordless Illuminator | Unknown | Hill-Rom / Welch Allyn | H2 - Labor and Delivery Unit (L&D) | Akron | Akron City Campus | H Tower | 2nd Floor | 2013-06-03 | Low
No | 032712 | Lights, Examination | 79900 - Kleenspec 790 Cordless Illuminator | 0102 | Hill-Rom / Welch Allyn | H2 - Labor and Delivery Unit (L&D) | Akron | Akron City Campus | H Tower | 2nd Floor | 2014-02-06 | Low
No | 032962 | Lights, Examination | 79900 - Kleenspec 790 Cordless Illuminator | Unknown | Hill-Rom / Welch Allyn | H2 - Labor and Delivery Unit (L&D) | Akron | Akron City Campus | H Tower | 2nd Floor | 2014-11-13 | Low
No | 033297 | Lights, Examination | 79900 - Kleenspec 790 Cordless Illuminator | Unknown | Hill-Rom / Welch Allyn | H2 - Labor and Delivery Unit (L&D) | Akron | Akron City Campus | H Tower | 2nd Floor | 2016-06-17 | Low
No | 033298 | Lights, Examination | 79900 - Kleenspec 790 Cordless Illuminator | Unknown | Hill-Rom / Welch Allyn | H2 - Labor and Delivery Unit (L&D) | Akron | Akron City Campus | H Tower | 2nd Floor | 2016-06-17 | Low
No | 035303 | Lights, Examination | 79900 - Kleenspec 790 Cordless Illuminator | Unknown | Hill-Rom / Welch Allyn | H2 - Labor and Delivery Unit (L&D) | Akron | Akron City Campus | H Tower | 2nd Floor | 2015-11-04 | Low
No | 035304 | Lights, Examination | 79900 - Kleenspec 790 Cordless Illuminator | Unknown | Hill-Rom / Welch Allyn | H2 - Labor and Delivery Unit (L&D) | Akron | Akron City Campus | H Tower | 2nd Floor | 2015-11-04 | Low
No | 050146 | Lights, Examination | 79900 - Kleenspec 790 Cordless Illuminator | Unknown | Hill-Rom / Welch Allyn | H2 - Labor and Delivery Unit (L&D) | Akron | Akron City Campus | H Tower | 2nd Floor | 2016-12-09 | Low
No | 050147 | Lights, Examination | 79900 - Kleenspec 790 Cordless Illuminator | Unknown | Hill-Rom / Welch Allyn | H2 - Labor and Delivery Unit (L&D) | Akron | Akron City Campus | H Tower | 2nd Floor | 2016-12-09 | Low
No | 050148 | Lights, Examination | 79900 - Kleenspec 790 Cordless Illuminator | Unknown | Hill-Rom / Welch Allyn | H2 - Labor and Delivery Unit (L&D) | Akron | Akron City Campus | H Tower | 2nd Floor | 2016-12-09 | Low
No | 050149 | Lights, Examination | 79900 - Kleenspec 790 Cordless Illuminator | Unknown | Hill-Rom / Welch Allyn | H2 - Labor and Delivery Unit (L&D) | Akron | Akron City Campus | H Tower | 2nd Floor | 2016-12-09 | Low
No | 050880 | Lights, Examination | 79900 - Kleenspec 790 Cordless Illuminator | Unknown | Hill-Rom / Welch Allyn | H2 - Labor and Delivery Unit (L&D) | Akron | Akron City Campus | H Tower | 2nd Floor | 2017-07-07 | Low
No | 050881 | Lights, Examination | 79900 - Kleenspec 790 Cordless Illuminator | Unknown | Hill-Rom / Welch Allyn | H2 - Labor and Delivery Unit (L&D) | Akron | Akron City Campus | H Tower | 2nd Floor | 2017-07-07 | Low
No | 023295 | Lights, Examination | 79910 - Kleenspec 790 Cordless Illumination System | Unknown | Hill-Rom / Welch Allyn | H2 - Labor and Delivery Unit (L&D) | Akron | Akron City Campus | H Tower | 2nd Floor | 2007-09-17 | Low
No | 023296 | Lights, Examination | 79910 - Kleenspec 790 Cordless Illumination System | Unknown | Hill-Rom / Welch Allyn | H2 - Labor and Delivery Unit (L&D) | Akron | Akron City Campus | H Tower | 2nd Floor | 2007-09-17 | Low
No | 023300 | Lights, Examination | 79910 - Kleenspec 790 Cordless Illumination System | Unknown | Hill-Rom / Welch Allyn | H2 - Labor and Delivery Unit (L&D) | Akron | Akron City Campus | H Tower | 2nd Floor | 2007-10-10 | Low
No | 023534 | Lights, Examination | 79910 - Kleenspec 790 Cordless Illumination System | Unknown | Hill-Rom / Welch Allyn | H2 - Labor and Delivery Unit (L&D) | Akron | Akron City Campus | H Tower | 2nd Floor | 2007-10-04 | Low
No | 024216 | Lights, Examination | 79910 - Kleenspec 790 Cordless Illumination System | Unknown | Hill-Rom / Welch Allyn | H2 - Labor and Delivery Unit (L&D) | Akron | Akron City Campus | H Tower | 2nd Floor | 2008-05-09 | Low
No | 024217 | Lights, Examination | 79910 - Kleenspec 790 Cordless Illumination System | Unknown | Hill-Rom / Welch Allyn | H2 - Labor and Delivery Unit (L&D) | Akron | Akron City Campus | H Tower | 2nd Floor | 2008-05-09 | Low
No | 024218 | Lights, Examination | 79910 - Kleenspec 790 Cordless Illumination System | Unknown | Hill-Rom / Welch Allyn | H2 - Labor and Delivery Unit (L&D) | Akron | Akron City Campus | H Tower | 2nd Floor | 2008-05-09 | Low
No | 058646 | Lights, Examination | 79920 - Kleenspec 790 Cordless Illumination System | Unknown | Hill-Rom / Welch Allyn | H2 - Labor and Delivery Unit (L&D) | Akron | Akron City Campus | H Tower | 2nd Floor | 2021-10-06 | Low
No | 027538 | Lights, Examination | Amsco Examiner 10 | 0417404066 | Steris | Center for Corporate Health | Akron | Cuyahoga Falls Campus | Cuyahoga Falls Medical Center | Ground Floor | 2011-10-03 | Low
No | 061342 | Lights, Examination | Amsco Examiner 10 | M10380 | Steris | Medina ASC | Barberton | Medina Campus | Medina Medical Center | 1st Floor | 2022-02-07 | Low
No | 039689 | Lights, Examination | BNT41124 - Exam Light, Gooseneck (Heat) | AJUSCO | Brandt Industries Inc | Neurology Outpatient - SB | Barberton | Barberton Campus | Tuscora Park Pavilion | 1st Floor | 2019-11-20 | Low
No | 058519 | Lights, Examination | BNT41124 - Exam Light, Gooseneck (Heat) | CHROME | Brandt Industries Inc | Operating Room | Akron | Akron City Campus | Akron City Hospital | 1st Floor | 2019-11-20 | Low
No | 043225 | Lights, Examination | E188266 | E187849 | Sun-Lite | Rehab Services OP - Green | Barberton | Green Campus | Green Family YMCA | Ground Floor | 2023-05-31 11:12 | Low
No | 058205 | Lights, Examination | Gooseneck Exam Light | Unknown | Ajusco | Barberton OB/GYN | Barberton | Barberton Campus | Tuscora Park Pavilion | Ground Floor | 2019-10-16 | Low
No | 058218 | Lights, Examination | GRAF-AEL LHGPMB - Gooseneck Lamp | Unknown | GF Hausted Products | Pelvic Health | Akron | Akron City Campus | 95 Arch | 2nd Floor | 2019-10-16 | Low
No | 026920 | Lights, Examination | GS300 | Unknown | Hill-Rom / Welch Allyn | Medina OB/GYN | Barberton | Medina Campus | Medina Medical Center | 2nd Floor | 2020-02-17 | Low
No | 030946 | Lights, Examination | GS300 | Unknown | Hill-Rom / Welch Allyn | Dermatology - Park West | Barberton | White Pond Campus | White Pond Medical Center | 2nd Floor | 2013-04-29 | Low
No | 030950 | Lights, Examination | GS300 | 030950 | Hill-Rom / Welch Allyn | Dermatology - Park West | Barberton | White Pond Campus | White Pond Medical Center | 2nd Floor | 2013-04-29 | Low
No | 034140 | Lights, Examination | GS300 | 101209 | Hill-Rom / Welch Allyn | Urgent Care - Fairlawn | Akron | Fairlawn Campus | Fairlawn Urgent Care | Ground Floor | 2014-03-17 | Low
No | 035789 | Lights, Examination | GS300 | 035789 | Hill-Rom / Welch Allyn | Dermatology - Park West | Barberton | White Pond Campus | White Pond Medical Center | 2nd Floor | 2015-05-08 | Low
No | 035791 | Lights, Examination | GS300 | 035791 | Hill-Rom / Welch Allyn | Dermatology - Park West | Barberton | White Pond Campus | White Pond Medical Center | 2nd Floor | 2015-05-08 | Low
No | 035793 | Lights, Examination | GS300 | 035793 | Hill-Rom / Welch Allyn | Dermatology - Park West | Barberton | White Pond Campus | White Pond Medical Center | 2nd Floor | 2015-05-08 | Low
No | 043784 | Lights, Examination | GS300 | Unknown | Hill-Rom / Welch Allyn | Medina OB/GYN | Barberton | Medina Campus | Medina Medical Center | 2nd Floor | 2021-06-25 | Low
No | 059905 | Lights, Examination | GS300 | No Serial | Hill-Rom / Welch Allyn | SHMG OB/GYN - Green | Barberton | Green Campus | Green Physician Office Building | 2nd Floor | 2021-01-22 | Low
No | 060109 | Lights, Examination | GS300 | Unknown | Hill-Rom / Welch Allyn | SHMG OB/GYN - Park West | Barberton | White Pond Campus | Akron OBGYN | 2nd Floor | 2021-03-05 | Low
No | 060111 | Lights, Examination | GS300 | Unknown | Hill-Rom / Welch Allyn | SHMG OB/GYN - Park West | Barberton | White Pond Campus | Akron OBGYN | 2nd Floor | 2021-03-05 | Low
No | 060117 | Lights, Examination | GS300 | Unknown | Hill-Rom / Welch Allyn | SHMG OB/GYN - Park West | Barberton | White Pond Campus | Akron OBGYN | 2nd Floor | 2021-03-05 | Low
No | 060123 | Lights, Examination | GS300 | Unknown | Hill-Rom / Welch Allyn | SHMG OB/GYN - Park West | Barberton | White Pond Campus | Akron OBGYN | 2nd Floor | 2021-03-05 | Low
No | 060198 | Lights, Examination | GS300 | Unknown | Hill-Rom / Welch Allyn | SHMG OB/GYN - Park West | Barberton | White Pond Campus | Akron OBGYN | 2nd Floor | 2021-03-05 | Low
No | 060199 | Lights, Examination | GS300 | Unknown | Hill-Rom / Welch Allyn | SHMG OB/GYN - Park West | Barberton | White Pond Campus | Akron OBGYN | 2nd Floor | 2021-03-05 | Low
No | 061770 | Lights, Examination | GS300 | Unknown | Hill-Rom / Welch Allyn | New Seasons | Barberton | Non-Campus Sites - SBH | Equity Center | Ground Floor | 2023-05-04 12:16 | Low
No | 061802 | Lights, Examination | GS300 | Unknown | Hill-Rom / Welch Allyn | New Seasons | Barberton | Non-Campus Sites - SBH | Equity Center | Ground Floor | 2023-05-04 12:16 | Low
No | 061811 | Lights, Examination | GS300 | Unknown | Hill-Rom / Welch Allyn | New Seasons | Barberton | Non-Campus Sites - SBH | Equity Center | Ground Floor | 2023-05-04 12:16 | Low
No | 061823 | Lights, Examination | GS300 | Unknown | Hill-Rom / Welch Allyn | New Seasons | Barberton | Non-Campus Sites - SBH | Equity Center | Ground Floor | 2023-05-04 12:17 | Low
No | 062750 | Lights, Examination | GS300 | 2228 | Hill-Rom / Welch Allyn | SHMG OB/GYN - Cuyahoga Falls | Akron | Cuyahoga Falls Campus | Cuyahoga Falls Medical Center |  | 2023-01-13 11:39 | Low
No | 062807 | Lights, Examination | GS300 | 2228 | Hill-Rom / Welch Allyn | SHMG OB/GYN - Cuyahoga Falls | Akron | Cuyahoga Falls Campus | Cuyahoga Falls Medical Center |  | 2023-01-13 11:38 | Low
No | 062809 | Lights, Examination | GS300 | 2228 | Hill-Rom / Welch Allyn | SHMG OB/GYN - Cuyahoga Falls | Akron | Cuyahoga Falls Campus | Cuyahoga Falls Medical Center |  | 2023-01-13 11:38 | Low
No | 062811 | Lights, Examination | GS300 | 2230 | Hill-Rom / Welch Allyn | SHMG OB/GYN - Cuyahoga Falls | Akron | Cuyahoga Falls Campus | Cuyahoga Falls Medical Center |  | 2023-01-13 11:39 | Low
No | 062812 | Lights, Examination | GS300 | 2230 | Hill-Rom / Welch Allyn | SHMG OB/GYN - Cuyahoga Falls | Akron | Cuyahoga Falls Campus | Cuyahoga Falls Medical Center |  | 2023-01-13 11:39 | Low
No | 063049 | Lights, Examination | GS300 | NA | Hill-Rom / Welch Allyn | New Seasons | Barberton | Non-Campus Sites - SBH | Equity Center | Ground Floor | 2023-05-04 12:16 | Low
No | 065064 | Lights, Examination | GS300 | NA | Hill-Rom / Welch Allyn | Pride Clinic | Akron | Chapel Hill Campus | Summa Health Chapel Hill | Ground Floor | 2025-02-28 08:26 | Low
No | 061871 | Lights, Examination | Harmony LA300 | 11030710108832 | Steris | Medina ASC | Barberton | Medina Campus | Medina Medical Center | 1st Floor | 2022-08-09 | Low
No | 061872 | Lights, Examination | Harmony LA300 | 11030710108831 | Steris | Medina ASC | Barberton | Medina Campus | Medina Medical Center | 1st Floor | 2022-08-09 | Low
No | 061873 | Lights, Examination | Harmony LA300 | 110410705571 | Steris | Medina ASC | Barberton | Medina Campus | Medina Medical Center | 1st Floor | 2022-08-09 | Low
No | 061874 | Lights, Examination | Harmony LA300 | 110404806900 | Steris | Medina ASC | Barberton | Medina Campus | Medina Medical Center | 1st Floor | 2022-08-09 | Low
No | 061875 | Lights, Examination | Harmony LA300 | 11030610106714 | Steris | Medina ASC | Barberton | Medina Campus | Medina Medical Center | 1st Floor | 2022-08-09 | Low
No | 061876 | Lights, Examination | Harmony LA300 | 11030610106715 | Steris | Medina ASC | Barberton | Medina Campus | Medina Medical Center | 1st Floor | 2022-08-09 | Low
No | 059238 | Lights, Examination | LMI-300 - Leo Minor Surgical Light - Floor Stand | SNLMI1115068 | Sunnex Inc | SCI-Heart Rhythm Services | Akron | Akron City Campus | Akron City Hospital | 1st Floor | 2020-09-01 | Low
No | 002073 | Lights, Examination | Magnifier, Table Top | Unknown | Luxo | LAB Histology/Morgue | Akron | Akron City Campus | ACH Admin Building | 2nd Floor | 1978-01-01 | Low
No | 002075 | Lights, Examination | Magnifier, Table Top | Unknown | Luxo | LAB Histology/Morgue | Akron | Akron City Campus | ACH Admin Building | 2nd Floor | 1978-01-01 | Low
No | 002351 | Lights, Examination | Magnifier, Table Top | Unknown | Luxo | LAB Histology/Morgue | Akron | Akron City Campus | ACH Admin Building | 2nd Floor | 1978-01-01 | Low
No | 002354 | Lights, Examination | Magnifier, Table Top | Unknown | Luxo | LAB Histology/Morgue | Akron | Akron City Campus | ACH Admin Building | 2nd Floor | 1978-01-01 | Low
No | 016305 | Lights, Examination | Magnifier, Table Top | Unknown | Luxo | LAB Histology/Morgue | Akron | Akron City Campus | ACH Admin Building | 2nd Floor | 1978-01-01 | Low
No | 023373 | Lights, Examination | OP216FL - Outpatient II | OP14052 | Philips Healthcare / Burton | Family Medicine Center | Akron | Akron City Campus | 55 Arch | 3rd Floor | 2012-03-14 | Low
No | 058648 | Lights, Examination | SELEDW - Super Exam Led Wall Model | 7004677 | Philips Healthcare / Burton | H4 - Mother/Baby Unit | Akron | Akron City Campus | H Tower | 4th Floor | 2019-07-01 | Low
No | 058649 | Lights, Examination | SELEDW - Super Exam Led Wall Model | 7004679 | Philips Healthcare / Burton | H4 - Mother/Baby Unit | Akron | Akron City Campus | H Tower | 4th Floor | 2019-07-01 | Low
No | 058650 | Lights, Examination | SELEDW - Super Exam Led Wall Model | 7004680 | Philips Healthcare / Burton | H4 - Mother/Baby Unit | Akron | Akron City Campus | H Tower | 4th Floor | 2019-07-01 | Low
No | 059315 | Lights, Examination | SELEDW - Super Exam Led Wall Model | 7013646 | Philips Healthcare / Burton | H4 - Mother/Baby Unit | Akron | Akron City Campus | H Tower | 4th Floor | 2019-07-01 | Low
No | 023644 | Lights, Examination, Ceiling-Mounted | ALEDSC - Aim LED | 7010041 | Philips Healthcare / Burton | Tallmadge Urgent Care | Akron | Tallmadge Campus | Tallmadge Medical Center | 1st Floor | 2021-06-07 | Low
No | 023646 | Lights, Examination, Ceiling-Mounted | ALEDSC - Aim LED | 717196 | Philips Healthcare / Burton | Urology - Stow | Akron | Stow-Kent Campus | Stow-Kent Medical Center | 2nd Floor | 2021-07-13 | Low
No | 043657 | Lights, Examination, Ceiling-Mounted | ALEDSC - Aim LED | 7017193 | Philips Healthcare / Burton | Internal Medicine - Stow | Akron | Stow-Kent Campus | Stow-Kent Medical Center | 2nd Floor | 2021-07-12 | Low
No | 043667 | Lights, Examination, Ceiling-Mounted | ALEDSC - Aim LED | 7017194 | Philips Healthcare / Burton | Urology - Stow | Akron | Stow-Kent Campus | Stow-Kent Medical Center | 2nd Floor | 2021-07-13 | Low
No | 043685 | Lights, Examination, Ceiling-Mounted | ALEDSC - Aim LED | 7017092 | Philips Healthcare / Burton | SHMG OB/GYN - Stow | Akron | Stow-Kent Campus | Stow-Kent Medical Center | 2nd Floor | 2021-06-21 | Low
No | 043688 | Lights, Examination, Ceiling-Mounted | ALEDSC - Aim LED | 7017197 | Philips Healthcare / Burton | Stow/Kent Urgent Care | Akron | Stow-Kent Campus | Stow-Kent Medical Center | 1st Floor | 2021-07-13 | Low
No | 056244 | Lights, Examination, Ceiling-Mounted | ALEDSC - Aim LED | 7001869 | Philips Healthcare / Burton | Green Urgent Care | Barberton | Green Campus | Green Urgent Care | Ground Floor | 2019-04-25 | Low
No | 058105 | Lights, Examination, Ceiling-Mounted | ALEDSC - Aim LED | 7003560 | Philips Healthcare / Burton | Orthopedics - Tallmadge | Akron | Tallmadge Campus | Tallmadge Medical Center | 2nd Floor | 2019-10-04 | Low
No | 059611 | Lights, Examination, Ceiling-Mounted | ALEDSC - Aim LED | 7002966 | Philips Healthcare / Burton | Urology - ACH | Akron | Akron City Campus | 95 Arch | 1st Floor | 2020-11-14 | Low
No | 059622 | Lights, Examination, Ceiling-Mounted | ALEDSC - Aim LED | 7002967 | Philips Healthcare / Burton | Urology - ACH | Akron | Akron City Campus | 95 Arch | 1st Floor | 2020-11-14 | Low
No | 060590 | Lights, Examination, Ceiling-Mounted | ALEDSC - Aim LED | 7017195 | Philips Healthcare / Burton | Urology - Stow | Akron | Stow-Kent Campus | Stow-Kent Medical Center | 2nd Floor | 2021-07-13 | Low
No | 060908 | Lights, Examination, Ceiling-Mounted | ALEDSC - Aim LED | 7014329 | Philips Healthcare / Burton | Colon/Rectal Surgeons | Akron | Akron City Campus | 95 Arch | 1st Floor | 2021-10-22 | Low
No | 060911 | Lights, Examination, Ceiling-Mounted | ALEDSC - Aim LED | 7014330 | Philips Healthcare / Burton | Colon/Rectal Surgeons | Akron | Akron City Campus | 95 Arch | 1st Floor | 2021-10-22 | Low
No | 060915 | Lights, Examination, Ceiling-Mounted | ALEDSC - Aim LED | 7014456 | Philips Healthcare / Burton | Colon/Rectal Surgeons | Akron | Akron City Campus | 95 Arch | 1st Floor | 2021-10-22 | Low
No | 060919 | Lights, Examination, Ceiling-Mounted | ALEDSC - Aim LED | 7014457 | Philips Healthcare / Burton | Colon/Rectal Surgeons | Akron | Akron City Campus | 95 Arch | 1st Floor | 2021-10-22 | Low
No | 060923 | Lights, Examination, Ceiling-Mounted | ALEDSC - Aim LED | 7014459 | Philips Healthcare / Burton | Colon/Rectal Surgeons | Akron | Akron City Campus | 95 Arch | 1st Floor | 2021-10-22 | Low
No | 061053 | Lights, Examination, Ceiling-Mounted | ALEDSC - Aim LED | 7014453 | Philips Healthcare / Burton | Colon/Rectal Surgeons | Akron | Akron City Campus | 95 Arch | 1st Floor | 2021-10-22 | Low
No | 061059 | Lights, Examination, Ceiling-Mounted | ALEDSC - Aim LED | 7014455 | Philips Healthcare / Burton | Colon/Rectal Surgeons | Akron | Akron City Campus | 95 Arch | 1st Floor | 2021-10-22 | Low
No | 061063 | Lights, Examination, Ceiling-Mounted | ALEDSC - Aim LED | 7014458 | Philips Healthcare / Burton | Colon/Rectal Surgeons | Akron | Akron City Campus | 95 Arch | 1st Floor | 2021-10-22 | Low
No | 061068 | Lights, Examination, Ceiling-Mounted | ALEDSC - Aim LED | 7014452 | Philips Healthcare / Burton | Colon/Rectal Surgeons | Akron | Akron City Campus | 95 Arch | 1st Floor | 2021-10-25 | Low
No | 061072 | Lights, Examination, Ceiling-Mounted | ALEDSC - Aim LED | 7014328 | Philips Healthcare / Burton | Colon/Rectal Surgeons | Akron | Akron City Campus | 95 Arch | 1st Floor | 2021-10-25 | Low
No | 061076 | Lights, Examination, Ceiling-Mounted | ALEDSC - Aim LED | 7014454 | Philips Healthcare / Burton | Colon/Rectal Surgeons | Akron | Akron City Campus | 95 Arch | 1st Floor | 2021-10-26 | Low
No | 061084 | Lights, Examination, Ceiling-Mounted | ALEDSC - Aim LED | 7014451 | Philips Healthcare / Burton | Colon/Rectal Surgeons | Akron | Akron City Campus | 95 Arch | 1st Floor | 2021-10-26 | Low
No | 061257 | Lights, Examination, Ceiling-Mounted | ALEDSC - Aim LED | 7019575 | Philips Healthcare / Burton | Urology - ACH | Akron | Akron City Campus | 95 Arch | 1st Floor | 2020-11-14 | Low
No | 062689 | Lights, Examination, Ceiling-Mounted | ALEDSC - Aim LED | 7019576 | Philips Healthcare / Burton | Drs. Dalton & Van Fossen | Akron | Akron City Campus | 95 Arch | 1st Floor | 2022-12-23 10:23 | Low
No | 062690 | Lights, Examination, Ceiling-Mounted | ALEDSC - Aim LED | 7019577 | Philips Healthcare / Burton | Drs. Dalton & Van Fossen | Akron | Akron City Campus | 95 Arch | 1st Floor | 2022-12-23 10:23 | Low
No | 062691 | Lights, Examination, Ceiling-Mounted | ALEDSC - Aim LED | 7019574 | Philips Healthcare / Burton | Drs. Dalton & Van Fossen | Akron | Akron City Campus | 95 Arch | 1st Floor | 2022-12-23 10:24 | Low
No | 063231 | Lights, Examination, Ceiling-Mounted | ALEDSC - Aim LED | 7035164 | Philips Healthcare / Burton | SHMG Plastic - AES | Akron | Non-Campus Sites | AES Family Medicine | 1st Floor | 2023-07-13 14:57 | Low
No | 063363 | Lights, Examination, Ceiling-Mounted | ALEDSC - Aim LED | 7035388 | Philips Healthcare / Burton | Trauma | Akron | Akron City Campus | 75 Arch | 4th Floor | 2023-07-28 08:55 | Low
No | 063672 | Lights, Examination, Ceiling-Mounted | ALEDSC - Aim LED | 5253548 | Philips Healthcare / Burton | Medina Primary Care | Barberton | Medina Campus | Medina Medical Center | 3rd Floor | 2023-11-20 14:50 | Low
No | 063673 | Lights, Examination, Ceiling-Mounted | ALEDSC - Aim LED | 5253550 | Philips Healthcare / Burton | Medina Primary Care | Barberton | Medina Campus | Medina Medical Center | 3rd Floor | 2023-11-20 14:53 | Low
No | 070954 | Lights, Examination, Ceiling-Mounted | ALEDSC - Aim LED | 7048157 | Philips Healthcare / Burton | Rheumatology - Green | Barberton | Green Campus | 1790 Graybill Road | 1st Floor | 2025-01-24 14:05 | Low
No | 059607 | Lights, Examination, Ceiling-Mounted | LGHT7401 - Medichoice 7401 Light | sn5275372 | Owens & Minor | Urology - ACH | Akron | Akron City Campus | 95 Arch | 1st Floor | 2020-11-14 | Low
No | 057956 | Lights, Examination, Ceiling-Mounted | ST9 - Stellar Single | 1-2B-18 | Skytron LLC | Urology - SBH | Barberton | Barberton Campus | Tuscora Park Pavilion | Ground Floor | 2019-08-15 | Low
No | 063097 | Lights, Examination, Stand-Alone | 44400 - Green Series 300 | NSN | Hill-Rom / Welch Allyn | GYN Oncology | Akron | Akron City Campus | Cooper Cancer Center | 2nd Floor | 2023-04-06 06:23 | Low
No | 063099 | Lights, Examination, Stand-Alone | 44400 - Green Series 300 | NSN | Hill-Rom / Welch Allyn | GYN Oncology | Akron | Akron City Campus | Cooper Cancer Center | 2nd Floor | 2023-04-06 06:23 | Low
No | 063109 | Lights, Examination, Stand-Alone | 44400 - Green Series 300 | NSN | Hill-Rom / Welch Allyn | GYN Oncology | Akron | Akron City Campus | Cooper Cancer Center | 2nd Floor | 2023-04-06 06:22 | Low
No | 063110 | Lights, Examination, Stand-Alone | 44400 - Green Series 300 | NSN | Hill-Rom / Welch Allyn | GYN Oncology | Akron | Akron City Campus | Cooper Cancer Center | 2nd Floor | 2023-04-06 06:24 | Low
No | 063111 | Lights, Examination, Stand-Alone | 44400 - Green Series 300 | NSN | Hill-Rom / Welch Allyn | GYN Oncology | Akron | Akron City Campus | Cooper Cancer Center | 2nd Floor | 2023-04-06 06:23 | Low
No | 064924 | Lights, Examination, Stand-Alone | 44400 - Green Series 300 | 901067 | Hill-Rom / Welch Allyn | Urogynecology | Akron | Akron City Campus | 95 Arch | 2nd Floor | 2025-01-07 09:20 | Low
No | 064982 | Lights, Examination, Stand-Alone | 44400 - Green Series 300 | 901067 | Hill-Rom / Welch Allyn | Urogynecology | Akron | Akron City Campus | 95 Arch | 2nd Floor | 2025-01-07 09:20 | Low
No | 070418 | Lights, Examination, Stand-Alone | 44600 - Green Series 600 | Unknown | Hill-Rom / Welch Allyn | Dermatology - Park West | Barberton | White Pond Campus | White Pond Medical Center | 2nd Floor | 2024-05-26 09:13 | Low
No | 070419 | Lights, Examination, Stand-Alone | 44600 - Green Series 600 | Unknown | Hill-Rom / Welch Allyn | Dermatology - Park West | Barberton | White Pond Campus | White Pond Medical Center | 2nd Floor | 2024-05-26 09:13 | Low
No | 070420 | Lights, Examination, Stand-Alone | 44600 - Green Series 600 | Unknown | Hill-Rom / Welch Allyn | Dermatology - Park West | Barberton | White Pond Campus | White Pond Medical Center | 2nd Floor | 2024-05-26 09:13 | Low
No | 038640 | Lights, Examination, Stand-Alone | 44900 - Green Series 900 | 00732094238693 | Hill-Rom / Welch Allyn | Endoscopy - SB | Barberton | Barberton Campus | Summa Barberton Hospital | 2nd Floor | 2020-03-20 | Low
No | 061812 | Lights, Examination, Stand-Alone | 44900 - Green Series 900 | 111116 | Hill-Rom / Welch Allyn | New Seasons | Barberton | Non-Campus Sites - SBH | Equity Center | Ground Floor | 2023-05-04 12:16 | Low
No | 062739 | Lights, Examination, Stand-Alone | EXLMBWBUS - HexaLux Mobile | 199030 | Steris | BHP 7 - Adult Subacute Psychiatric Unit | Akron | Akron City Campus | Juve Family BH Pavillion | 7th Floor | 2023-01-13 14:29 | Low
No | 062745 | Lights, Examination, Stand-Alone | EXLMBWBUS - HexaLux Mobile | 1621H002534945 | Steris | BHP 5 - Acute Adult Psychiatric Unit | Akron | Akron City Campus | Juve Family BH Pavillion | 5th Floor | 2023-01-13 14:31 | Low
No | 062804 | Lights, Examination, Stand-Alone | EXLMBWBUS - HexaLux Mobile | 199301 | Steris | BHP 4 - Geropsych Unit | Akron | Akron City Campus | Juve Family BH Pavillion | 4th Floor | 2023-01-13 14:32 | Low
No | 062816 | Lights, Examination, Stand-Alone | EXLMBWBUS - HexaLux Mobile | 199030 | Steris | BHP 6 - Adult Dual Diagnosis Unit | Akron | Akron City Campus | Juve Family BH Pavillion | 6th Floor | 2023-01-12 12:03 | Low
No | 062979 | Lights, Examination, Stand-Alone | EXLMBWBUS - HexaLux Mobile | 197646 | Steris | Wound Care Center | Akron | Akron City Campus | Wound Care Building | Ground Floor | 2023-02-09 10:17 | Low
No | 062980 | Lights, Examination, Stand-Alone | EXLMBWBUS - HexaLux Mobile | 197647 | Steris | Wound Care Center | Akron | Akron City Campus | Wound Care Building | Ground Floor | 2023-02-09 10:17 | Low
No | 003251 | Lights, Examination, UV, Portable | 31602 - UV Light | UV940900 | Philips Healthcare / Burton | H2 - Perinatal Unit | Akron | Akron City Campus | H Tower | 2nd Floor | 2019-09-18 | Low
No | 038319 | Lights, Examination, UV, Portable | 31603 - UV Light | 031649 | Philips Healthcare / Burton | Emergency Department (ED) - Wadsworth | Barberton | Wadsworth Campus | Wadsworth Emergency Bldg | Ground Floor | 2006-05-01 | Low
No | 039719 | Lights, Examination, UV, Portable | UV502 - UV Light | 7030583 | Philips Healthcare | Emergency Department (ED) - Green | Barberton | Green Campus | Green Medical Center | Ground Floor | 2022-07-22 | Low
No | 051997 | Lights, Examination, UV, Portable | UV502 - UV Light | 6827545 | Philips Healthcare | Emergency Department (ED) - Green | Barberton | Green Campus | Green Medical Center | Ground Floor | 2017-08-04 | Low
No | 014961 | Lights, Examination, UV, Portable | UV502 - UV Light | 5252269 | Philips Healthcare / Burton | Emergency Department (ED) - ACH | Akron | Akron City Campus | Akron City Hospital | Ground Floor | 2010-12-03 | Low
No | 029500 | Lights, Examination, UV, Portable | UV503 - UV Light | 5275468 | Philips Healthcare / Burton | Emergency Department (ED) - ACH | Akron | Akron City Campus | Akron City Hospital | Ground Floor | 2012-07-24 | Low
No | 037723 | Lights, Examination, UV, Portable | UV503 - UV Light | 7005875 | Philips Healthcare / Burton | Emergency Department (ED) - SBH | Barberton | Barberton Campus | Summa Barberton Hospital | Ground Floor | 2019-07-29 | Low
No | 059288 | Lights, Examination, UV, Portable | UV503 - UV Light | N03732 | Philips Healthcare / Burton | Bariatric Care - ACH | Akron | Akron City Campus | 95 Arch | 2nd Floor | 2020-08-31 | Low
No | 064556 | Lights, Examination, UV, Portable | UV503 - UV Light | 7048796 | Philips Healthcare / Burton | Rootstown Urgent Care | Akron | Rootstown Campus | Rootstown Medical Center | Ground Floor | 2024-11-18 15:49 | Low
No | 058785 | Lights, Germicidal, Ultraviolet | SSECLAVE4R3-S - Electroclave | S0618-00127 | Seal Shield LLC | DMT Equipment Distribution | Akron | Akron City Campus | Akron City Hospital | Basement | 2020-04-06 | Low
No | 057929 | Lights, Surgical | C 571 - Surgical Light | 6191000-W00175 | Berchtold Corp. | Operating Room | Akron | Akron City Campus | Akron City Hospital | 1st Floor | 2020-06-12 | Low
No | 057931 | Lights, Surgical | C 571 - Surgical Light | 363075-07980 | Berchtold Corp. | Operating Room | Akron | Akron City Campus | Akron City Hospital | 1st Floor | 2020-06-12 | Low
No | 057934 | Lights, Surgical | C 571 - Surgical Light | 6191000-W00176 | Berchtold Corp. | Operating Room | Akron | Akron City Campus | Akron City Hospital | 1st Floor | 2020-06-12 | Low
No | 057935 | Lights, Surgical | C 571 - Surgical Light | 363075-07980119 | Berchtold Corp. | Operating Room | Akron | Akron City Campus | Akron City Hospital | 1st Floor | 2020-06-12 | Low
No | 057938 | Lights, Surgical | C 571 - Surgical Light | 6191000-W00174 | Berchtold Corp. | Operating Room | Akron | Akron City Campus | Akron City Hospital | 1st Floor | 2020-06-12 | Low
No | 057939 | Lights, Surgical | C 571 - Surgical Light | 363075-07980 120 | Berchtold Corp. | Operating Room | Akron | Akron City Campus | Akron City Hospital | 1st Floor | 2020-07-08 | Low
No | 029004 | Lights, Surgical | C450 - Chromophare | 2031075-C10249 | Berchtold Corp. | Virtual Care Simulation Lab | Akron | Akron City Campus | Akron City Hospital | 1st Floor | 2006-03-19 | Low
No | 058709 | Lights, Surgical | C450 - Chromophare | 363075-07980099 | Berchtold Corp. | Operating Room | Akron | Akron City Campus | Akron City Hospital | 1st Floor | 2020-07-08 | Low
No | 038829 | Lights, Surgical | FD 2003 - F628 Chromophare Led, Camera Ready | 02754638 | Stryker | Operating Room - SB | Barberton | Barberton Campus | Summa Barberton Hospital | 2nd Floor | 2021-02-23 | Low
No | 038830 | Lights, Surgical | FD 2003 - F628 Chromophare Led, Camera Ready | 02754637 | Stryker | Operating Room - SB | Barberton | Barberton Campus | Summa Barberton Hospital | 2nd Floor | 2021-02-23 | Low
No | 038831 | Lights, Surgical | FD 2003 - F628 Chromophare Led, Camera Ready | 02754639 | Stryker | Operating Room - SB | Barberton | Barberton Campus | Summa Barberton Hospital | 2nd Floor | 2021-02-23 | Low
No | 038832 | Lights, Surgical | FD 2003 - F628 Chromophare Led, Camera Ready | 02762063 | Stryker | Operating Room - SB | Barberton | Barberton Campus | Summa Barberton Hospital | 2nd Floor | 2021-02-23 | Low
No | 038833 | Lights, Surgical | FD 2003 - F628 Chromophare Led, Camera Ready | 02762104 | Stryker | Operating Room - SB | Barberton | Barberton Campus | Summa Barberton Hospital | 2nd Floor | 2021-02-23 | Low
No | 038834 | Lights, Surgical | FD 2003 - F628 Chromophare Led, Camera Ready | 02762105 | Stryker | Operating Room - SB | Barberton | Barberton Campus | Summa Barberton Hospital | 2nd Floor | 2021-02-23 | Low
No | 038835 | Lights, Surgical | FD 2003 - F628 Chromophare Led, Camera Ready | 02754641 | Stryker | Operating Room - SB | Barberton | Barberton Campus | Summa Barberton Hospital | 2nd Floor | 2021-02-23 | Low
No | 038836 | Lights, Surgical | FD 2003 - F628 Chromophare Led, Camera Ready | 02762064 | Stryker | Operating Room - SB | Barberton | Barberton Campus | Summa Barberton Hospital | 2nd Floor | 2021-02-23 | Low
No | 039073 | Lights, Surgical | FD 2003 - F628 Chromophare Led, Camera Ready | 02762050 | Stryker | Operating Room - SB | Barberton | Barberton Campus | Summa Barberton Hospital | 2nd Floor | 2021-02-23 | Low
No | 039074 | Lights, Surgical | FD 2003 - F628 Chromophare Led, Camera Ready | 02754640 | Stryker | Operating Room - SB | Barberton | Barberton Campus | Summa Barberton Hospital | 2nd Floor | 2021-02-23 | Low
No | 039109 | Lights, Surgical | FD 2003 - F628 Chromophare Led, Camera Ready | 02762066 | Stryker | Operating Room - SB | Barberton | Barberton Campus | Summa Barberton Hospital | 2nd Floor | 2021-02-23 | Low
No | 039110 | Lights, Surgical | FD 2003 - F628 Chromophare Led, Camera Ready | 02754636 | Stryker | Operating Room - SB | Barberton | Barberton Campus | Summa Barberton Hospital | 2nd Floor | 2021-02-23 | Low
No | 056155 | Lights, Surgical | FD 2003 - F628 Chromophare Led, Camera Ready | 02460773 | Stryker | Operating Room | Akron | Akron City Campus | Akron City Hospital | 1st Floor | 2019-04-23 | Low
No | 056156 | Lights, Surgical | FD 2003 - F628 Chromophare Led, Camera Ready | 02460772 | Stryker | Operating Room | Akron | Akron City Campus | Akron City Hospital | 1st Floor | 2019-04-23 | Low
No | 056157 | Lights, Surgical | FD 2003 - F628 Chromophare Led, Camera Ready | 02460771 | Stryker | Operating Room | Akron | Akron City Campus | Akron City Hospital | 1st Floor | 2019-04-23 | Low
No | 056164 | Lights, Surgical | FD 2003 - F628 Chromophare Led, Camera Ready | 02460793 | Stryker | Operating Room | Akron | Akron City Campus | Akron City Hospital | 1st Floor | 2019-04-23 | Low
No | 056165 | Lights, Surgical | FD 2003 - F628 Chromophare Led, Camera Ready | 02455240 | Stryker | Operating Room | Akron | Akron City Campus | Akron City Hospital | 1st Floor | 2019-04-23 | Low
No | 056174 | Lights, Surgical | FD 2003 - F628 Chromophare Led, Camera Ready | 02455235 | Stryker | Operating Room | Akron | Akron City Campus | Akron City Hospital | 1st Floor | 2019-04-23 | Low
No | 056176 | Lights, Surgical | FD 2003 - F628 Chromophare Led, Camera Ready | 02460775 | Stryker | Operating Room | Akron | Akron City Campus | Akron City Hospital | 1st Floor | 2019-04-23 | Low
No | 056181 | Lights, Surgical | FD 2003 - F628 Chromophare Led, Camera Ready | 02457998 | Stryker | Operating Room | Akron | Akron City Campus | Akron City Hospital | 1st Floor | 2019-04-23 | Low
No | 056192 | Lights, Surgical | FD 2003 - F628 Chromophare Led, Camera Ready | 02457983 | Stryker | Operating Room | Akron | Akron City Campus | Akron City Hospital | 1st Floor | 2019-04-23 | Low
No | 056193 | Lights, Surgical | FD 2003 - F628 Chromophare Led, Camera Ready | 02457967 | Stryker | Operating Room | Akron | Akron City Campus | Akron City Hospital | 1st Floor | 2019-04-23 | Low
No | 056202 | Lights, Surgical | FD 2003 - F628 Chromophare Led, Camera Ready | 02460774 | Stryker | Operating Room | Akron | Akron City Campus | Akron City Hospital | 1st Floor | 2019-04-23 | Low
No | 056209 | Lights, Surgical | FD 2003 - F628 Chromophare Led, Camera Ready | 02409524 | Stryker | Operating Room | Akron | Akron City Campus | Akron City Hospital | 1st Floor | 2019-04-23 | Low
No | 056212 | Lights, Surgical | FD 2003 - F628 Chromophare Led, Camera Ready | 02457966 | Stryker | Operating Room | Akron | Akron City Campus | Akron City Hospital | 1st Floor | 2019-04-23 | Low
No | 056213 | Lights, Surgical | FD 2003 - F628 Chromophare Led, Camera Ready | 02457982 | Stryker | Operating Room | Akron | Akron City Campus | Akron City Hospital | 1st Floor | 2019-04-23 | Low
No | 057018 | Lights, Surgical | FD 2003 - F628 Chromophare Led, Camera Ready | 02455236 | Stryker | H2 - Labor and Delivery Unit (L&D) | Akron | Akron City Campus | H Tower | 2nd Floor | 2019-06-17 | Low
No | 057019 | Lights, Surgical | FD 2003 - F628 Chromophare Led, Camera Ready | 02455283 | Stryker | H2 - Labor and Delivery Unit (L&D) | Akron | Akron City Campus | H Tower | 2nd Floor | 2019-06-17 | Low
No | 057039 | Lights, Surgical | FD 2003 - F628 Chromophare Led, Camera Ready | 02458397 | Stryker | H2 - Labor and Delivery Unit (L&D) | Akron | Akron City Campus | H Tower | 2nd Floor | 2019-06-17 | Low
No | 057072 | Lights, Surgical | FD 2003 - F628 Chromophare Led, Camera Ready | 02460796 | Stryker | H2 - Labor and Delivery Unit (L&D) | Akron | Akron City Campus | H Tower | 2nd Floor | 2019-06-26 | Low
No | 057177 | Lights, Surgical | FD 2003 - F628 Chromophare Led, Camera Ready | 0246795 | Stryker | H2 - Labor and Delivery Unit (L&D) | Akron | Akron City Campus | H Tower | 2nd Floor | 2019-06-26 | Low
No | 057178 | Lights, Surgical | FD 2003 - F628 Chromophare Led, Camera Ready | 02460792 | Stryker | H2 - Labor and Delivery Unit (L&D) | Akron | Akron City Campus | H Tower | 2nd Floor | 2019-06-26 | Low
No | 057946 | Lights, Surgical | FD 2003 - F628 Chromophare Led, Camera Ready | 02770653 | Stryker | Operating Room | Akron | Akron City Campus | Akron City Hospital | 1st Floor | 2020-06-25 | Low
No | 057947 | Lights, Surgical | FD 2003 - F628 Chromophare Led, Camera Ready | 02770652 | Stryker | Operating Room | Akron | Akron City Campus | Akron City Hospital | 1st Floor | 2020-06-25 | Low
No | 057948 | Lights, Surgical | FD 2003 - F628 Chromophare Led, Camera Ready | 02770656 | Stryker | Operating Room | Akron | Akron City Campus | Akron City Hospital | 1st Floor | 2020-06-25 | Low
No | 063198 | Lithotripters, Intracorporeal, Electrohydraulic | AUTOLITH Touch | 25050IHG | Northgate Technologies Inc | Operating Room | Akron | Akron City Campus | Akron City Hospital | 1st Floor | 2023-12-07 09:17 | Medium
No | 039393 | Lithotripters, Intracorporeal, Electrohydraulic | M005466800 - Autolith Touch Bipolar Generator | 23704CFE | Boston Scientific | Endoscopy - SB | Barberton | Barberton Campus | Summa Barberton Hospital | 2nd Floor | 2021-05-20 | Medium
No | 060534 | Lithotripters, Intracorporeal, Electrohydraulic | M005466800 - Autolith Touch Bipolar Generator | 23699CFE | Boston Scientific | Endoscopy | Akron | Akron City Campus | Akron City Hospital | Ground Floor | 2021-05-21 | Medium
No | 057625 | Lithotripters, Intracorporeal, Impact, Ultrasonic | SPL-G - Shockpulse-Se | CG1293 | Olympus America | Operating Room | Akron | Akron City Campus | Akron City Hospital | 1st Floor | 2019-07-22 | Medium
No | 064020 | Luminometers | E8032 - GloMax Multi+ | 516246636 | Promega | Translational Research | Akron | Akron City Campus | Akron City Hospital | 2nd Floor | 2024-05-20 10:12 | Low
No | 061659 | Manipulator/Elevators, Uterine | AU-UPS - Ally Uterine Positioning System | 2022030002 | CooperSurgical | Operating Room | Akron | Akron City Campus | Akron City Hospital | 1st Floor | 2022-04-04 | Low
No | 033622 | Manometers | 8199 - 8199 Posey Cufflator Endotracheal Tube Inflator | 1412964 | Posey | Respiratory Care | Akron | Akron City Campus | Akron City Hospital | 6th Floor | 2014-08-27 | Low
No | 033623 | Manometers | 8199 - 8199 Posey Cufflator Endotracheal Tube Inflator | 1412464 | Posey | Respiratory Care | Akron | Akron City Campus | Akron City Hospital | 6th Floor | 2014-08-27 | Low
No | 035651 | Manometers | 8199 - 8199 Posey Cufflator Endotracheal Tube Inflator | 1704089 | Posey | Respiratory Care | Akron | Akron City Campus | Akron City Hospital | 6th Floor | 2017-08-23 | Low
No | 035652 | Manometers | 8199 - 8199 Posey Cufflator Endotracheal Tube Inflator | 1704091 | Posey | Respiratory Care | Akron | Akron City Campus | Akron City Hospital | 6th Floor | 2017-08-23 | Low
No | 037724 | Manometers | 8199 - 8199 Posey Cufflator Endotracheal Tube Inflator | Unknown | Posey | Respiratory Care - SB | Barberton | Barberton Campus | Summa Barberton Hospital | 1st Floor | 2019-07-31 | Low
No | 017139 | Manometers, Muscle Compartment | 0295-001-000 - Intra-Compartmental Pressure Monitor System | R883 | Stryker | Operating Room | Akron | Akron City Campus | Akron City Hospital | 1st Floor | 2002-09-03 | Low
No | 033497 | Manometers, Muscle Compartment | 0295-001-000 - Intra-Compartmental Pressure Monitor System | 1529913603 | Stryker | Operating Room | Akron | Akron City Campus | Akron City Hospital | 1st Floor | 2016-03-15 | Low
No | 037726 | Manometers, Muscle Compartment | 0295-001-000 - Intra-Compartmental Pressure Monitor System | 1623102243 | Stryker | Operating Room - SB | Barberton | Barberton Campus | Summa Barberton Hospital | 2nd Floor | 2017-04-10 | Low
No | 037727 | Manometers, Muscle Compartment | 0295-001-000 - Intra-Compartmental Pressure Monitor System | 1623102273 | Stryker | Operating Room - SB | Barberton | Barberton Campus | Summa Barberton Hospital | 2nd Floor | 2017-04-10 | Low
No | 025835 | Masks, Chemical/Biological Agent Protection | 002-00-03 - Breathe Easy Turbo PAPR | 662291SR | 3M Health Care | Emergency Preparedness | Akron | Akron City Campus | Akron City Hospital | Basement | 2006-09-01 | Low
No | 025836 | Masks, Chemical/Biological Agent Protection | 002-00-03 - Breathe Easy Turbo PAPR | 663952SR | 3M Health Care | Emergency Preparedness | Akron | Akron City Campus | Akron City Hospital | Basement | 2006-09-01 | Low
No | 025837 | Masks, Chemical/Biological Agent Protection | 002-00-03 - Breathe Easy Turbo PAPR | 662313SR | 3M Health Care | Emergency Preparedness | Akron | Akron City Campus | Akron City Hospital | Basement | 2006-09-01 | Low
No | 025839 | Masks, Chemical/Biological Agent Protection | 002-00-03 - Breathe Easy Turbo PAPR | 663968SR | 3M Health Care | Emergency Preparedness | Akron | Akron City Campus | Akron City Hospital | Basement | 2006-09-01 | Low
No | 025840 | Masks, Chemical/Biological Agent Protection | 002-00-03 - Breathe Easy Turbo PAPR | 5906150SR | 3M Health Care | Emergency Preparedness | Akron | Akron City Campus | Akron City Hospital | Basement | 2006-09-01 | Low
No | 025841 | Masks, Chemical/Biological Agent Protection | 002-00-03 - Breathe Easy Turbo PAPR | 661770SR | 3M Health Care | Emergency Preparedness | Akron | Akron City Campus | Akron City Hospital | Basement | 2006-09-01 | Low
No | 025842 | Masks, Chemical/Biological Agent Protection | 002-00-03 - Breathe Easy Turbo PAPR | 662310SR | 3M Health Care | Emergency Preparedness | Akron | Akron City Campus | Akron City Hospital | Basement | 2006-09-01 | Low
No | 025843 | Masks, Chemical/Biological Agent Protection | 002-00-03 - Breathe Easy Turbo PAPR | 662281SR | 3M Health Care | Emergency Preparedness | Akron | Akron City Campus | Akron City Hospital | Basement | 2006-09-01 | Low
No | 025844 | Masks, Chemical/Biological Agent Protection | 002-00-03 - Breathe Easy Turbo PAPR | 663955SR | 3M Health Care | Emergency Preparedness | Akron | Akron City Campus | Akron City Hospital | Basement | 2006-09-01 | Low
No | 025846 | Masks, Chemical/Biological Agent Protection | 002-00-03 - Breathe Easy Turbo PAPR | 634385SR | 3M Health Care | Emergency Preparedness | Akron | Akron City Campus | Akron City Hospital | Basement | 2006-09-01 | Low
No | 025847 | Masks, Chemical/Biological Agent Protection | 002-00-03 - Breathe Easy Turbo PAPR | 631179SR | 3M Health Care | Emergency Preparedness | Akron | Akron City Campus | Akron City Hospital | Basement | 2006-09-01 | Low
No | 025849 | Masks, Chemical/Biological Agent Protection | 002-00-03 - Breathe Easy Turbo PAPR | 631904SR | 3M Health Care | Emergency Preparedness | Akron | Akron City Campus | Akron City Hospital | Basement | 2006-09-01 | Low
No | 025850 | Masks, Chemical/Biological Agent Protection | 002-00-03 - Breathe Easy Turbo PAPR | 631722SR | 3M Health Care | Emergency Preparedness | Akron | Akron City Campus | Akron City Hospital | Basement | 2006-09-01 | Low
No | 025852 | Masks, Chemical/Biological Agent Protection | 002-00-03 - Breathe Easy Turbo PAPR | 631781SR | 3M Health Care | Emergency Preparedness | Akron | Akron City Campus | Akron City Hospital | Basement | 2006-09-01 | Low
No | 025853 | Masks, Chemical/Biological Agent Protection | 002-00-03 - Breathe Easy Turbo PAPR | 634392SR | 3M Health Care | Emergency Preparedness | Akron | Akron City Campus | Akron City Hospital | Basement | 2006-09-01 | Low
No | 025854 | Masks, Chemical/Biological Agent Protection | 002-00-03 - Breathe Easy Turbo PAPR | 662304SR | 3M Health Care | Emergency Preparedness | Akron | Akron City Campus | Akron City Hospital | Basement | 2006-09-01 | Low
No | 025855 | Masks, Chemical/Biological Agent Protection | 002-00-03 - Breathe Easy Turbo PAPR | 636981SR | 3M Health Care | Emergency Preparedness | Akron | Akron City Campus | Akron City Hospital | Basement | 2006-09-01 | Low
No | 025856 | Masks, Chemical/Biological Agent Protection | 002-00-03 - Breathe Easy Turbo PAPR | 631720SR | 3M Health Care | Emergency Preparedness | Akron | Akron City Campus | Akron City Hospital | Basement | 2006-09-01 | Low
No | 025858 | Masks, Chemical/Biological Agent Protection | 002-00-03 - Breathe Easy Turbo PAPR | 663976SR | 3M Health Care | Emergency Preparedness | Akron | Akron City Campus | Akron City Hospital | Basement | 2006-09-01 | Low
No | 025859 | Masks, Chemical/Biological Agent Protection | 002-00-03 - Breathe Easy Turbo PAPR | 626056SR | 3M Health Care | Emergency Preparedness | Akron | Akron City Campus | Akron City Hospital | Basement | 2006-09-01 | Low
No | 025860 | Masks, Chemical/Biological Agent Protection | 002-00-03 - Breathe Easy Turbo PAPR | 662300SR | 3M Health Care | Emergency Preparedness | Akron | Akron City Campus | Akron City Hospital | Basement | 2006-09-01 | Low
No | 025861 | Masks, Chemical/Biological Agent Protection | 002-00-03 - Breathe Easy Turbo PAPR | 636858SR | 3M Health Care | Emergency Preparedness | Akron | Akron City Campus | Akron City Hospital | Basement | 2006-09-01 | Low
No | 025862 | Masks, Chemical/Biological Agent Protection | 002-00-03 - Breathe Easy Turbo PAPR | 625962SR | 3M Health Care | Emergency Preparedness | Akron | Akron City Campus | Akron City Hospital | Basement | 2006-09-01 | Low
No | 025863 | Masks, Chemical/Biological Agent Protection | 002-00-03 - Breathe Easy Turbo PAPR | 663932SR | 3M Health Care | Emergency Preparedness | Akron | Akron City Campus | Akron City Hospital | Basement | 2006-09-01 | Low
No | 025864 | Masks, Chemical/Biological Agent Protection | 002-00-03 - Breathe Easy Turbo PAPR | 663969SR | 3M Health Care | Emergency Preparedness | Akron | Akron City Campus | Akron City Hospital | Basement | 2006-09-01 | Low
No | 025868 | Masks, Chemical/Biological Agent Protection | 002-00-03 - Breathe Easy Turbo PAPR | 636980SR | 3M Health Care | Emergency Preparedness | Akron | Akron City Campus | Akron City Hospital | Basement | 2006-09-01 | Low
No | 025869 | Masks, Chemical/Biological Agent Protection | 002-00-03 - Breathe Easy Turbo PAPR | 626052SR | 3M Health Care | Emergency Preparedness | Akron | Akron City Campus | Akron City Hospital | Basement | 2006-09-01 | Low
No | 025870 | Masks, Chemical/Biological Agent Protection | 002-00-03 - Breathe Easy Turbo PAPR | 625977SR | 3M Health Care | Emergency Preparedness | Akron | Akron City Campus | Akron City Hospital | Basement | 2006-09-01 | Low
No | 025871 | Masks, Chemical/Biological Agent Protection | 002-00-03 - Breathe Easy Turbo PAPR | 636945SR | 3M Health Care | Emergency Preparedness | Akron | Akron City Campus | Akron City Hospital | Basement | 2006-09-01 | Low
No | 025872 | Masks, Chemical/Biological Agent Protection | 002-00-03 - Breathe Easy Turbo PAPR | 626071SR | 3M Health Care | Emergency Preparedness | Akron | Akron City Campus | Akron City Hospital | Basement | 2006-09-01 | Low
No | 025873 | Masks, Chemical/Biological Agent Protection | 002-00-03 - Breathe Easy Turbo PAPR | 636965SR | 3M Health Care | Emergency Preparedness | Akron | Akron City Campus | Akron City Hospital | Basement | 2006-09-01 | Low
No | 025874 | Masks, Chemical/Biological Agent Protection | 002-00-03 - Breathe Easy Turbo PAPR | 626049SR | 3M Health Care | Emergency Preparedness | Akron | Akron City Campus | Akron City Hospital | Basement | 2006-09-01 | Low
No | 025875 | Masks, Chemical/Biological Agent Protection | 002-00-03 - Breathe Easy Turbo PAPR | 636968SR | 3M Health Care | Emergency Preparedness | Akron | Akron City Campus | Akron City Hospital | Basement | 2006-09-01 | Low
No | 025876 | Masks, Chemical/Biological Agent Protection | 002-00-03 - Breathe Easy Turbo PAPR | 636936SR | 3M Health Care | Emergency Preparedness | Akron | Akron City Campus | Akron City Hospital | Basement | 2006-09-01 | Low
No | 025877 | Masks, Chemical/Biological Agent Protection | 002-00-03 - Breathe Easy Turbo PAPR | 636908SR | 3M Health Care | Emergency Preparedness | Akron | Akron City Campus | Akron City Hospital | Basement | 2006-09-01 | Low
No | 028152 | Masks, Chemical/Biological Agent Protection | 002-00-03 - Breathe Easy Turbo PAPR | 626021SR | 3M Health Care | Emergency Preparedness | Akron | Akron City Campus | Akron City Hospital | Basement | 2011-11-02 | Low
No | 028153 | Masks, Chemical/Biological Agent Protection | 002-00-03 - Breathe Easy Turbo PAPR | 7555561SR | 3M Health Care | Emergency Preparedness | Akron | Akron City Campus | Akron City Hospital | Basement | 2011-11-03 | Low
No | 028154 | Masks, Chemical/Biological Agent Protection | 002-00-03 - Breathe Easy Turbo PAPR | 755578SR | 3M Health Care | Emergency Preparedness | Akron | Akron City Campus | Akron City Hospital | Basement | 2011-11-03 | Low
No | 028155 | Masks, Chemical/Biological Agent Protection | 002-00-03 - Breathe Easy Turbo PAPR | 755566SR | 3M Health Care | Emergency Preparedness | Akron | Akron City Campus | Akron City Hospital | Basement | 2011-11-03 | Low
No | 028156 | Masks, Chemical/Biological Agent Protection | 002-00-03 - Breathe Easy Turbo PAPR | 636989SR | 3M Health Care | Emergency Preparedness | Akron | Akron City Campus | Akron City Hospital | Basement | 2011-11-03 | Low
No | 028157 | Masks, Chemical/Biological Agent Protection | 002-00-03 - Breathe Easy Turbo PAPR | 755065SR | 3M Health Care | Emergency Preparedness | Akron | Akron City Campus | Akron City Hospital | Basement | 2011-11-03 | Low
No | 028158 | Masks, Chemical/Biological Agent Protection | 002-00-03 - Breathe Easy Turbo PAPR | 634369SR | 3M Health Care | Emergency Preparedness | Akron | Akron City Campus | Akron City Hospital | Basement | 2011-11-03 | Low
No | 028159 | Masks, Chemical/Biological Agent Protection | 002-00-03 - Breathe Easy Turbo PAPR | 620550SR | 3M Health Care | Emergency Preparedness | Akron | Akron City Campus | Akron City Hospital | Basement | 2011-11-03 | Low
No | 028160 | Masks, Chemical/Biological Agent Protection | 002-00-03 - Breathe Easy Turbo PAPR | 755560SR | 3M Health Care | Emergency Preparedness | Akron | Akron City Campus | Akron City Hospital | Basement | 2011-11-03 | Low
No | 028161 | Masks, Chemical/Biological Agent Protection | 002-00-03 - Breathe Easy Turbo PAPR | 620589SR | 3M Health Care | Emergency Preparedness | Akron | Akron City Campus | Akron City Hospital | Basement | 2011-11-03 | Low
No | 031720 | Masks, Chemical/Biological Agent Protection | 002-00-03 - Breathe Easy Turbo PAPR | 631792SR | 3M Health Care | Emergency Preparedness | Akron | Akron City Campus | Akron City Hospital | Basement | 2006-09-01 | Low
No | 031721 | Masks, Chemical/Biological Agent Protection | 002-00-03 - Breathe Easy Turbo PAPR | 63700SR | 3M Health Care | Emergency Preparedness | Akron | Akron City Campus | Akron City Hospital | Basement | 2006-09-01 | Low
No | 031722 | Masks, Chemical/Biological Agent Protection | 002-00-03 - Breathe Easy Turbo PAPR | 662284SR | 3M Health Care | Emergency Preparedness | Akron | Akron City Campus | Akron City Hospital | Basement | 2006-09-01 | Low
No | 031723 | Masks, Chemical/Biological Agent Protection | 002-00-03 - Breathe Easy Turbo PAPR | 662289SR | 3M Health Care | Emergency Preparedness | Akron | Akron City Campus | Akron City Hospital | Basement | 2006-09-01 | Low
No | 033125 | Masks, Chemical/Biological Agent Protection | 002-00-03 - Breathe Easy Turbo PAPR | 590588-SR | 3M Health Care | Emergency Preparedness | Akron | Akron City Campus | Akron City Hospital | Basement | 2014-08-14 | Low
No | 035358 | Masks, Chemical/Biological Agent Protection | 002-00-03 - Breathe Easy Turbo PAPR | 627003 | 3M Health Care | Emergency Preparedness | Akron | Akron City Campus | Akron City Hospital | Basement | 2006-09-01 | Low
No | 035359 | Masks, Chemical/Biological Agent Protection | 002-00-03 - Breathe Easy Turbo PAPR | 627002 | 3M Health Care | Emergency Preparedness | Akron | Akron City Campus | Akron City Hospital | Basement | 2006-09-01 | Low
No | 035360 | Masks, Chemical/Biological Agent Protection | 002-00-03 - Breathe Easy Turbo PAPR | 662286 | 3M Health Care | Emergency Preparedness | Akron | Akron City Campus | Akron City Hospital | Basement | 2006-09-01 | Low
No | 035361 | Masks, Chemical/Biological Agent Protection | 002-00-03 - Breathe Easy Turbo PAPR | 634978 | 3M Health Care | Emergency Preparedness | Akron | Akron City Campus | Akron City Hospital | Basement | 2006-09-01 | Low
No | 035362 | Masks, Chemical/Biological Agent Protection | 002-00-03 - Breathe Easy Turbo PAPR | 634984 | 3M Health Care | Emergency Preparedness | Akron | Akron City Campus | Akron City Hospital | Basement | 2006-09-01 | Low
No | 035364 | Masks, Chemical/Biological Agent Protection | 002-00-03 - Breathe Easy Turbo PAPR | 627001 | 3M Health Care | Emergency Preparedness | Akron | Akron City Campus | Akron City Hospital | Basement | 2006-09-01 | Low
No | 035365 | Masks, Chemical/Biological Agent Protection | 002-00-03 - Breathe Easy Turbo PAPR | 627005 | 3M Health Care | Emergency Preparedness | Akron | Akron City Campus | Akron City Hospital | Basement | 2006-09-01 | Low
No | 035366 | Masks, Chemical/Biological Agent Protection | 002-00-03 - Breathe Easy Turbo PAPR | 627030 | 3M Health Care | Emergency Preparedness | Akron | Akron City Campus | Akron City Hospital | Basement | 2006-09-01 | Low
No | 035367 | Masks, Chemical/Biological Agent Protection | 002-00-03 - Breathe Easy Turbo PAPR | 646600 | 3M Health Care | Emergency Preparedness | Akron | Akron City Campus | Akron City Hospital | Basement | 2006-09-01 | Low
No | 035368 | Masks, Chemical/Biological Agent Protection | 002-00-03 - Breathe Easy Turbo PAPR | 627036 | 3M Health Care | Emergency Preparedness | Akron | Akron City Campus | Akron City Hospital | Basement | 2006-09-01 | Low
No | 035369 | Masks, Chemical/Biological Agent Protection | 002-00-03 - Breathe Easy Turbo PAPR | 627018 | 3M Health Care | Emergency Preparedness | Akron | Akron City Campus | Akron City Hospital | Basement | 2006-09-01 | Low
No | 035370 | Masks, Chemical/Biological Agent Protection | 002-00-03 - Breathe Easy Turbo PAPR | 634969 | 3M Health Care | Emergency Preparedness | Akron | Akron City Campus | Akron City Hospital | Basement | 2006-09-01 | Low
No | 035371 | Masks, Chemical/Biological Agent Protection | 002-00-03 - Breathe Easy Turbo PAPR | 627028 | 3M Health Care | Emergency Preparedness | Akron | Akron City Campus | Akron City Hospital | Basement | 2006-09-01 | Low
No | 035372 | Masks, Chemical/Biological Agent Protection | 002-00-03 - Breathe Easy Turbo PAPR | 634963 | 3M Health Care | Emergency Preparedness | Akron | Akron City Campus | Akron City Hospital | Basement | 2006-09-01 | Low
No | 035373 | Masks, Chemical/Biological Agent Protection | 002-00-03 - Breathe Easy Turbo PAPR | 634988 | 3M Health Care | Emergency Preparedness | Akron | Akron City Campus | Akron City Hospital | Basement | 2006-09-01 | Low
No | 035374 | Masks, Chemical/Biological Agent Protection | 002-00-03 - Breathe Easy Turbo PAPR | 662290 | 3M Health Care | Emergency Preparedness | Akron | Akron City Campus | Akron City Hospital | Basement | 2006-09-01 | Low
No | 035376 | Masks, Chemical/Biological Agent Protection | 002-00-03 - Breathe Easy Turbo PAPR | 634930 | 3M Health Care | Emergency Preparedness | Akron | Akron City Campus | Akron City Hospital | Basement | 2006-09-01 | Low
No | 035377 | Masks, Chemical/Biological Agent Protection | 002-00-03 - Breathe Easy Turbo PAPR | 634983 | 3M Health Care | Emergency Preparedness | Akron | Akron City Campus | Akron City Hospital | Basement | 2006-09-01 | Low
No | 035378 | Masks, Chemical/Biological Agent Protection | 002-00-03 - Breathe Easy Turbo PAPR | 634970 | 3M Health Care | Emergency Preparedness | Akron | Akron City Campus | Akron City Hospital | Basement | 2006-09-01 | Low
No | 035379 | Masks, Chemical/Biological Agent Protection | 002-00-03 - Breathe Easy Turbo PAPR | 627039 | 3M Health Care | Emergency Preparedness | Akron | Akron City Campus | Akron City Hospital | Basement | 2006-09-01 | Low
No | 035380 | Masks, Chemical/Biological Agent Protection | 002-00-03 - Breathe Easy Turbo PAPR | 634913 | 3M Health Care | Emergency Preparedness | Akron | Akron City Campus | Akron City Hospital | Basement | 2006-09-01 | Low
No | 035381 | Masks, Chemical/Biological Agent Protection | 002-00-03 - Breathe Easy Turbo PAPR | 627015 | 3M Health Care | Emergency Preparedness | Akron | Akron City Campus | Akron City Hospital | Basement | 2006-09-01 | Low
No | 035382 | Masks, Chemical/Biological Agent Protection | 002-00-03 - Breathe Easy Turbo PAPR | 627027 | 3M Health Care | Emergency Preparedness | Akron | Akron City Campus | Akron City Hospital | Basement | 2006-09-01 | Low
No | 035383 | Masks, Chemical/Biological Agent Protection | 002-00-03 - Breathe Easy Turbo PAPR | 627004 | 3M Health Care | Emergency Preparedness | Akron | Akron City Campus | Akron City Hospital | Basement | 2006-09-01 | Low
No | 035384 | Masks, Chemical/Biological Agent Protection | 002-00-03 - Breathe Easy Turbo PAPR | 627029 | 3M Health Care | Emergency Preparedness | Akron | Akron City Campus | Akron City Hospital | Basement | 2006-09-01 | Low
No | 035385 | Masks, Chemical/Biological Agent Protection | 002-00-03 - Breathe Easy Turbo PAPR | 634986 | 3M Health Care | Emergency Preparedness | Akron | Akron City Campus | Akron City Hospital | Basement | 2006-09-01 | Low
No | 035386 | Masks, Chemical/Biological Agent Protection | 002-00-03 - Breathe Easy Turbo PAPR | 627021 | 3M Health Care | Emergency Preparedness | Akron | Akron City Campus | Akron City Hospital | Basement | 2006-09-01 | Low
No | 053364 | Masks, Chemical/Biological Agent Protection | 002-00-03 - Breathe Easy Turbo PAPR | 755066 | 3M Health Care | Emergency Preparedness | Akron | Akron City Campus | Akron City Hospital | Basement | 2018-08-14 | Low
No | 053497 | Masks, Chemical/Biological Agent Protection | 002-00-03 - Breathe Easy Turbo PAPR | 626029SR | 3M Health Care | Emergency Preparedness | Akron | Akron City Campus | Akron City Hospital | Basement | 2006-09-01 | Low
No | 053498 | Masks, Chemical/Biological Agent Protection | 002-00-03 - Breathe Easy Turbo PAPR | 637929SR | 3M Health Care | Emergency Preparedness | Akron | Akron City Campus | Akron City Hospital | Basement | 2006-09-01 | Low
No | 058830 | Masks, Chemical/Biological Agent Protection | 002-00-03 - Breathe Easy Turbo PAPR | 629540 | 3M Health Care | Emergency Preparedness | Akron | Akron City Campus | Akron City Hospital | Basement | 2020-03-20 | Low
No | 058831 | Masks, Chemical/Biological Agent Protection | 002-00-03 - Breathe Easy Turbo PAPR | 755137 | 3M Health Care | Emergency Preparedness | Akron | Akron City Campus | Akron City Hospital | Basement | 2020-03-20 | Low
No | 058832 | Masks, Chemical/Biological Agent Protection | 002-00-03 - Breathe Easy Turbo PAPR | 637981 | 3M Health Care | Emergency Preparedness | Akron | Akron City Campus | Akron City Hospital | Basement | 2020-03-20 | Low
No | 058833 | Masks, Chemical/Biological Agent Protection | 002-00-03 - Breathe Easy Turbo PAPR | 755075 | 3M Health Care | Emergency Preparedness | Akron | Akron City Campus | Akron City Hospital | Basement | 2020-03-20 | Low
No | 058835 | Masks, Chemical/Biological Agent Protection | 002-00-03 - Breathe Easy Turbo PAPR | 755134 | 3M Health Care | Emergency Preparedness | Akron | Akron City Campus | Akron City Hospital | Basement | 2020-03-20 | Low
No | CE5988 | Masks, Chemical/Biological Agent Protection | 002-00-03 - Breathe Easy Turbo PAPR | 625070 | 3M Health Care | Emergency Preparedness - SB | Barberton | Barberton Campus | Summa Barberton Hospital | 5th Floor | 2004-11-01 | Low
No | CE5989 | Masks, Chemical/Biological Agent Protection | 002-00-03 - Breathe Easy Turbo PAPR | 620813 | 3M Health Care | Emergency Preparedness - SB | Barberton | Barberton Campus | Summa Barberton Hospital | 5th Floor | 2005-04-01 | Low
No | CE5990 | Masks, Chemical/Biological Agent Protection | 002-00-03 - Breathe Easy Turbo PAPR | 629515 | 3M Health Care | Emergency Preparedness - SB | Barberton | Barberton Campus | Summa Barberton Hospital | 5th Floor | 2009-11-12 | Low
No | CE5991 | Masks, Chemical/Biological Agent Protection | 002-00-03 - Breathe Easy Turbo PAPR | 620810 | 3M Health Care | Emergency Preparedness - SB | Barberton | Barberton Campus | Summa Barberton Hospital | 5th Floor | 2009-11-12 | Low
No | CE5992 | Masks, Chemical/Biological Agent Protection | 002-00-03 - Breathe Easy Turbo PAPR | 625086 | 3M Health Care | Emergency Preparedness - SB | Barberton | Barberton Campus | Summa Barberton Hospital | 5th Floor | 2005-04-01 | Low
No | CE5993 | Masks, Chemical/Biological Agent Protection | 002-00-03 - Breathe Easy Turbo PAPR | 620812 | 3M Health Care | Emergency Preparedness - SB | Barberton | Barberton Campus | Summa Barberton Hospital | 5th Floor | 2004-11-01 | Low
No | CE5994 | Masks, Chemical/Biological Agent Protection | 002-00-03 - Breathe Easy Turbo PAPR | 634469 | 3M Health Care | Emergency Preparedness - SB | Barberton | Barberton Campus | Summa Barberton Hospital | 5th Floor | 2004-12-01 | Low
No | CE5995 | Masks, Chemical/Biological Agent Protection | 002-00-03 - Breathe Easy Turbo PAPR | 629530 | 3M Health Care | Emergency Preparedness - SB | Barberton | Barberton Campus | Summa Barberton Hospital | 5th Floor | 2005-04-01 | Low
No | CE5996 | Masks, Chemical/Biological Agent Protection | 002-00-03 - Breathe Easy Turbo PAPR | 637993 | 3M Health Care | Emergency Preparedness - SB | Barberton | Barberton Campus | Summa Barberton Hospital | 5th Floor | 2005-04-01 | Low
No | CE5997 | Masks, Chemical/Biological Agent Protection | 002-00-03 - Breathe Easy Turbo PAPR | 625073 | 3M Health Care | Emergency Preparedness - SB | Barberton | Barberton Campus | Summa Barberton Hospital | 5th Floor | 2004-11-01 | Low
No | CE5998 | Masks, Chemical/Biological Agent Protection | 002-00-03 - Breathe Easy Turbo PAPR | 629550 | 3M Health Care | Emergency Preparedness - SB | Barberton | Barberton Campus | Summa Barberton Hospital | 5th Floor | 2004-11-01 | Low
No | CE5999 | Masks, Chemical/Biological Agent Protection | 002-00-03 - Breathe Easy Turbo PAPR | 629551 | 3M Health Care | Emergency Preparedness - SB | Barberton | Barberton Campus | Summa Barberton Hospital | 5th Floor | 2005-04-01 | Low
No | CE6000 | Masks, Chemical/Biological Agent Protection | 002-00-03 - Breathe Easy Turbo PAPR | 625092 | 3M Health Care | Emergency Preparedness - SB | Barberton | Barberton Campus | Summa Barberton Hospital | 5th Floor | 2004-11-01 | Low
No | CE6001 | Masks, Chemical/Biological Agent Protection | 002-00-03 - Breathe Easy Turbo PAPR | 625065 | 3M Health Care | Emergency Preparedness - SB | Barberton | Barberton Campus | Summa Barberton Hospital | 5th Floor | 2004-11-01 | Low
No | CE6002 | Masks, Chemical/Biological Agent Protection | 002-00-03 - Breathe Easy Turbo PAPR | 634487 | 3M Health Care | Emergency Preparedness - SB | Barberton | Barberton Campus | Summa Barberton Hospital | 5th Floor | 2004-12-01 | Low
No | CE6003 | Masks, Chemical/Biological Agent Protection | 002-00-03 - Breathe Easy Turbo PAPR | 625090 | 3M Health Care | Emergency Preparedness - SB | Barberton | Barberton Campus | Summa Barberton Hospital | 5th Floor | 2004-11-01 | Low
No | CE6004 | Masks, Chemical/Biological Agent Protection | 002-00-03 - Breathe Easy Turbo PAPR | 625152 | 3M Health Care | Emergency Preparedness - SB | Barberton | Barberton Campus | Summa Barberton Hospital | 5th Floor | 2004-11-01 | Low
No | CE6005 | Masks, Chemical/Biological Agent Protection | 002-00-03 - Breathe Easy Turbo PAPR | 634485 | 3M Health Care | Emergency Preparedness - SB | Barberton | Barberton Campus | Summa Barberton Hospital | 5th Floor | 2004-12-01 | Low
No | CE6006 | Masks, Chemical/Biological Agent Protection | 002-00-03 - Breathe Easy Turbo PAPR | 634466 | 3M Health Care | Emergency Preparedness - SB | Barberton | Barberton Campus | Summa Barberton Hospital | 5th Floor | 2004-12-01 | Low
No | CE6007 | Masks, Chemical/Biological Agent Protection | 002-00-03 - Breathe Easy Turbo PAPR | 620785 | 3M Health Care | Emergency Preparedness - SB | Barberton | Barberton Campus | Summa Barberton Hospital | 5th Floor | 2004-11-01 | Low
No | CE6008 | Masks, Chemical/Biological Agent Protection | 002-00-03 - Breathe Easy Turbo PAPR | 638003 | 3M Health Care | Emergency Preparedness - SB | Barberton | Barberton Campus | Summa Barberton Hospital | 5th Floor | 2004-11-01 | Low
No | CE6009 | Masks, Chemical/Biological Agent Protection | 002-00-03 - Breathe Easy Turbo PAPR | 637938 | 3M Health Care | Emergency Preparedness - SB | Barberton | Barberton Campus | Summa Barberton Hospital | 5th Floor | 2005-04-01 | Low
No | CE6010 | Masks, Chemical/Biological Agent Protection | 002-00-03 - Breathe Easy Turbo PAPR | 629531 | 3M Health Care | Emergency Preparedness - SB | Barberton | Barberton Campus | Summa Barberton Hospital | 5th Floor | 2005-04-01 | Low
No | CE6011 | Masks, Chemical/Biological Agent Protection | 002-00-03 - Breathe Easy Turbo PAPR | 629504 | 3M Health Care | Emergency Preparedness - SB | Barberton | Barberton Campus | Summa Barberton Hospital | 5th Floor | 2005-04-01 | Low
No | CE6012 | Masks, Chemical/Biological Agent Protection | 002-00-03 - Breathe Easy Turbo PAPR | 625103 | 3M Health Care | Emergency Preparedness - SB | Barberton | Barberton Campus | Summa Barberton Hospital | 5th Floor | 2009-11-16 | Low
No | CE6013 | Masks, Chemical/Biological Agent Protection | 002-00-03 - Breathe Easy Turbo PAPR | 637987 | 3M Health Care | Emergency Preparedness - SB | Barberton | Barberton Campus | Summa Barberton Hospital | 5th Floor | 2009-11-16 | Low
No | CE6014 | Masks, Chemical/Biological Agent Protection | 002-00-03 - Breathe Easy Turbo PAPR | 637982 | 3M Health Care | Emergency Preparedness - SB | Barberton | Barberton Campus | Summa Barberton Hospital | 5th Floor | 2009-11-16 | Low
No | CE6015 | Masks, Chemical/Biological Agent Protection | 002-00-03 - Breathe Easy Turbo PAPR | 629524 | 3M Health Care | Emergency Preparedness - SB | Barberton | Barberton Campus | Summa Barberton Hospital | 5th Floor | 2009-11-16 | Low
No | CE6016 | Masks, Chemical/Biological Agent Protection | 002-00-03 - Breathe Easy Turbo PAPR | 629514 | 3M Health Care | Emergency Preparedness - SB | Barberton | Barberton Campus | Summa Barberton Hospital | 5th Floor | 2009-11-16 | Low
No | CE6017 | Masks, Chemical/Biological Agent Protection | 002-00-03 - Breathe Easy Turbo PAPR | 637984 | 3M Health Care | Emergency Preparedness - SB | Barberton | Barberton Campus | Summa Barberton Hospital | 5th Floor | 2009-11-16 | Low
No | CE6018 | Masks, Chemical/Biological Agent Protection | 002-00-03 - Breathe Easy Turbo PAPR | 629503 | 3M Health Care | Emergency Preparedness - SB | Barberton | Barberton Campus | Summa Barberton Hospital | 5th Floor | 2009-11-16 | Low
No | CE6019 | Masks, Chemical/Biological Agent Protection | 002-00-03 - Breathe Easy Turbo PAPR | 625047 | 3M Health Care | Emergency Preparedness - SB | Barberton | Barberton Campus | Summa Barberton Hospital | 5th Floor | 2009-11-16 | Low
No | CE6020 | Masks, Chemical/Biological Agent Protection | 002-00-03 - Breathe Easy Turbo PAPR | 629520 | 3M Health Care | Emergency Preparedness - SB | Barberton | Barberton Campus | Summa Barberton Hospital | Ground Floor | 2009-11-16 | Low
No | CE6021 | Masks, Chemical/Biological Agent Protection | 002-00-03 - Breathe Easy Turbo PAPR | 625095 | 3M Health Care | Emergency Preparedness - SB | Barberton | Barberton Campus | Summa Barberton Hospital | Ground Floor | 2009-11-16 | Low
No | CE6023 | Masks, Chemical/Biological Agent Protection | 002-00-03 - Breathe Easy Turbo PAPR | 625076 | 3M Health Care | Emergency Preparedness - SB | Barberton | Barberton Campus | Summa Barberton Hospital | Ground Floor | 2009-11-16 | Low
No | CE6024 | Masks, Chemical/Biological Agent Protection | 002-00-03 - Breathe Easy Turbo PAPR | 634498 | 3M Health Care | Emergency Preparedness - SB | Barberton | Barberton Campus | Summa Barberton Hospital | 5th Floor | 2009-11-16 | Low
No | CE6025 | Masks, Chemical/Biological Agent Protection | 002-00-03 - Breathe Easy Turbo PAPR | 634470 | 3M Health Care | Emergency Preparedness - SB | Barberton | Barberton Campus | Summa Barberton Hospital | 5th Floor | 2009-11-16 | Low
No | CE6026 | Masks, Chemical/Biological Agent Protection | 002-00-03 - Breathe Easy Turbo PAPR | 625133 | 3M Health Care | Emergency Preparedness - SB | Barberton | Barberton Campus | Summa Barberton Hospital | 5th Floor | 2009-11-16 | Low
No | CE6027 | Masks, Chemical/Biological Agent Protection | 002-00-03 - Breathe Easy Turbo PAPR | 625115 | 3M Health Care | Emergency Preparedness - SB | Barberton | Barberton Campus | Summa Barberton Hospital | Ground Floor | 2009-11-16 | Low
No | CE6028 | Masks, Chemical/Biological Agent Protection | 002-00-03 - Breathe Easy Turbo PAPR | 629301 | 3M Health Care | Emergency Preparedness - SB | Barberton | Barberton Campus | Summa Barberton Hospital | 5th Floor | 2009-11-16 | Low
No | CE6029 | Masks, Chemical/Biological Agent Protection | 002-00-03 - Breathe Easy Turbo PAPR | 634494 | 3M Health Care | Emergency Preparedness - SB | Barberton | Barberton Campus | Summa Barberton Hospital | 5th Floor | 2009-11-16 | Low
No | CE6031 | Masks, Chemical/Biological Agent Protection | 002-00-03 - Breathe Easy Turbo PAPR | 634483 | 3M Health Care | Emergency Preparedness - SB | Barberton | Barberton Campus | Summa Barberton Hospital | 5th Floor | 2009-11-16 | Low
No | CE6032 | Masks, Chemical/Biological Agent Protection | 002-00-03 - Breathe Easy Turbo PAPR | 634484 | 3M Health Care | Emergency Preparedness - SB | Barberton | Barberton Campus | Summa Barberton Hospital | 5th Floor | 2009-11-16 | Low
No | CE6033 | Masks, Chemical/Biological Agent Protection | 002-00-03 - Breathe Easy Turbo PAPR | 634453 | 3M Health Care | Emergency Preparedness - SB | Barberton | Barberton Campus | Summa Barberton Hospital | 5th Floor | 2009-11-16 | Low
No | CE6034 | Masks, Chemical/Biological Agent Protection | 002-00-03 - Breathe Easy Turbo PAPR | 625131 | 3M Health Care | Emergency Preparedness - SB | Barberton | Barberton Campus | Summa Barberton Hospital | 5th Floor | 2009-11-16 | Low
No | CE6035 | Masks, Chemical/Biological Agent Protection | 002-00-03 - Breathe Easy Turbo PAPR | 629519 | 3M Health Care | Emergency Preparedness - SB | Barberton | Barberton Campus | Summa Barberton Hospital | 5th Floor | 2009-11-16 | Low
No | CE6036 | Masks, Chemical/Biological Agent Protection | 002-00-03 - Breathe Easy Turbo PAPR | 625098 | 3M Health Care | Emergency Preparedness - SB | Barberton | Barberton Campus | Summa Barberton Hospital | 5th Floor | 2009-11-16 | Low
No | CE6037 | Masks, Chemical/Biological Agent Protection | 002-00-03 - Breathe Easy Turbo PAPR | 625078 | 3M Health Care | Emergency Preparedness - SB | Barberton | Barberton Campus | Summa Barberton Hospital | 5th Floor | 2009-11-16 | Low
No | CE6038 | Masks, Chemical/Biological Agent Protection | 002-00-03 - Breathe Easy Turbo PAPR | 590624 | 3M Health Care | Emergency Preparedness - SB | Barberton | Barberton Campus | Summa Barberton Hospital | 5th Floor | 2009-11-16 | Low
No | CE7441 | Masks, Chemical/Biological Agent Protection | 002-00-03 - Breathe Easy Turbo PAPR | 629529 | 3M Health Care | Emergency Preparedness - SB | Barberton | Barberton Campus | Summa Barberton Hospital | 5th Floor | 2015-12-31 | Low
No | CE7442 | Masks, Chemical/Biological Agent Protection | 002-00-03 - Breathe Easy Turbo PAPR | 637914 | 3M Health Care | Emergency Preparedness - SB | Barberton | Barberton Campus | Summa Barberton Hospital | 5th Floor | 2015-12-31 | Low
No | CE7443 | Masks, Chemical/Biological Agent Protection | 002-00-03 - Breathe Easy Turbo PAPR | 637965 | 3M Health Care | Emergency Preparedness - SB | Barberton | Barberton Campus | Summa Barberton Hospital | 5th Floor | 2015-12-31 | Low
No | CE7444 | Masks, Chemical/Biological Agent Protection | 002-00-03 - Breathe Easy Turbo PAPR | 629521 | 3M Health Care | Emergency Preparedness - SB | Barberton | Barberton Campus | Summa Barberton Hospital | 5th Floor | 2015-12-31 | Low
No | CE7445 | Masks, Chemical/Biological Agent Protection | 002-00-03 - Breathe Easy Turbo PAPR | 629513 | 3M Health Care | Emergency Preparedness - SB | Barberton | Barberton Campus | Summa Barberton Hospital | 5th Floor | 2015-12-31 | Low
No | CE7446 | Masks, Chemical/Biological Agent Protection | 002-00-03 - Breathe Easy Turbo PAPR | 637940 | 3M Health Care | Emergency Preparedness - SB | Barberton | Barberton Campus | Summa Barberton Hospital | 5th Floor | 2015-12-31 | Low
No | CE7447 | Masks, Chemical/Biological Agent Protection | 002-00-03 - Breathe Easy Turbo PAPR | 629516 | 3M Health Care | Emergency Preparedness - SB | Barberton | Barberton Campus | Summa Barberton Hospital | 5th Floor | 2015-12-31 | Low
No | CE7448 | Masks, Chemical/Biological Agent Protection | 002-00-03 - Breathe Easy Turbo PAPR | 637930 | 3M Health Care | Emergency Preparedness - SB | Barberton | Barberton Campus | Summa Barberton Hospital | 5th Floor | 2015-12-31 | Low
No | CE7449 | Masks, Chemical/Biological Agent Protection | 002-00-03 - Breathe Easy Turbo PAPR | 629501 | 3M Health Care | Emergency Preparedness - SB | Barberton | Barberton Campus | Summa Barberton Hospital | 5th Floor | 2015-12-31 | Low
No | CE7450 | Masks, Chemical/Biological Agent Protection | 002-00-03 - Breathe Easy Turbo PAPR | 637927 | 3M Health Care | Emergency Preparedness - SB | Barberton | Barberton Campus | Summa Barberton Hospital | 5th Floor | 2015-12-31 | Low
No | CE7451 | Masks, Chemical/Biological Agent Protection | 002-00-03 - Breathe Easy Turbo PAPR | 755069 | 3M Health Care | Emergency Preparedness - SB | Barberton | Barberton Campus | Summa Barberton Hospital | 5th Floor | 2015-12-31 | Low
No | CE7452 | Masks, Chemical/Biological Agent Protection | 002-00-03 - Breathe Easy Turbo PAPR | 637934 | 3M Health Care | Emergency Preparedness - SB | Barberton | Barberton Campus | Summa Barberton Hospital | 5th Floor | 2015-12-31 | Low
No | CE7453 | Masks, Chemical/Biological Agent Protection | 002-00-03 - Breathe Easy Turbo PAPR | 637990 | 3M Health Care | Emergency Preparedness - SB | Barberton | Barberton Campus | Summa Barberton Hospital | 5th Floor | 2015-12-31 | Low
No | CE7454 | Masks, Chemical/Biological Agent Protection | 002-00-03 - Breathe Easy Turbo PAPR | 637943 | 3M Health Care | Emergency Preparedness - SB | Barberton | Barberton Campus | Summa Barberton Hospital | 5th Floor | 2015-12-31 | Low
No | CE7455 | Masks, Chemical/Biological Agent Protection | 002-00-03 - Breathe Easy Turbo PAPR | 629539 | 3M Health Care | Emergency Preparedness - SB | Barberton | Barberton Campus | Summa Barberton Hospital | 5th Floor | 2015-12-31 | Low
No | CE7456 | Masks, Chemical/Biological Agent Protection | 002-00-03 - Breathe Easy Turbo PAPR | 629555 | 3M Health Care | Emergency Preparedness - SB | Barberton | Barberton Campus | Summa Barberton Hospital | 5th Floor | 2015-12-31 | Low
No | CE7457 | Masks, Chemical/Biological Agent Protection | 002-00-03 - Breathe Easy Turbo PAPR | 629510 | 3M Health Care | Emergency Preparedness - SB | Barberton | Barberton Campus | Summa Barberton Hospital | 5th Floor | 2015-12-31 | Low
No | CE7458 | Masks, Chemical/Biological Agent Protection | 002-00-03 - Breathe Easy Turbo PAPR | 637941 | 3M Health Care | Emergency Preparedness - SB | Barberton | Barberton Campus | Summa Barberton Hospital | 5th Floor | 2015-12-31 | Low
No | CE7459 | Masks, Chemical/Biological Agent Protection | 002-00-03 - Breathe Easy Turbo PAPR | 637916 | 3M Health Care | Emergency Preparedness - SB | Barberton | Barberton Campus | Summa Barberton Hospital | 5th Floor | 2015-12-31 | Low
No | CE7460 | Masks, Chemical/Biological Agent Protection | 002-00-03 - Breathe Easy Turbo PAPR | 637924 | 3M Health Care | Emergency Preparedness - SB | Barberton | Barberton Campus | Summa Barberton Hospital | 5th Floor | 2015-12-31 | Low
No | CE7461 | Masks, Chemical/Biological Agent Protection | 002-00-03 - Breathe Easy Turbo PAPR | 755076 | 3M Health Care | Emergency Preparedness - SB | Barberton | Barberton Campus | Summa Barberton Hospital | 5th Floor | 2015-12-31 | Low
No | CE7462 | Masks, Chemical/Biological Agent Protection | 002-00-03 - Breathe Easy Turbo PAPR | 629305 | 3M Health Care | Emergency Preparedness - SB | Barberton | Barberton Campus | Summa Barberton Hospital | 5th Floor | 2015-12-31 | Low
No | 059036 | Massage Machines, Physical Therapy | 7101390 - Lymphatouch | 310732 | Lymphatouch Inc | REHAB YMCA | Akron | Akron City Campus | Kohl Family YMCA at University Park |  | 2020-06-10 | Low
No | 034285 | Massage Machines, Physical Therapy | HV-260 - Magic Wand | 4007634 | Vibratex | REHAB YMCA | Akron | Akron City Campus | Kohl Family YMCA at University Park |  | 2017-05-24 | Low
No | 032490 | Medical Gas Cylinders | CO2mmander Elite - Infusion Device, Co2 | 5371 | Pmda Llc | Operating Room | Akron | Akron City Campus | Akron City Hospital | 1st Floor | 2017-02-09 | Low
No | 062006 | Medical Gas Cylinders | CO2mmander Elite - Infusion Device, Co2 | 7235 | Pmda Llc | SCI-Cardiac Cath Lab Svcs | Akron | Akron City Campus | Akron City Hospital | 1st Floor | 2022-06-21 | Low
No | 101-08640 | Microscopes, Laboratory | 650 | 15833.0 | American Optical | LAB General - SW | Barberton | Wadsworth Campus | Wadsworth-Rittman Medical Center | 1st Floor | 2005-06-01 | Low
No | 000753 | Microscopes, Laboratory | 1049 | 925422 | American Optical | Women's Health Center | Akron | Akron City Campus | 75 Arch | Basement | 1978-01-01 | Low
No | CE0627 | Microscopes, Laboratory | 1049 | 881525 | American Optical | Laboratory Management - SB | Barberton | Barberton Campus | Summa Barberton Hospital | 6th Floor | 2009-04-01 | Low
No | 033976 | Microscopes, Laboratory | 208779 | 356204 | Olympus America | Medina Primary Care | Barberton | Medina Campus | Medina Medical Center | 3rd Floor | 2021-07-08 | Low
No | 037548 | Microscopes, Laboratory | 00953 - DMLB | 239206 | Leica Microsystems | LAB General - SW | Barberton | Wadsworth Campus | Wadsworth-Rittman Medical Center | 1st Floor | 2023-02-09 10:31 | Low
No | 101-04918 | Microscopes, Laboratory | 00953 - DMLB | 501081-209586 | Leica Microsystems | LAB General - SW | Barberton | Wadsworth Campus | Wadsworth-Rittman Medical Center | 1st Floor | 2005-06-01 | Low
No | CE0856 | Microscopes, Laboratory | 110 Microscope | 219640 | American Optical | Family Practice Center - SB | Barberton | Barberton Campus | Summa Barberton Hospital | 1st Floor | 2009-04-01 | Low
No | CE0573 | Microscopes, Laboratory | 1130 Microscope | 219048 | American Optical | Nursery - SB | Barberton | Barberton Campus | Summa Barberton Hospital | 3rd Floor | 2009-04-01 | Low
No | 016144 | Microscopes, Laboratory | 120 Microscope | Unknown | American Optical | LAB Administration | Akron | Akron City Campus | ACH Admin Building | 3rd Floor | 2000-05-12 | Low
No | 064007 | Microscopes, Laboratory | 134 - CLED Monocular | 5057372 | National Optical Instruments | Translational Research | Akron | Akron City Campus | Akron City Hospital | 2nd Floor | 2024-05-24 13:28 | Low
No | 009919 | Microscopes, Laboratory | 150 Microscope | BD300004 | Thermo Fisher Scientific | IMG Health Ctr - Western Reserve | Akron | Hudson Campus | Hudson Medical Center |  | 1998-02-01 | Low
No | CE0631 | Microscopes, Laboratory | 20 EB | 020452008 | Leica Microsystems | Laboratory Management - SB | Barberton | Barberton Campus | Summa Barberton Hospital | 6th Floor | 2009-04-01 | Low
No | 058000 | Microscopes, Laboratory | 310 Microscope | 1120-1 | Reichert Ophthalmic Instruments | Urology - Wadsworth | Barberton | Wadsworth Campus | Founder's Hall | 3rd Floor | 2019-09-04 | Low
No | 037547 | Microscopes, Laboratory | 47 09 16 - Trinocular | 103939 | Carl Zeiss Meditec | LAB General - SW | Barberton | Wadsworth Campus | Wadsworth-Rittman Medical Center | 1st Floor | 2023-02-09 10:08 | Low
No | 001978 | Microscopes, Laboratory | BH | 225741 | Olympus America | LAB Blood Bank | Akron | Akron City Campus | H Tower | Ground Floor | 1978-01-01 | Low
No | 004626 | Microscopes, Laboratory | BH | 225657 | Olympus America | IMMUNOLOGY/SEROLOGY | Akron | Akron City Campus | Akron City Hospital | 2nd Floor | 1978-01-01 | Low
No | 007885 | Microscopes, Laboratory | BH | 4677536 | Olympus America | Internal Medicine | Akron | Akron City Campus | 55 Arch | 1st Floor | 1998-02-01 | Low
No | 016307 | Microscopes, Laboratory | BH | G92606 | Olympus America | LAB Histology/Morgue | Akron | Akron City Campus | ACH Admin Building | 2nd Floor | 2000-09-08 | Low
No | 023310 | Microscopes, Laboratory | BH | 219287 | Olympus America | Family Medicine Center | Akron | Akron City Campus | 55 Arch | 3rd Floor | 2007-08-13 | Low
No | 039972 | Microscopes, Laboratory | BH | 213499 | Olympus America | Family Practice Center - SB | Barberton | Barberton Campus | Summa Barberton Hospital | 1st Floor | 2023-02-06 09:55 | Low
No | 062839 | Microscopes, Laboratory | BH | 210359 | Olympus America | LAB - Pathology Office - ACH | Akron | Akron City Campus | ACH Admin Building | 3rd Floor | 2023-02-20 07:32 | Low
No | 062841 | Microscopes, Laboratory | BH | 232185 | Olympus America | LAB - Pathology Office - ACH | Akron | Akron City Campus | ACH Admin Building | 3rd Floor | 2023-02-20 07:32 | Low
No | 062847 | Microscopes, Laboratory | BH | 210526 | Olympus America | LAB - Pathology Office - ACH | Akron | Akron City Campus | ACH Admin Building | 3rd Floor | 2023-02-20 07:32 | Low
No | 001195 | Microscopes, Laboratory | BH-2 | 212112 | Olympus America | LAB Cytology | Akron | Akron City Campus | Akron City Hospital | 5th Floor | 1989-05-30 | Low
No | 001196 | Microscopes, Laboratory | BH-2 | 232198 | Olympus America | LAB Cytology | Akron | Akron City Campus | Akron City Hospital | 5th Floor | 1991-07-31 | Low
No | 001198 | Microscopes, Laboratory | BH-2 | 210526 | Olympus America | LAB Histology/Morgue | Akron | Akron City Campus | ACH Admin Building | 2nd Floor | 2000-09-08 | Low
No | 001200 | Microscopes, Laboratory | BH-2 | 210354 | Olympus America | LAB Administration | Akron | Akron City Campus | ACH Admin Building | 3rd Floor | 2000-05-12 | Low
No | 002008 | Microscopes, Laboratory | BH-2 | 804209 | Olympus America | LAB Critical Care | Akron | Akron City Campus | Akron City Hospital | Ground Floor | 1978-01-01 | Low
No | 004625 | Microscopes, Laboratory | BH-2 | 202175 | Olympus America | IMMUNOLOGY/SEROLOGY | Akron | Akron City Campus | Akron City Hospital | 2nd Floor | 1990-01-01 | Low
No | 016130 | Microscopes, Laboratory | BH-2 | 209285 | Olympus America | LAB Administration | Akron | Akron City Campus | ACH Admin Building | 3rd Floor | 1978-01-01 | Low
No | 016131 | Microscopes, Laboratory | BH-2 | 218841 | Olympus America | LAB Administration | Akron | Akron City Campus | ACH Admin Building | 3rd Floor | 2000-05-12 | Low
No | 016132 | Microscopes, Laboratory | BH-2 | 225672 | Olympus America | LAB Administration | Akron | Akron City Campus | ACH Admin Building | 3rd Floor | 2000-05-12 | Low
No | 016133 | Microscopes, Laboratory | BH-2 | 210094 | Olympus America | LAB Administration | Akron | Akron City Campus | ACH Admin Building | 3rd Floor | 1988-11-01 | Low
No | 016134 | Microscopes, Laboratory | BH-2 | 229724 | Olympus America | LAB Administration | Akron | Akron City Campus | ACH Admin Building | 3rd Floor | 2000-05-12 | Low
No | 016138 | Microscopes, Laboratory | BH-2 | H42608 | Olympus America | LAB Administration | Barberton | Barberton Campus | Summa Barberton Hospital | 4th Floor | 1978-01-01 | Low
No | 016139 | Microscopes, Laboratory | BH-2 | 203134 | Olympus America | Lab Care General - SB | Barberton | Barberton Campus | Summa Barberton Hospital | 6th Floor | 1978-01-01 | Low
No | 016142 | Microscopes, Laboratory | BH-2 | 208376 | Olympus America | LAB Administration | Akron | Akron City Campus | ACH Admin Building | 3rd Floor | 1988-11-01 | Low
No | 016149 | Microscopes, Laboratory | BH-2 | 222358 | Olympus America | LAB Administration | Barberton | Barberton Campus | Summa Barberton Hospital | 3rd Floor | 2000-05-12 | Low
No | 016150 | Microscopes, Laboratory | BH-2 | 232185 | Olympus America | LAB Administration | Akron | Akron City Campus | ACH Admin Building | 3rd Floor | 2000-05-12 | Low
No | 016155 | Microscopes, Laboratory | BH-2 | H32607 | Olympus America | LAB Administration | Akron | Akron City Campus | ACH Admin Building | 3rd Floor | 1978-01-01 | Low
No | 016156 | Microscopes, Laboratory | BH-2 | 204241 | Olympus America | LAB Administration | Akron | Akron City Campus | ACH Admin Building | 3rd Floor | 1978-01-01 | Low
No | 025412 | Microscopes, Laboratory | BH-2 | 9F0459/282589/076672 | Olympus America | Translational Research | Akron | Akron City Campus | ACH Medical Annex | 2nd Floor | 2024-04-22 09:54 | Low
No | 039342 | Microscopes, Laboratory | BH-2 | 235830 | Olympus America | LAB Cytology - SB | Barberton | Barberton Campus | Summa Barberton Hospital | 3rd Floor | 2009-04-01 | Low
No | 039404 | Microscopes, Laboratory | BH-2 | Unknown | Olympus America | Barberton OB/GYN | Barberton | Barberton Campus | Tuscora Park Pavilion | Ground Floor | 2021-10-22 | Low
No | 062842 | Microscopes, Laboratory | BH-2 | 229339 | Olympus America | LAB - Pathology Office - ACH | Akron | Akron City Campus | ACH Admin Building | 3rd Floor | 2023-02-20 07:32 | Low
No | 062843 | Microscopes, Laboratory | BH-2 | 202444 | Olympus America | LAB - Pathology Office - ACH | Akron | Akron City Campus | ACH Admin Building | 3rd Floor | 2023-02-20 07:32 | Low
No | 062844 | Microscopes, Laboratory | BH-2 | 209285 | Olympus America | LAB - Pathology Office - ACH | Akron | Akron City Campus | ACH Admin Building | 3rd Floor | 2023-02-20 07:32 | Low
No | 062845 | Microscopes, Laboratory | BH-2 | 202011 | Olympus America | LAB - Pathology Office - ACH | Akron | Akron City Campus | ACH Admin Building | 3rd Floor | 2023-02-20 07:32 | Low
No | 070119 | Microscopes, Laboratory | BH-2 | 208966 | Olympus America | LAB Cytology - SB | Barberton | Barberton Campus | Summa Barberton Hospital | 4th Floor | 1988-04-01 | Low
No | 070143 | Microscopes, Laboratory | BH-2 | 206476 | Olympus America | LAB Critical Care - SB | Barberton | Barberton Campus | Summa Barberton Hospital | 6th Floor | 2009-04-01 | Low
No | 070147 | Microscopes, Laboratory | BH-2 | 4H06199 | Olympus America | LAB - Pathology Office - ACH | Barberton | Barberton Campus | Summa Barberton Hospital | 4th Floor | 2018-02-05 | Low
No | 070148 | Microscopes, Laboratory | BH-2 | 237924 | Olympus America | LAB Critical Care - SB | Barberton | Barberton Campus | Summa Barberton Hospital | 6th Floor | 2009-04-01 | Low
No | CE0395 | Microscopes, Laboratory | BH-2 | 204173 | Olympus America | Lab Care-Histology - SB | Barberton | Barberton Campus | Summa Barberton Hospital | 3rd Floor | 2009-04-01 | Low
No | CE0460 | Microscopes, Laboratory | BH-2 | 213668 | Olympus America | IMMUNOLOGY/SEROLOGY | Akron | Akron City Campus | ACH Admin Building | 3rd Floor | 2009-04-01 | Low
No | CE1793 | Microscopes, Laboratory | BH-2 | 213499 | Olympus America | Family Practice Center - SB | Barberton | Barberton Campus | Summa Barberton Hospital | 1st Floor | 2009-04-01 | Low
No | CE1799 | Microscopes, Laboratory | BH-2 | 209894 | Olympus America | LAB Cytology - SB | Barberton | Barberton Campus | Summa Barberton Hospital | 3rd Floor | 2009-04-01 | Low
No | CE3175 | Microscopes, Laboratory | BH-2 | 219431 | Olympus America | LAB Cytology - SB | Barberton | Barberton Campus | Summa Barberton Hospital | 3rd Floor | 2009-04-01 | Low
No | CE3424 | Microscopes, Laboratory | BH-2 | 230113 | Olympus America | LAB Cytology - SB | Barberton | Barberton Campus | Summa Barberton Hospital | 3rd Floor | 1992-04-01 | Low
No | CE3868 | Microscopes, Laboratory | BH-2 | 237330 | Olympus America | LAB Cytology - SB | Barberton | Barberton Campus | Summa Barberton Hospital | 3rd Floor | 2009-04-01 | Low
No | 016140 | Microscopes, Laboratory | BHA | 280891 | Olympus America | LAB Administration | Akron | Akron City Campus | ACH Admin Building | 3rd Floor | 1978-01-01 | Low
No | 016145 | Microscopes, Laboratory | BHS | 212343 | Olympus America | LAB Administration | Akron | Akron City Campus | ACH Admin Building | 3rd Floor | 1978-01-01 | Low
No | 062828 | Microscopes, Laboratory | BHS | 212343 | Olympus America | LAB - Pathology Office - ACH | Akron | Akron City Campus | ACH Admin Building |  | 2024-12-30 20:13 | Low
No | 062834 | Microscopes, Laboratory | BHS | 215471 | Olympus America | LAB - Pathology Office - ACH | Akron | Akron City Campus | ACH Admin Building | 3rd Floor | 2023-02-20 07:32 | Low
No | 062835 | Microscopes, Laboratory | BHS | 256427 | Olympus America | Endoscopy | Akron | Akron City Campus | Akron City Hospital |  | 2024-12-27 18:48 | Low
No | 002010 | Microscopes, Laboratory | BHTU | 218767 | Olympus America | LAB Critical Care | Akron | Akron City Campus | Akron City Hospital | Ground Floor | 1988-11-15 | Low
No | 007657 | Microscopes, Laboratory | BHTU | 202232 | Olympus America | LAB Histology/Morgue | Akron | Akron City Campus | ACH Admin Building | 2nd Floor | 2023-01-24 09:24 | Low
No | 009276 | Microscopes, Laboratory | BHTU | 200150 | Olympus America | LAB Critical Care | Akron | Akron City Campus | Akron City Hospital | Ground Floor | 1998-02-01 | Low
No | 016136 | Microscopes, Laboratory | BHTU | 202001 | Olympus America | LAB - Pathology Office - SBH | Barberton | Barberton Campus | Summa Barberton Hospital | 4th Floor | 2000-05-12 | Low
No | 016141 | Microscopes, Laboratory | BHTU | 214342 | Olympus America | LAB Administration | Akron | Akron City Campus | ACH Admin Building | 3rd Floor | 1978-01-01 | Low
No | 016148 | Microscopes, Laboratory | BHTU | 235224 | Olympus America | LAB Administration | Akron | Akron City Campus | ACH Admin Building | 3rd Floor | 2000-05-12 | Low
No | 016154 | Microscopes, Laboratory | BHTU | 213873 | Olympus America | LAB Administration | Akron | Akron City Campus | ACH Admin Building | 3rd Floor | 1978-01-01 | Low
No | 053300 | Microscopes, Laboratory | BHTU | 237012 | Olympus America | LAB Histology/Morgue | Akron | Akron City Campus | ACH Admin Building | 2nd Floor | 2018-10-09 | Low
No | 062715 | Microscopes, Laboratory | BHTU | 220495 | Olympus America | LAB Microbiology | Akron | Akron City Campus | ACH Admin Building | 2nd Floor | 2023-02-20 07:32 | Low
No | 062716 | Microscopes, Laboratory | BHTU | 216276 | Olympus America | LAB Microbiology | Akron | Akron City Campus | ACH Admin Building | 2nd Floor | 2023-02-20 07:32 | Low
No | 025444 | Microscopes, Laboratory | BX40 | 6E02337 | Olympus America | LAB Critical Care | Akron | Akron City Campus | Akron City Hospital | Ground Floor | 2010-11-16 | Low
No | 037549 | Microscopes, Laboratory | BX40 | 4H07121 | Olympus America | LAB General - SW | Barberton | Wadsworth Campus | Wadsworth-Rittman Medical Center | 1st Floor | 2005-06-01 | Low
No | 039341 | Microscopes, Laboratory | BX40 | 4E11324 | Olympus America | LAB Cytology - SB | Barberton | Barberton Campus | Summa Barberton Hospital | 3rd Floor | 1995-06-30 | Low
No | 039348 | Microscopes, Laboratory | BX40 | 4H01769 | Olympus America | LAB Cytology - SB | Barberton | Barberton Campus | Summa Barberton Hospital | 3rd Floor | 2009-04-01 | Low
No | 062717 | Microscopes, Laboratory | BX40 | 210094 | Olympus America | LAB - Pathology Office - ACH | Akron | Akron City Campus | ACH Admin Building | 3rd Floor | 2023-02-20 07:32 | Low
No | 062718 | Microscopes, Laboratory | BX40 | 5M04139 | Olympus America | LAB Microbiology | Akron | Akron City Campus | ACH Admin Building | 2nd Floor | 2023-02-20 07:32 | Low
No | 062721 | Microscopes, Laboratory | BX40 | 5M04238 | Olympus America | LAB Critical Care | Akron | Akron City Campus | Akron City Hospital | Ground Floor | 2023-02-20 07:32 | Low
No | 062826 | Microscopes, Laboratory | BX40 | 5F05353 | Olympus America | LAB - Pathology Office - ACH | Akron | Akron City Campus | ACH Admin Building |  | 2024-12-29 12:59 | Low
No | 070140 | Microscopes, Laboratory | BX40 | 6E02477 | Olympus America | LAB Cytology - SB | Barberton | Barberton Campus | Summa Barberton Hospital | 4th Floor | 2023-08-03 17:33 | Low
No | 070144 | Microscopes, Laboratory | BX40 | 4H07132 | Olympus America | LAB Critical Care - SB | Barberton | Barberton Campus | Summa Barberton Hospital | 6th Floor | 2009-04-01 | Low
No | 070145 | Microscopes, Laboratory | BX40 | 4H06034 | Olympus America | LAB Critical Care - SB | Barberton | Barberton Campus | Summa Barberton Hospital | 6th Floor | 1995-04-01 | Low
No | 070146 | Microscopes, Laboratory | BX40 | 4H01828 | Olympus America | LAB Critical Care - SB | Barberton | Barberton Campus | Summa Barberton Hospital | 6th Floor | 2009-04-01 | Low
No | 039345 | Microscopes, Laboratory | BX40F-3 | 5G03152 | Olympus America | LAB Cytology - SB | Barberton | Barberton Campus | Summa Barberton Hospital | 3rd Floor | 1996-12-26 | Low
No | 039346 | Microscopes, Laboratory | BX40F-3 | 5G03156 | Olympus America | LAB Cytology - SB | Barberton | Barberton Campus | Summa Barberton Hospital | 3rd Floor | 1996-12-26 | Low
No | 062719 | Microscopes, Laboratory | BX40F-3 | 5F05359 | Olympus America | LAB Administration | Akron | Akron City Campus | ACH Admin Building | 2nd Floor | 2000-05-12 | Low
No | 016147 | Microscopes, Laboratory | BX40F-4 | 9A12333 | Olympus America | LAB Administration | Akron | Akron City Campus | ACH Admin Building | 3rd Floor | 2000-05-12 | Low
No | 018918 | Microscopes, Laboratory | BX41TF | 2M08447 | Olympus America | Endoscopy - Outpatient | Akron | Akron City Campus | 95 Arch | Ground Floor | 2003-07-29 | Low
No | 028626 | Microscopes, Laboratory | BX41TF | 3E12711 | Olympus America | LAB Medina | Barberton | Medina Campus | Medina Medical Center | 1st Floor | 2010-11-03 | Low
No | 039343 | Microscopes, Laboratory | BX41TF | 0H21373 | Olympus America | LAB Cytology - SB | Barberton | Barberton Campus | Summa Barberton Hospital | 3rd Floor | 2022-05-27 | Low
No | 039347 | Microscopes, Laboratory | BX41TF | 5M13226 | Olympus America | LAB Cytology - SB | Barberton | Barberton Campus | Summa Barberton Hospital | 3rd Floor | 2022-05-27 | Low
No | 062725 | Microscopes, Laboratory | BX41TF | 1K04389 | Olympus America | Cat Scan | Akron | Akron City Campus | Akron City Hospital | Ground Floor | 2023-02-20 07:32 | Low
No | 062838 | Microscopes, Laboratory | BX41TF | 8G20134 | Olympus America | LAB - Pathology Office - ACH | Akron | Akron City Campus | ACH Admin Building | 3rd Floor | 2023-02-20 07:32 | Low
No | 062951 | Microscopes, Laboratory | BX41TF | 0C17586 | Olympus America | LAB - Pathology Office - ACH | Akron | Akron City Campus | ACH Admin Building | 3rd Floor | 2023-02-20 07:32 | Low
No | CE5644 | Microscopes, Laboratory | BX41TF | 7E11409 | Olympus America | Laboratory Management - SB | Barberton | Barberton Campus | Summa Barberton Hospital | 6th Floor | 2009-04-01 | Low
No | CE5645 | Microscopes, Laboratory | BX41TF | 7E11401 | Olympus America | IMMUNOLOGY/SEROLOGY | Akron | Akron City Campus | ACH Admin Building |  | 2009-04-01 | Low
No | 001197 | Microscopes, Laboratory | BX43 | 3D44547 | Olympus America | LAB Cytology | Akron | Akron City Campus | Akron City Hospital | 5th Floor | 1995-06-30 | Low
No | 027790 | Microscopes, Laboratory | BX43 | 1F78573 | Olympus America | LAB Medina | Barberton | Medina Campus | Medina Medical Center | 1st Floor | 2011-11-30 | Low
No | 031448 | Microscopes, Laboratory | BX43 | 1K38480 | Olympus America | Emergency Department (ED) - Green | Barberton | Green Campus | Green Medical Center | Ground Floor | 2012-06-25 | Low
No | 031449 | Microscopes, Laboratory | BX43 | 1H53094 | Olympus America | LAB Green | Barberton | Green Campus | Green Medical Center | Ground Floor | 2012-06-25 | Low
No | 062850 | Microscopes, Laboratory | BX43 | 3D44547 | Olympus America | LAB - Pathology Office - ACH | Akron | Akron City Campus | ACH Admin Building | 3rd Floor | 2023-02-20 07:32 | Low
No | 064771 | Microscopes, Laboratory | BX43F | 4D47366 | Olympus America | LAB - Pathology Office - ACH | Akron | Akron City Campus | ACH Admin Building | 3rd Floor | 2024-12-18 13:11 | Low
No | 064774 | Microscopes, Laboratory | BX43F | 3H47171 | Olympus America | LAB - Pathology Office - ACH | Akron | Akron City Campus | ACH Admin Building | 3rd Floor | 2024-12-18 13:11 | Low
No | 064775 | Microscopes, Laboratory | BX43F | 4D47579 | Olympus America | LAB - Pathology Office - SBH | Barberton | Barberton Campus | Summa Barberton Hospital | 2nd Floor | 2024-12-18 13:11 | Low
No | 070831 | Microscopes, Laboratory | BX43F | 4F45649 | Olympus America | LAB Critical Care - SB | Barberton | Barberton Campus | Summa Barberton Hospital | 6th Floor | 2024-12-18 13:11 | Low
No | 062827 | Microscopes, Laboratory | BX45TF | 8H18207 | Olympus America | LAB - Pathology Office - ACH | Akron | Akron City Campus | ACH Admin Building | 3rd Floor | 2023-02-20 07:32 | Low
No | 062840 | Microscopes, Laboratory | BX45TF | 1F01455 | Olympus America | LAB - Pathology Office - ACH | Akron | Akron City Campus | ACH Admin Building | 3rd Floor | 2023-02-20 07:32 | Low
No | 062848 | Microscopes, Laboratory | BX45TF | 6F21232 | Olympus America | LAB - Pathology Office - ACH | Akron | Akron City Campus | ACH Admin Building | 3rd Floor | 2023-02-20 07:32 | Low
No | 062849 | Microscopes, Laboratory | BX45TF | 6F10382 | Olympus America | LAB - Pathology Office - ACH | Akron | Akron City Campus | ACH Admin Building | 3rd Floor | 2023-02-20 07:32 | Low
No | CE5284 | Microscopes, Laboratory | BX45TF | 6A19676 | Olympus America | LAB Microbiology | Akron | Akron City Campus | ACH Admin Building | 2nd Floor | 2009-04-01 | Low
No | 035313 | Microscopes, Laboratory | BX46F | 5J43157 | Olympus America | LAB Microbiology | Akron | Akron City Campus | ACH Admin Building | 2nd Floor | 2016-01-18 | Low
No | 039344 | Microscopes, Laboratory | BX46F | 2H20579 | Olympus America | LAB Cytology - SB | Barberton | Barberton Campus | Summa Barberton Hospital | 3rd Floor | 2022-05-27 | Low
No | 062720 | Microscopes, Laboratory | BX46F | 5J43157 | Olympus America | LAB - Pathology Office - ACH | Akron | Akron City Campus | ACH Admin Building | 3rd Floor | 2023-02-20 07:32 | Low
No | 064014 | Microscopes, Laboratory | BX51 | 8E20893 | Olympus America | Translational Research | Akron | Akron City Campus | Akron City Hospital | 2nd Floor | 2024-05-16 15:28 | Low
No | 016152 | Microscopes, Laboratory | BY-2 | H126008 | Olympus America | LAB Administration | Akron | Akron City Campus | ACH Admin Building | 3rd Floor | 1978-01-01 | Low
No | 037540 | Microscopes, Laboratory | CH | 0D03424 | Olympus America | LAB General - SW | Barberton | Wadsworth Campus | Wadsworth-Rittman Medical Center | 1st Floor | 2023-03-24 14:20 | Low
No | 101-16558 | Microscopes, Laboratory | CH30 | 0D03424 | Olympus America | LAB General - SW | Barberton | Wadsworth Campus | Wadsworth-Rittman Medical Center | 1st Floor | 2005-06-01 | Low
No | 002523 | Microscopes, Laboratory | CHT | 4A0472 | Olympus America | H2 - Labor and Delivery Unit (L&D) | Akron | Akron City Campus | H Tower | 2nd Floor | 1994-07-18 | Low
No | 058213 | Microscopes, Laboratory | CHT | 5dl0260 | Olympus America | Barberton OB/GYN | Barberton | Barberton Campus | Tuscora Park Pavilion | Ground Floor | 2019-10-16 | Low
No | 064013 | Microscopes, Laboratory | CKX41 | 1C49585 | Olympus America | Translational Research | Akron | Akron City Campus | ACH Medical Annex | 2nd Floor | 2024-04-22 09:54 | Low
No | 057580 | Microscopes, Laboratory | CX23 | 8F87149 | Olympus America | H2 - Labor and Delivery Unit (L&D) | Akron | Akron City Campus | H Tower | 2nd Floor | 2019-05-09 | Low
No | 025937 | Microscopes, Laboratory | CX31 | 9G02411 | Olympus America | Women's Health Center | Akron | Akron City Campus | 75 Arch | Basement | 2010-02-17 | Low
No | 033130 | Microscopes, Laboratory | CX31 | 9005471 | Olympus America | Oncology | Akron | Akron City Campus | Cooper Cancer Center | 1st Floor | 2014-09-17 | Low
No | 037550 | Microscopes, Laboratory | CX31 | 2A25233 | Olympus America | LAB General - SW | Barberton | Wadsworth Campus | Wadsworth-Rittman Medical Center | 1st Floor | 2005-06-01 | Low
No | 032575 | Microscopes, Laboratory | CX31-045 | 2B78091 | Olympus America | Women's Health Center | Akron | Akron City Campus | 75 Arch | Basement | 2012-10-01 | Low
No | 062829 | Microscopes, Laboratory | CX31-045 | 1L63603 | Olympus America | LAB - Pathology Office - ACH | Akron | Akron City Campus | ACH Admin Building | 3rd Floor | 2023-02-20 07:32 | Low
No | 062831 | Microscopes, Laboratory | CX31-045 | 1M22689 | Olympus America | LAB - Pathology Office - ACH | Akron | Akron City Campus | ACH Admin Building | 3rd Floor | 2023-02-20 07:32 | Low
No | 062846 | Microscopes, Laboratory | CX31-045 | 1L62389 | Olympus America | LAB - Pathology Office - ACH | Akron | Akron City Campus | ACH Admin Building | 3rd Floor | 2023-02-20 07:32 | Low
No | 033256 | Microscopes, Laboratory | CX41RF | 4B40788 | Olympus America | Family Medicine Center | Akron | Akron City Campus | 55 Arch | 3rd Floor | 2016-03-04 | Low
No | 059858 | Microscopes, Laboratory | CX41RF | 0J42037 | Olympus America | LAB Blood Bank | Akron | Akron City Campus | H Tower | Ground Floor | 2021-01-18 | Low
No | 062830 | Microscopes, Laboratory | CX41RF | 8G44526 | Olympus America | LAB - Pathology Office - ACH | Akron | Akron City Campus | ACH Admin Building | 3rd Floor | 2023-02-20 07:32 | Low
No | 062832 | Microscopes, Laboratory | CX41RF | 9H41405 | Olympus America | LAB - Pathology Office - ACH | Akron | Akron City Campus | ACH Admin Building | 3rd Floor | 2023-02-20 07:32 | Low
No | 062833 | Microscopes, Laboratory | CX41RF | 8G44921 | Olympus America | LAB - Pathology Office - ACH | Akron | Akron City Campus | ACH Admin Building | 3rd Floor | 2023-02-20 07:32 | Low
No | 062836 | Microscopes, Laboratory | CX41RF | 9H41128 | Olympus America | LAB - Pathology Office - ACH | Akron | Akron City Campus | ACH Admin Building | 3rd Floor | 2023-02-20 07:32 | Low
No | 062837 | Microscopes, Laboratory | CX41RF | 8G44516 | Olympus America | LAB - Pathology Office - ACH | Akron | Akron City Campus | ACH Admin Building | 3rd Floor | 2023-02-20 07:32 | Low
No | 063188 | Microscopes, Laboratory | CX41RF | 3D40241 | Olympus America | LAB - Pathology Office - ACH | Akron | Akron City Campus | Akron City Hospital | Ground Floor | 2023-08-24 07:15 | Low
No | 064770 | Microscopes, Laboratory | CX43RF | 3L42920 | Olympus America | LAB - Pathology Office - ACH | Akron | Akron City Campus | ACH Admin Building | 3rd Floor | 2024-12-18 13:11 | Low
No | 064772 | Microscopes, Laboratory | CX43RF | 3L42921 | Olympus America | LAB - Pathology Office - ACH | Akron | Akron City Campus | ACH Admin Building | 3rd Floor | 2024-12-18 13:11 | Low
No | 064773 | Microscopes, Laboratory | CX43RF | 3L45981 | Olympus America | LAB - Pathology Office - ACH | Akron | Akron City Campus | ACH Admin Building | 3rd Floor | 2024-12-18 13:11 | Low
No | 037042 | Microscopes, Laboratory | Dialux 20 | Unknown | Leica Microsystems | LAB Cytology - SB | Barberton | Barberton Campus | Summa Barberton Hospital | 4th Floor | 2009-04-01 | Low
No | CE0633 | Microscopes, Laboratory | Dialux 20 | Unknown | Leica Microsystems | Laboratory Management - SB | Barberton | Barberton Campus | Summa Barberton Hospital | 6th Floor | 2009-04-01 | Low
No | 043220 | Microscopes, Laboratory | DM LB.30T Trinocular Microscope | 209586 | Leica Microsystems | LAB General - SW | Barberton | Wadsworth Campus | Wadsworth-Rittman Medical Center | 1st Floor | 2023-03-24 14:23 | Low
No | 043628 | Microscopes, Laboratory | G380 | G38L 20210101 | Unico | Urology - Stow | Akron | Stow-Kent Campus | Stow-Kent Medical Center | 2nd Floor | 2021-07-19 | Low
No | 059356 | Microscopes, Laboratory | G380 | G38L 20200865 | Unico | Pelvic Health | Akron | Akron City Campus | 95 Arch | 2nd Floor | 2020-10-06 | Low
No | 059618 | Microscopes, Laboratory | G380 | Unknown | Unico | Urology - ACH | Akron | Akron City Campus | 95 Arch | 1st Floor | 2021-01-14 | Low
No | 060597 | Microscopes, Laboratory | G380 | G38L 20210821 | Unico | SHMG OB/GYN - Springfield | Akron | Stow-Kent Campus | Stow-Kent Medical Center | 2nd Floor | 2021-07-19 | Low
No | 065074 | Microscopes, Laboratory | G380 | G38L20220272 | Unico | Pride Clinic | Akron | Chapel Hill Campus | Summa Health Chapel Hill |  | 2025-02-28 08:28 | Low
No | 059923 | Microscopes, Laboratory | I4 | G015010668 | LW Scientific | SHMG OB/GYN - Green | Barberton | Green Campus | Green Physician Office Building | 2nd Floor | 2021-01-22 | Low
No | 009878 | Microscopes, Laboratory | IP3 - Microscope | 40177 | Leisegang Medical | IMG Health Ctr - Western Reserve | Akron | Hudson Campus | Hudson Medical Center |  | 1998-02-01 | Low
No | 057960 | Microscopes, Laboratory | IP730 | 1063595 | Unico | Urology - SBH | Barberton | Barberton Campus | Tuscora Park Pavilion | Ground Floor | 2019-08-15 | Low
No | 059672 | Microscopes, Laboratory | IP730 | Unknown | Unico | Urology - ACH | Akron | Akron City Campus | 95 Arch | 1st Floor | 2020-11-14 | Low
No | 059675 | Microscopes, Laboratory | IP730 | Unknown | Unico | Urology - ACH | Akron | Akron City Campus | 95 Arch | 1st Floor | 2020-11-14 | Low
No | 07441A | Microscopes, Laboratory | LABOPHOT - Microscope | 223674 | Nikon | LAB Microbiology | Akron | Akron City Campus | ACH Admin Building | 2nd Floor | 1978-01-01 | Low
No | 001201 | Microscopes, Laboratory | Labophot II | 448403 | Nikon | LAB Cytology | Akron | Akron City Campus | Akron City Hospital | 5th Floor | 1993-03-25 | Low
No | 002009 | Microscopes, Laboratory | Labophot II | 452227 | Nikon | LAB Critical Care | Akron | Akron City Campus | Akron City Hospital | Ground Floor | 1998-02-01 | Low
No | 009278 | Microscopes, Laboratory | Labophot II | 446670 | Nikon | LAB Critical Care | Akron | Akron City Campus | Akron City Hospital | Ground Floor | 1998-02-01 | Low
No | CE3463 | Microscopes, Laboratory | Labophot II | 447617 | Nikon | LAB Cytology - SB | Barberton | Barberton Campus | Summa Barberton Hospital | 3rd Floor | 2009-04-01 | Low
No | CE3667 | Microscopes, Laboratory | Labophot II | 449994 | Nikon | LAB Microbiology | Akron | Akron City Campus | ACH Admin Building | 2nd Floor | 2009-04-01 | Low
No | 004641 | Microscopes, Laboratory | Labophot II | 222950 | Olympus America | IMMUNOLOGY/SEROLOGY | Akron | Akron City Campus | ACH Admin Building | 3rd Floor | 2023-01-24 09:21 | Low
No | 039670 | Microscopes, Laboratory | LW200 | Unknown | LW Scientific | Nephrology | Barberton | Barberton Campus | Tuscora Park Pavilion | 1st Floor | 2022-01-20 | Low
No | 063500 | Microscopes, Laboratory | Revelation III | 128429 | LW Scientific | Orthopedics - Medina | Barberton | Medina Campus | Medina Medical Center | 2nd Floor | 2023-11-15 14:06 | Low
No | 058054 | Microscopes, Laboratory | Series 10 Binocular Microscope - Series 10 Binocular Microscope | 935242 | American Optical | Urology - Wadsworth | Barberton | Wadsworth Campus | Founder's Hall | 3rd Floor | 2019-09-04 | Low
No | 039973 | Microscopes, Laboratory | Series 10 Microstar | 219640 | American Optical | Family Practice Center - SB | Barberton | Barberton Campus | Summa Barberton Hospital | 1st Floor | 2023-02-06 09:46 | Low
No | 039270 | Microscopes, Laboratory | SPENCER - | 357824 | Leica Microsystems | LAB Blood Bank - SB | Barberton | Barberton Campus | Summa Barberton Hospital | 6th Floor | 2009-04-01 | Low
No | 022953 | Microscopes, Laboratory | Swift 3200 | 880575 | Swift | Internal Medicine | Akron | Akron City Campus | 55 Arch | 1st Floor | 2009-10-13 | Low
No | CE4407 | Microscopes, Laboratory | SZ40 | 3K0311 | Olympus America | LAB Microbiology | Akron | Akron City Campus | ACH Admin Building | 2nd Floor | 2009-04-01 | Low
No | 015854 | Microscopes, Laboratory | TableTop Microscope | 0205761 | Seiler Instrument | Women's Health Center | Akron | Akron City Campus | 75 Arch | Basement | 2004-09-01 | Low
No | 026839 | Microscopes, Laboratory | TableTop Microscope | 0920540 | Seiler Instrument | Medina OB/GYN | Barberton | Medina Campus | Medina Medical Center | 2nd Floor | 2020-02-25 | Low
No | 030589 | Microscopes, Laboratory | TableTop Microscope | 030589 | Seiler Instrument | Dermatology - Park West | Barberton | White Pond Campus | White Pond Medical Center | 2nd Floor | 2012-04-02 | Low
No | 060088 | Microscopes, Laboratory | TableTop Microscope | 1309796 | Seiler Instrument | SHMG OB/GYN - Cuyahoga Falls | Akron | Cuyahoga Falls Campus | Cuyahoga Falls Medical Center |  | 2023-01-16 10:59 | Low
No | 060112 | Microscopes, Laboratory | Unknown - MICROSCOPE | SL.NO.BX.970028 | American Optical | SHMG OB/GYN - Park West | Barberton | White Pond Campus | Akron OBGYN | 2nd Floor | 2021-03-05 | Low
No | 004622 | Microscopes, Laboratory | Unknown - MICROSCOPE | Unknown | Leitz | IMMUNOLOGY/SEROLOGY | Akron | Akron City Campus | Akron City Hospital | 2nd Floor | 1978-01-01 | Low
No | 004624 | Microscopes, Laboratory | Unknown - MICROSCOPE | 83769 | Leitz | IMMUNOLOGY/SEROLOGY | Akron | Akron City Campus | Akron City Hospital | 2nd Floor | 1978-01-01 | Low
No | 032145 | Microscopes, Operating | 2111614 - Opmi Lumera 700 | 6634142608 | Carl Zeiss Meditec | Operating Room | Akron | Akron City Campus | Akron City Hospital | 1st Floor | 2014-03-10 | Low
No | 030781 | Microscopes, Operating | 2149629 - Opmi Pico / S100 | 6627500201 | Carl Zeiss Meditec | ENT | Akron | Akron City Campus | 55 Arch | 2nd Floor | 2012-08-24 | Low
No | 043942 | Microscopes, Operating | 2149629 - Opmi Pico / S100 | 6627512468 | Carl Zeiss Meditec | ENT | Akron | Akron City Campus | 55 Arch | 2nd Floor | 2022-02-15 | Low
No | 060057 | Microscopes, Operating | 2149629 - Opmi Pico / S100 | 6627511559 | Carl Zeiss Meditec | ENT | Akron | Akron City Campus | 55 Arch | 2nd Floor | 2021-03-25 | Low
No | 061082 | Microscopes, Operating | 2149629 - Opmi Pico / S100 | 6627512247 | Carl Zeiss Meditec | Colon/Rectal Surgeons | Akron | Akron City Campus | 95 Arch | 1st Floor | 2021-10-26 | Low
No | 061272 | Microscopes, Operating | 2149629 - Opmi Pico / S100 | 06627511994 | Carl Zeiss Meditec | ENT | Akron | Akron City Campus | 55 Arch | 2nd Floor | 2022-03-04 | Low
No | 061273 | Microscopes, Operating | 2149629 - Opmi Pico / S100 | 06627511993 | Carl Zeiss Meditec | ENT | Akron | Akron City Campus | 55 Arch | 2nd Floor | 2022-03-04 | Low
No | 043930 | Microscopes, Operating | 2290683 - Extaro 300 | 6034000810 | Carl Zeiss Meditec | Medina ASC | Barberton | Medina Campus | Medina Medical Center | 1st Floor | 2021-12-13 | Low
No | 057624 | Microscopes, Operating | 2290683 - Extaro 300 | 6034000160 | Carl Zeiss Meditec | Operating Room | Akron | Akron City Campus | Akron City Hospital | 1st Floor | 2019-08-28 | Low
No | 037513 | Microscopes, Operating | M525 / OH4 | OH4-65411 | Leica Microsystems | Operating Room - SW | Barberton | Wadsworth Campus | Wadsworth-Rittman Medical Center | 1st Floor | 2022-08-10 | Low
No | 032454 | Microscopes, Operating | M530 / OHX | 11116001 | Leica Microsystems | Operating Room | Akron | Akron City Campus | Akron City Hospital | 1st Floor | 2016-11-17 | Low
No | 039772 | Microscopes, Operating | M822 | Base060312002 Monitor191212006 | Leica Microsystems | Operating Room - SB | Barberton | Barberton Campus | Summa Barberton Hospital | 2nd Floor | 2012-10-15 | Low
No | CE4601 | Microscopes, Operating | NC 32 - Microscope | 152-20100092-01 | Carl Zeiss Meditec | Virtual Care Simulation Lab | Akron | Akron City Campus | Akron City Hospital | 1st Floor | 2009-04-01 | Low
No | 039773 | Microscopes, Operating | NC31 - Microscope, Surgical | SIC ID 285761 Light s/n 296862 | Carl Zeiss Meditec | Operating Room - SB | Barberton | Barberton Campus | Summa Barberton Hospital | 2nd Floor | 2010-10-07 | Low
No | 070076 | Microscopes, Operating | OPMI 11 - Zeiss Opmi 11 On S21 Stand | SIC ID 74792 s/n 24865 | Carl Zeiss Meditec | Operating Room - SB | Barberton | Barberton Campus | Summa Barberton Hospital | 2nd Floor | 2009-04-01 | Low
No | 001910 | Microscopes, Operating | OPMI 1-FC - Zeiss Opmi 1-Fc On S2 Stand | 28818 | Carl Zeiss Meditec | Operating Room | Akron | Akron City Campus | Akron City Hospital | 1st Floor | 1979-01-01 | Low
No | 037356 | Microscopes, Operating | OPMI 1-FC - Zeiss Opmi 1-Fc On S2 Stand | 168307 | Carl Zeiss Meditec | Operating Room - SW | Barberton | Wadsworth Campus | Wadsworth-Rittman Medical Center | 1st Floor | 2005-06-01 | Low
No | 039771 | Microscopes, Operating | OPMI 1-FC - Zeiss Opmi 1-Fc On S2 Stand | SCI ID 178636 s/n 74793 | Carl Zeiss Meditec | Operating Room - SB | Barberton | Barberton Campus | Summa Barberton Hospital | 2nd Floor | 2009-04-01 | Low
No | 039770 | Microscopes, Operating | OPMI 6S-FC - Opmi 6S-Fc | SIC ID 87359 | Carl Zeiss Meditec | Operating Room - SB | Barberton | Barberton Campus | Summa Barberton Hospital | 2nd Floor | 2009-04-01 | Low
No | 001911 | Microscopes, Operating | OPMI CS-I - Microscope, Surgical | 234767 | Carl Zeiss Meditec | Operating Room | Akron | Akron City Campus | Akron City Hospital | 1st Floor | 1994-03-01 | Low
No | 052695 | Microscopes, Operating, Neurosurgery | 2050379 - Opmi Pentero 800 | 6641720546 | Carl Zeiss Meditec | Operating Room | Akron | Akron City Campus | Akron City Hospital | 1st Floor | 2018-07-24 | Low
No | 062987 | Microscopes, Operating, Neurosurgery | 2050379 - Opmi Pentero 800 | 6641721563 | Carl Zeiss Meditec | Operating Room | Akron | Akron City Campus | Akron City Hospital | 1st Floor | 2023-02-01 10:18 | Low
No | 020892 | Microscopes, Operating, Neurosurgery | OPMI Pentero - Opmi Pentero | 6631401932 | Carl Zeiss Meditec | Operating Room | Akron | Akron City Campus | Akron City Hospital | 1st Floor | 2006-03-16 | Low
No | 070649 | Microscopes, Operating, Ophthalmology | 900458565 - LuxOR Revalia | 2201689301X | Alcon Laboratories | Medina ASC | Barberton | Medina Campus | Medina Medical Center | 1st Floor | 2024-07-23 07:34 | Low
Yes | 028245 | Microtomes, Cryostat | 5801 - Tissue-Tek Cryo 3 | 58010281-0212 | Sakura Finetek USA | LAB Histology/Morgue | Akron | Akron City Campus | ACH Admin Building | 2nd Floor | 2012-03-19 | Low
Yes | 034308 | Microtomes, Cryostat | CM1510S-3 | 5330 / 11.2005 | Leica Microsystems | LAB Cytology - SB | Barberton | Barberton Campus | Summa Barberton Hospital | 2nd Floor | 2004-11-01 | Low
Yes | 031562 | Microtomes, Cryostat | CM1850UV-3-1 | 2527/ 03.2012 | Leica Microsystems | LAB Histology/Morgue | Barberton | Barberton Campus | Summa Barberton Hospital | 2nd Floor | 2013-01-29 | Low
Yes | 070966 | Microtomes, Cryostat | CM1850UV-3-1 | 1427 / 01.2000 | Leica Microsystems | LAB General - SW | Barberton | Wadsworth Campus | Wadsworth-Rittman Medical Center | 1st Floor | 2005-06-01 | Low
Yes | 065003 | Microtomes, Cryostat | CM1860UV | 00000008276 | Leica Microsystems | LAB Histology/Morgue | Akron | Akron City Campus | Akron City Hospital | 1st Floor | 2024-11-01 09:03 | Low
Yes | 070809 | Microtomes, Cryostat | CM1860UV | 8243 | Leica Microsystems | LAB Cytology - SB | Barberton | Barberton Campus | Summa Barberton Hospital | 2nd Floor | 2025-01-13 09:53 | Low
Yes | 070965 | Microtomes, Cryostat | CM1860UV | 8385 | Leica Microsystems | LAB General - SW | Barberton | Wadsworth Campus | Wadsworth-Rittman Medical Center | 1st Floor | 2025-03-03 10:58 | Low
No | 035314 | Microtomes, Rotary | 5010 - Tissue-Tek Autosection | 50100125-0515 | Sakura Finetek USA | LAB Histology/Morgue | Akron | Akron City Campus | ACH Admin Building | 2nd Floor | 2016-01-18 | Low
Yes | 035499 | Microtomes, Rotary | 905200A - HM355S | 45555 | Epredia | LAB Histology/Morgue | Akron | Akron City Campus | ACH Admin Building | 2nd Floor | 2014-11-07 | Low
Yes | 058842 | Microtomes, Rotary | 905200A - HM355S | S20030481 | Epredia | LAB Histology/Morgue | Akron | Akron City Campus | ACH Admin Building | 2nd Floor | 2020-04-07 | Low
Yes | 058843 | Microtomes, Rotary | 905200A - HM355S | S20030484 | Epredia | LAB Histology/Morgue | Akron | Akron City Campus | ACH Admin Building | 2nd Floor | 2020-04-07 | Low
Yes | 058844 | Microtomes, Rotary | 905200A - HM355S | S20030487 | Epredia | LAB Histology/Morgue | Akron | Akron City Campus | ACH Admin Building | 2nd Floor | 2020-04-07 | Low
Yes | 058845 | Microtomes, Rotary | 905200A - HM355S | S20030482 | Epredia | LAB Histology/Morgue | Akron | Akron City Campus | ACH Admin Building | 2nd Floor | 2020-04-07 | Low
Yes | 058846 | Microtomes, Rotary | 905200A - HM355S | S20030485 | Epredia | LAB Histology/Morgue | Akron | Akron City Campus | ACH Admin Building | 2nd Floor | 2020-04-07 | Low
Yes | 058847 | Microtomes, Rotary | 905200A - HM355S | S20030486 | Epredia | LAB Histology/Morgue | Akron | Akron City Campus | ACH Admin Building | 2nd Floor | 2020-04-07 | Low
Yes | 058848 | Microtomes, Rotary | 905200A - HM355S | S20030483 | Epredia | LAB Histology/Morgue | Akron | Akron City Campus | ACH Admin Building | 2nd Floor | 2020-04-07 | Low
Yes | 058850 | Microtomes, Rotary | 905200A - HM355S | S20030480 | Epredia | LAB Histology/Morgue | Akron | Akron City Campus | ACH Admin Building | 2nd Floor | 2020-04-07 | Low
Yes | 065114 | Microtomes, Rotary | 905200ER - HM355S | CHM11162411EP | Epredia | LAB Histology/Morgue | Akron | Akron City Campus | Akron City Hospital | 2nd Floor | 2025-03-21 09:43 | Low
Yes | 065115 | Microtomes, Rotary | 905200ER - HM355S | CHM11192411EP | Epredia | LAB Histology/Morgue | Akron | Akron City Campus | Akron City Hospital | 2nd Floor | 2025-03-21 09:43 | Low
Yes | 065116 | Microtomes, Rotary | 905200ER - HM355S | CHM11172411EP | Epredia | LAB Histology/Morgue | Akron | Akron City Campus | Akron City Hospital | 2nd Floor | 2025-03-21 09:43 | Low
Yes | 024717 | Microtomes, Rotary | RM2255 - Microtome | 2854/06.2008 | Leica Microsystems | Translational Research | Akron | Akron City Campus | ACH Medical Annex | 2nd Floor | 2008-07-15 | Low
No | 031141 | Microwave Ovens | FFCE2238LW - Microwave | 1G13845458 | Frigidaire | Summa Rehab Hospital | Akron | Akron City Campus | Summa Rehab Hospital |  | 2012-01-19 | Low
No | 031142 | Microwave Ovens | FFCE2238LW - Microwave | 1G13845590 | Frigidaire | Summa Rehab Hospital | Akron | Akron City Campus | Summa Rehab Hospital |  | 2012-01-19 | Low
No | 004613 | Microwave Ovens | NN-5602A - Microwave Oven | AW212600123 | Panasonic | IMMUNOLOGY/SEROLOGY | Akron | Akron City Campus | Akron City Hospital | 2nd Floor | 1990-01-01 | Low
No | 004674 | Microwave Ovens | R-2A48 | 28557 | Sharp | Translational Research | Akron | Akron City Campus | ACH Medical Annex | 2nd Floor | 2024-04-22 09:54 | Low
No | 004887 | Microwave Ovens | RCS710 - Microwave | 8804035362 | Amana | T3 - Medical Intensive Care Unit (MICU) | Akron | Akron City Campus | Critical Care Tower | 3rd Floor | 1988-06-09 | Low
No | 039032 | Microwave Ovens | RMS10DS - Hotlab Microwave | 1905400250 | Amana | Nuclear Medicine - SB | Barberton | Barberton Campus | Summa Barberton Hospital | Ground Floor | 2020-11-11 | Low
No | 064125 | Microwave Therapy Systems, Tissue Ablation | 700106003-US - Solero | QBY0003701 | AngioDynamics | Operating Room | Akron | Akron City Campus | Akron City Hospital | 1st Floor | 2024-08-26 09:17 | Medium
No | 004601 | Mixers | 4651 | 120297 | Bayer Healthcare | IMMUNOLOGY/SEROLOGY | Akron | Akron City Campus | Akron City Hospital | 2nd Floor | 1978-01-01 | Low
No | 004606 | Mixers | 4651 | LL1000 | Bayer Healthcare | IMMUNOLOGY/SEROLOGY | Akron | Akron City Campus | Akron City Hospital | 2nd Floor | 1978-01-01 | Low
No | 016014 | Mixers | 4651 | 117657 | Bayer Healthcare | LAB Special Proced Tox | Akron | Akron City Campus | ACH Admin Building | 2nd Floor | 1978-01-01 | Low
No | 016036 | Mixers | 4651 | 121743 | Bayer Healthcare | LAB Critical Care | Akron | Akron City Campus | Akron City Hospital | Ground Floor | 1978-01-01 | Low
No | CE5637 | Mixers | 4651 | 122418 | Bayer Healthcare | LAB Critical Care - SB | Barberton | Barberton Campus | Summa Barberton Hospital | 6th Floor | 2009-04-01 | Low
No | 033393 | Mixers | 12-810 - Mixing Device | 080917000 | Fisher Scientific | LAB Special Proced Tox | Akron | Akron City Campus | ACH Admin Building | 2nd Floor | 2016-09-30 | Low
No | CE0574 | Mixers | 12-810 - Mixing Device | 982 | Fisher Scientific | LAB Critical Care - SB | Barberton | Barberton Campus | Summa Barberton Hospital | 6th Floor | 2009-04-01 | Low
No | 002343 | Mixers | 16 - Mixing Device | 120 | Fisher Scientific | LAB Special Proced Tox | Akron | Akron City Campus | ACH Admin Building | 2nd Floor | 1978-01-01 | Low
No | 004607 | Mixers | 16715 - Mixing Device | 26846649 | Thermolyne | IMMUNOLOGY/SEROLOGY | Akron | Akron City Campus | Akron City Hospital | 2nd Floor | 1990-01-01 | Low
No | 004609 | Mixers | 16715 - Mixing Device | 26849103 | Thermolyne | IMMUNOLOGY/SEROLOGY | Akron | Akron City Campus | Akron City Hospital | 2nd Floor | 1990-01-01 | Low
No | 064242 | Mixers | 26 16 00 | 24040012 | Vortex | LAB Special Proced Tox | Akron | Akron City Campus | ACH Admin Building | 2nd Floor | 2024-09-24 12:22 | Low
No | CE0537 | Mixers | 31BL42 | 8887 | Waringpro | LAB Cytology - SB | Barberton | Barberton Campus | Summa Barberton Hospital | 4th Floor | 2009-04-01 | Low
No | 002064 | Mixers | 346 - Mixing Device, Lab | 828 | Fisher Scientific | LAB Special Proced Tox | Akron | Akron City Campus | ACH Admin Building | 2nd Floor | 1978-01-01 | Low
No | 039524 | Mixers | 348 - Mixing Device | 409N0021 | Fisher Scientific | LAB Blood Bank - SB | Barberton | Barberton Campus | Summa Barberton Hospital | 6th Floor | 2005-06-01 | Low
No | 023383 | Mixers | 51 - Mixing Device, Lab | 16990 | Becton Dickinson (BD) | LAB Special Proced Tox | Akron | Akron City Campus | ACH Admin Building | 2nd Floor | 1998-02-01 | Low
No | 024840 | Mixers | 515030-0508 - Vialmix | 45209507 | Lantheus Medical Imaging | SCI - Noninvasive Cardio Service | Akron | Akron City Campus | Akron City Hospital | Ground Floor | 2009-10-14 | Low
No | 024841 | Mixers | 515030-0508 - Vialmix | 45209522 | Lantheus Medical Imaging | SCI - Noninvasive Cardio Service | Akron | Akron City Campus | Akron City Hospital | Ground Floor | 2009-10-14 | Low
No | 024842 | Mixers | 515030-0508 - Vialmix | 45209511 | Lantheus Medical Imaging | SCI - Noninvasive Cardio Service | Akron | Akron City Campus | Akron City Hospital | Ground Floor | 2009-10-14 | Low
No | 024843 | Mixers | 515030-0508 - Vialmix | 45209512 | Lantheus Medical Imaging | SCI - Noninvasive Cardio Service | Akron | Akron City Campus | Akron City Hospital | Ground Floor | 2009-10-14 | Low
No | 024844 | Mixers | 515030-0508 - Vialmix | 45209517 | Lantheus Medical Imaging | SCI - Noninvasive Cardio Service | Akron | Akron City Campus | Akron City Hospital | Ground Floor | 2009-10-14 | Low
No | 024845 | Mixers | 515030-0508 - Vialmix | 45209519 | Lantheus Medical Imaging | SCI - Noninvasive Cardio Service | Akron | Akron City Campus | Akron City Hospital | Ground Floor | 2009-10-14 | Low
No | 024846 | Mixers | 515030-0508 - Vialmix | 45209524 | Lantheus Medical Imaging | SCI - Noninvasive Cardio Service | Akron | Akron City Campus | Akron City Hospital | Ground Floor | 2009-10-14 | Low
No | 024847 | Mixers | 515030-0508 - Vialmix | 45209528 | Lantheus Medical Imaging | SCI - Noninvasive Cardio Service | Akron | Akron City Campus | Akron City Hospital | Ground Floor | 2009-10-14 | Low
No | 026357 | Mixers | 515030-0508 - Vialmix | 45210895 | Lantheus Medical Imaging | SCI - Noninvasive Cardio Service | Akron | Akron City Campus | Akron City Hospital | Ground Floor | 2011-08-02 | Low
No | 026358 | Mixers | 515030-0508 - Vialmix | 45210913 | Lantheus Medical Imaging | SCI - Noninvasive Cardio Service | Akron | Akron City Campus | Akron City Hospital | Ground Floor | 2011-08-03 | Low
No | 026359 | Mixers | 515030-0508 - Vialmix | 45210914 | Lantheus Medical Imaging | SCI - Noninvasive Cardio Service | Akron | Akron City Campus | Akron City Hospital | Ground Floor | 2011-08-03 | Low
No | 027544 | Mixers | 515030-0508 - Vialmix | 45211122 | Lantheus Medical Imaging | SCI - Noninvasive Cardio Service | Akron | Akron City Campus | Akron City Hospital | Ground Floor | 2011-11-23 | Low
No | 027545 | Mixers | 515030-0508 - Vialmix | 45211113 | Lantheus Medical Imaging | SCI - Noninvasive Cardio Service | Akron | Akron City Campus | Akron City Hospital | Ground Floor | 2011-11-23 | Low
No | 030360 | Mixers | 515030-0508 - Vialmix | 45211123 | Lantheus Medical Imaging | SCI - Noninvasive Cardio Service | Akron | Akron City Campus | Akron City Hospital | Ground Floor | 2013-11-07 | Low
No | 032484 | Mixers | 515030-0508 - Vialmix | 45209963 | Lantheus Medical Imaging | SCI - Noninvasive Cardio Service | Akron | Akron City Campus | Akron City Hospital | Ground Floor | 2017-01-23 | Low
No | 038870 | Mixers | 515030-0508 - Vialmix | 45222635 | Lantheus Medical Imaging | SCI - Noninvasive Vascular - SB | Barberton | Barberton Campus | Summa Barberton Hospital | Ground Floor | 2020-08-04 | Low
No | 052616 | Mixers | 515030-0508 - Vialmix | 45209953 | Lantheus Medical Imaging | SCI - Noninvasive Cardio Service | Akron | Akron City Campus | Akron City Hospital | Ground Floor | 2017-11-22 | Low
No | 058811 | Mixers | 515030-0508 - Vialmix | 45210215 | Lantheus Medical Imaging | ECHO | Barberton | Wadsworth Campus | Wadsworth-Rittman Medical Center | 1st Floor | 2020-06-19 | Low
No | CE7276 | Mixers | 515030-0508 - Vialmix | 45214304 | Lantheus Medical Imaging | SCI - Noninvasive Vascular - SB | Barberton | Barberton Campus | Summa Barberton Hospital | Ground Floor | 2015-03-04 | Low
No | CE7277 | Mixers | 515030-0508 - Vialmix | 45214293 | Lantheus Medical Imaging | SCI - Noninvasive Vascular - SB | Barberton | Barberton Campus | Summa Barberton Hospital | Ground Floor | 2015-03-04 | Low
No | CE7278 | Mixers | 515030-0508 - Vialmix | 45214298 | Lantheus Medical Imaging | SCI - Noninvasive Vascular - SB | Barberton | Barberton Campus | Summa Barberton Hospital | Ground Floor | 2015-03-04 | Low
No | CE8138 | Mixers | 515030-0508 - Vialmix | 45203928 | Lantheus Medical Imaging | SCI - Noninvasive Vascular - SB | Barberton | Barberton Campus | Summa Barberton Hospital | Ground Floor | 2015-03-04 | Low
No | CE8376 | Mixers | 515030-0508 - Vialmix | 45218845 | Lantheus Medical Imaging | SCI - Noninvasive Vascular - SB | Barberton | Barberton Campus | Summa Barberton Hospital | Ground Floor | 2018-01-08 | Low
No | CE8377 | Mixers | 515030-0508 - Vialmix | 45218843 | Lantheus Medical Imaging | SCI - Noninvasive Vascular - SB | Barberton | Barberton Campus | Summa Barberton Hospital | Ground Floor | 2018-01-08 | Low
No | CE8378 | Mixers | 515030-0508 - Vialmix | 45218831 | Lantheus Medical Imaging | SCI - Noninvasive Vascular - SB | Barberton | Barberton Campus | Summa Barberton Hospital | Ground Floor | 2018-01-08 | Low
No | 037475 | Mixers | 58220 - | Unknown | Scientific Industries | LAB General - SW | Barberton | Wadsworth Campus | Wadsworth-Rittman Medical Center | 1st Floor | 2005-06-01 | Low
No | 014100 | Mixers | 6000-2110E - Hybrid Capture System | 1326 | Digene Corp. | IMMUNOLOGY/SEROLOGY | Akron | Akron City Campus | Akron City Hospital | 2nd Floor | 2001-01-02 | Low
No | 043213 | Mixers | 945404 - Vortexer | 140528029 | Fisher Scientific | LAB Green | Barberton | Green Campus | Green Medical Center | Ground Floor | 2023-02-28 14:08 | Low
No | 023368 | Mixers | BR01 - Tube Rocker | 3730 | Vulcon Technologies | LAB General - SW | Barberton | Wadsworth Campus | Wadsworth-Rittman Medical Center | 1st Floor | 2008-01-07 | Low
No | 025178 | Mixers | CM735A - Blood Collection Mixer | 977381 | Genesis BPS | Barberton Oncology | Barberton | Barberton Campus | Summa Barberton Hospital | Ground Floor | 2008-09-17 | Low
No | 026655 | Mixers | CM735A - Blood Collection Mixer | 977382 | Genesis BPS | Outpatient Oncology - Akron | Akron | Akron City Campus | Cooper Cancer Center |  | 2008-09-16 | Low
No | 028723 | Mixers | CM735A - Blood Collection Mixer | 977861 | Genesis BPS | Outpatient Oncology - Medina | Barberton | Medina Campus | Medina Medical Center | 1st Floor | 2010-12-29 | Low
No | 063125 | Mixers | CM735A - Blood Collection Mixer | 980824A6 | Genesis BPS | Outpatient Oncology - Akron | Akron | Akron City Campus | Cooper Cancer Center |  | 2009-07-20 | Low
No | 063517 | Mixers | CM735A - Blood Collection Mixer | 980778 | Genesis BPS | Infusion Center - Stow | Akron | Stow-Kent Campus | Stow-Kent Medical Center | 1st Floor | 2024-01-04 14:17 | Low
No | 063586 | Mixers | CM735A - Blood Collection Mixer | 980838 | Genesis BPS | Outpatient Oncology - Akron | Akron | Akron City Campus | Cooper Cancer Center |  | 2009-07-20 | Low
No | 063588 | Mixers | CM735A - Blood Collection Mixer | 980840 | Genesis BPS | Outpatient Oncology - Akron | Akron | Akron City Campus | Cooper Cancer Center |  | 2009-07-20 | Low
No | 070321 | Mixers | CM735A - Blood Collection Mixer | 980826 | Genesis BPS | Barberton Oncology | Barberton | Barberton Campus | Parkview Pavilion | Ground Floor | 2023-10-19 | Low
No | 070333 | Mixers | CM735A - Blood Collection Mixer | 980825 A6 | Genesis BPS | Outpatient Oncology - Medina | Barberton | Medina Campus | Medina Medical Center | 1st Floor | 2010-12-29 | Low
No | 070342 | Mixers | CM735A - Blood Collection Mixer | 980839 A6 | Genesis BPS | Barberton Oncology | Barberton | Barberton Campus | Parkview Pavilion |  | 2023-11-14 14:41 | Low
No | CE5348 | Mixers | FIBRINOTHERM - | 24706 | Cardinal | Operating Room - SB | Barberton | Barberton Campus | Summa Barberton Hospital | 2nd Floor | 2009-04-01 | Low
No | CE2416 | Mixers | G 560 - | 2-164937 | Fisher Scientific | LAB Cytology - SB | Barberton | Barberton Campus | Summa Barberton Hospital | 4th Floor | 2009-04-01 | Low
No | 007102 | Mixers | L-1237 - Mixing Device, Lab | Unknown | Thermo Fisher Scientific | IMG Health Ctr - Western Reserve | Akron | Hudson Campus | Hudson Medical Center |  | 1998-02-01 | Low
No | 031645 | Mixers | L-RT30 - | 13060340 | Vwr Scientific | LAB Critical Care | Akron | Akron City Campus | Akron City Hospital | Ground Floor | 2013-10-16 | Low
No | 028261 | Mixers | M 37615 - | 1254060454613 | Barnstead | LAB Special Proced Tox | Akron | Akron City Campus | ACH Admin Building | 2nd Floor | 2012-07-23 | Low
No | 028213 | Mixers | M16715 - | C1858101035091 | Fisher Scientific | IMMUNOLOGY/SEROLOGY | Akron | Akron City Campus | Akron City Hospital | 2nd Floor | 2011-01-24 | Low
No | 004598 | Mixers | M16715 - Mixing Device | 26847959 | Thermolyne | IMMUNOLOGY/SEROLOGY | Akron | Akron City Campus | Akron City Hospital | 2nd Floor | 1990-01-01 | Low
No | 004630 | Mixers | M16715 - Mixing Device | 26853700 | Thermolyne | IMMUNOLOGY/SEROLOGY | Akron | Akron City Campus | Akron City Hospital | 2nd Floor | 1997-05-01 | Low
No | 015217 | Mixers | M16715 - Mixing Device | 26849225 | Thermolyne | LAB Special Proced Tox | Akron | Akron City Campus | ACH Admin Building | 2nd Floor | 1990-01-01 | Low
No | 015341 | Mixers | M16715 - Mixing Device | 24698 | Thermolyne | LAB Special Proced Tox | Akron | Akron City Campus | ACH Admin Building | 2nd Floor | 2004-05-26 | Low
No | 004599 | Mixers | M37615 | 37613360 | Thermolyne | IMMUNOLOGY/SEROLOGY | Akron | Akron City Campus | Akron City Hospital | 2nd Floor | 1991-02-13 | Low
No | 006538 | Mixers | M37615 | 871991081367 | Thermolyne | LAB Critical Care | Akron | Akron City Campus | Akron City Hospital | Ground Floor | 1999-11-12 | Low
No | 027795 | Mixers | M37615 | C1861110834930 | Thermolyne | LAB Medina | Barberton | Medina Campus | Medina Medical Center | 1st Floor | 2011-11-30 | Low
No | 006014 | Mixers | MAGTEX - Magnetic Stirrer | 23096-01 | Becton Dickinson (BD) | LAB Specimen Procurement | Akron | Akron City Campus | Akron City Hospital | 5th Floor | 1998-02-01 | Low
No | 004608 | Mixers | PC-310 - Stirrer | Unknown | Corning | IMMUNOLOGY/SEROLOGY | Akron | Akron City Campus | Akron City Hospital | 2nd Floor | 1989-11-07 | Low
No | 004604 | Mixers | PC-320 - Stirrer/Hot Plate | Unknown | Corning | IMMUNOLOGY/SEROLOGY | Akron | Akron City Campus | Akron City Hospital | 2nd Floor | 1989-11-07 | Low
No | 011732 | Mixers | PC-351 - Stirrer/Hot Plate | PC-35 | Corning | Nuclear Medicine | Akron | Akron City Campus | Akron City Hospital | Ground Floor | 2002-09-16 | Low
No | 016302 | Mixers | PC-351 - Stirrer/Hot Plate | Unknown | Corning | LAB Histology/Morgue | Akron | Akron City Campus | ACH Admin Building | 2nd Floor | 2000-09-08 | Low
No | CE0390 | Mixers | PC-351 - Stirrer/Hot Plate | 41214 | Corning | Lab Care-Histology - SB | Barberton | Barberton Campus | Summa Barberton Hospital | 6th Floor | 2009-04-01 | Low
No | 004597 | Mixers | PC-353 - Stirrer | 04169A | Corning | IMMUNOLOGY/SEROLOGY | Akron | Akron City Campus | Akron City Hospital | 2nd Floor | 1978-01-01 | Low
No | 014074 | Mixers | PC-420 - Stirrer/Hot Plate | 390501348150 | Corning | LAB Histology/Morgue | Akron | Akron City Campus | ACH Admin Building | 2nd Floor | 2002-01-03 | Low
No | 028628 | Mixers | PF15 - Platelet Agitator | 995380 | Helmer Scientific | LAB Medina | Barberton | Medina Campus | Medina Medical Center | 1st Floor | 2010-11-03 | Low
No | 031456 | Mixers | PF15 - Platelet Agitator | 1007468 | Helmer Scientific | LAB Green | Barberton | Green Campus | Green Medical Center | Ground Floor | 2012-07-02 | Low
No | 057340 | Mixers | PF15 - Platelet Agitator | 2061074 | Helmer Scientific | LAB Blood Bank | Akron | Akron City Campus | H Tower | Ground Floor | 2018-08-27 | Low
No | 016015 | Mixers | R4140 - Mixing Device | 034348 | American Dade | IMMUNOLOGY/SEROLOGY | Akron | Akron City Campus | Akron City Hospital | 2nd Floor | 1991-02-26 | Low
No | 002059 | Mixers | R4185-10 - Tube Rocker | 011262 | American Dade | LAB Special Proced Tox | Akron | Akron City Campus | ACH Admin Building | 2nd Floor | 1978-01-01 | Low
No | 101-10424 | Mixers | R4185-70 - | 0090206 | American Scientific, Llc | LAB General - SW | Barberton | Wadsworth Campus | Wadsworth-Rittman Medical Center | 1st Floor | 2005-06-01 | Low
No | 063595 | Mixers | S7D Vortex | 090918033 | Fisher Scientific | Translational Research | Akron | Akron City Campus | ACH Medical Annex | 2nd Floor | 2024-01-02 07:31 | Low
No | 101-08713 | Mixers | S8220 - | Unknown | Scientific Industries | LAB General - SW | Barberton | Wadsworth Campus | Wadsworth-Rittman Medical Center | 1st Floor | 2005-06-01 | Low
No | 004615 | Mixers | S8223-1 - Mixing Device | 027567 | American Scientific, Llc | IMMUNOLOGY/SEROLOGY | Akron | Akron City Campus | Akron City Hospital | 2nd Floor | 1989-10-04 | Low
No | 016016 | Mixers | S8252-1 - Stirrer, Magnetic | 004152 | American Dade | IMMUNOLOGY/SEROLOGY | Akron | Akron City Campus | Akron City Hospital | 2nd Floor | 1998-02-01 | Low
No | CE5760 | Mixers | SpeciMix M26125 - | 1859080450297 | Barnstead | LAB Critical Care - SB | Barberton | Barberton Campus | Summa Barberton Hospital | 6th Floor | 2009-04-01 | Low
No | 057926 | Mixers | T415110 - Labquake Shaker Table | C2010023121924093 | Thermo Fisher Scientific | LAB Histology/Morgue | Akron | Akron City Campus | ACH Admin Building | 2nd Floor | 2020-06-09 | Low
No | 002065 | Mixers | Unknown - MIXING DEVICE | Unknown | Eberbach | LAB Special Proced Tox | Akron | Akron City Campus | ACH Admin Building | 2nd Floor | 1978-01-01 | Low
No | 059178 | Mixers | Unknown - MIXING DEVICE | 072016 | Eberbach | LAB Special Proced Tox | Akron | Akron City Campus | ACH Admin Building | 2nd Floor | 2020-08-26 | Low
No | 053060 | Mixers | VIALMIX 515030-1201 - MIXER CONTRAST MEDIA | 45204134 | Bristol | SCI - Noninvasive Cardio Service | Akron | Akron City Campus | Akron City Hospital | Ground Floor | 2009-10-14 | Low
No | 053063 | Mixers | VIALMIX 515030-1201 - MIXER CONTRAST MEDIA | 45204144 | Bristol | 1 Central - CV Progressive Care Unit (PCU) | Akron | Akron City Campus | Akron City Hospital | 1st Floor | 2017-09-12 | Low
No | 056402 | Mixers | VIALMIX 515030-1201 - MIXER CONTRAST MEDIA | 45219682 | Bristol | SCI - Noninvasive Cardio Service | Akron | Akron City Campus | Akron City Hospital | Ground Floor | 2019-04-10 | Low
No | 058509 | Mixers | VIALMIX 515030-1201 - MIXER CONTRAST MEDIA | 45207861 | Bristol | SCI - Noninvasive Cardio Service | Akron | Akron City Campus | Akron City Hospital | Ground Floor | 2019-11-19 | Low
No | 058511 | Mixers | VIALMIX 515030-1201 - MIXER CONTRAST MEDIA | 45204142 | Bristol | IMG Green MOB | Barberton | Green Campus | Green Medical Center | Ground Floor | 2019-11-19 | Low
No | 058810 | Mixers | VIALMIX 515030-1201 - MIXER CONTRAST MEDIA | 45206775 | Bristol | ECHO | Barberton | Wadsworth Campus | Wadsworth-Rittman Medical Center | 1st Floor | 2020-06-19 | Low
No | 053043 | Mixers | VIALMIX 515030-1201 - Mixer, Vial | 45210095 | Lantheus Medical Imaging | SCI - Noninvasive Cardio Service | Akron | Akron City Campus | Akron City Hospital | Ground Floor | 2009-10-14 | Low
No | 057622 | Mixers | VIALMIX 515030-1201 - Mixer, Vial | 45210075 | Lantheus Medical Imaging | SCI - Noninvasive Cardio Service | Akron | Akron City Campus | Akron City Hospital | Ground Floor | 2019-08-27 | Low
No | 058658 | Mixers | VIALMIX 515030-1201 - Mixer, Vial | 45221647 | Lantheus Medical Imaging | SCI - Noninvasive Cardio Service | Akron | Akron City Campus | Akron City Hospital | Ground Floor | 2020-01-20 | Low
No | 058659 | Mixers | VIALMIX 515030-1201 - Mixer, Vial | 45221650 | Lantheus Medical Imaging | SCI - Echo Services - SB | Barberton | Barberton Campus | Summa Barberton Hospital | Ground Floor | 2020-01-20 | Low
No | 058660 | Mixers | VIALMIX 515030-1201 - Mixer, Vial | 45221552 | Lantheus Medical Imaging | SCI - Noninvasive Cardio Service | Akron | Akron City Campus | Akron City Hospital | Ground Floor | 2020-01-20 | Low
No | 058661 | Mixers | VIALMIX 515030-1201 - Mixer, Vial | 45221665 | Lantheus Medical Imaging | SCI - Noninvasive Cardio Service | Akron | Akron City Campus | Akron City Hospital | Ground Floor | 2020-01-20 | Low
No | 058662 | Mixers | VIALMIX 515030-1201 - Mixer, Vial | 45221668 | Lantheus Medical Imaging | SCI - Noninvasive Cardio Service | Akron | Akron City Campus | Akron City Hospital | Ground Floor | 2020-01-20 | Low
No | 058663 | Mixers | VIALMIX 515030-1201 - Mixer, Vial | 45221677 | Lantheus Medical Imaging | SCI - Noninvasive Cardio Service | Akron | Akron City Campus | Akron City Hospital | Ground Floor | 2020-01-20 | Low
No | 058664 | Mixers | VIALMIX 515030-1201 - Mixer, Vial | 45221679 | Lantheus Medical Imaging | SCI - Noninvasive Cardio Service | Akron | Akron City Campus | Akron City Hospital | Ground Floor | 2020-01-20 | Low
No | 058665 | Mixers | VIALMIX 515030-1201 - Mixer, Vial | 45221729 | Lantheus Medical Imaging | SCI - Noninvasive Cardio Service | Akron | Akron City Campus | Akron City Hospital | Ground Floor | 2020-01-20 | Low
No | 060283 | Mixers | VIALMIX 515030-1201 - Mixer, Vial | 45223018 | Lantheus Medical Imaging | SCI - Noninvasive Cardio Service | Akron | Akron City Campus | Akron City Hospital | Ground Floor | 2021-05-19 | Low
No | 064736 | Mixers | VIALMIX 515030-1201 - Mixer, Vial | 45223024 | Lantheus Medical Imaging | SCI - Noninvasive Cardio Service | Akron | Akron City Campus | Akron City Hospital | Ground Floor | 2024-11-12 | Low
No | 015157 | Mixers | VIALMIX,BRISTOL-MYER - Mixer | 45203581 | Dupont | SCI - Noninvasive Cardio Service | Akron | Akron City Campus | Akron City Hospital | Ground Floor | 2004-03-29 | Low
No | 015159 | Mixers | VIALMIX,BRISTOL-MYER - Mixer | 45203587 | Dupont | SCI - Noninvasive Cardio Service | Akron | Akron City Campus | Akron City Hospital | Ground Floor | 2004-03-29 | Low
No | 015160 | Mixers | VIALMIX,BRISTOL-MYER - Mixer | 45203591 | Dupont | H6 - Surgical Progressive Care Unit (PCU) | Akron | Akron City Campus | H Tower | 6th Floor | 2004-03-29 | Low
No | 017106 | Mixers | VIALMIX,BRISTOL-MYER - Mixer | 4501050 | Dupont | SCI - Noninvasive Cardio Service | Akron | Akron City Campus | Akron City Hospital | Ground Floor | 2002-05-30 | Low
No | 017199 | Mixers | VIALMIX,BRISTOL-MYER - Mixer | 4501004 | Dupont | SCI - Noninvasive Cardio Service | Akron | Akron City Campus | Akron City Hospital | Ground Floor | 2002-10-28 | Low
No | 052614 | Mixers | VIALMIX,BRISTOL-MYER - Mixer | 45216612 | Dupont | SCI - Noninvasive Cardio Service | Akron | Akron City Campus | Akron City Hospital | Ground Floor | 2017-09-27 | Low
No | 052617 | Mixers | VIALMIX,BRISTOL-MYER - Mixer | 45216605 | Dupont | SCI - Noninvasive Cardio Service | Akron | Akron City Campus | Akron City Hospital | Ground Floor | 2017-10-04 | Low
No | 052618 | Mixers | VIALMIX,BRISTOL-MYER - Mixer | 45216645 | Dupont | SCI - Noninvasive Cardio Service | Akron | Akron City Campus | Akron City Hospital | Ground Floor | 2017-10-04 | Low
No | 052619 | Mixers | VIALMIX,BRISTOL-MYER - Mixer | 45216652 | Dupont | SCI - Noninvasive Cardio Service | Akron | Akron City Campus | Akron City Hospital | Ground Floor | 2017-10-04 | Low
No | 052629 | Mixers | VIALMIX,BRISTOL-MYER - Mixer | 45210074 | Dupont | SCI - Noninvasive Cardio Service | Akron | Akron City Campus | Akron City Hospital | Ground Floor | 2017-10-19 | Low
No | 052722 | Mixers | VIALMIX,BRISTOL-MYER - Mixer | 45216610 | Dupont | SCI - Noninvasive Cardio Service | Akron | Akron City Campus | Akron City Hospital | Ground Floor | 2018-10-16 | Low
No | 006013 | Mixers | VIBRAX-VXR - Mixer, Lab | 663253 | Thermo Fisher Scientific | LAB Cytology | Akron | Akron City Campus | Akron City Hospital | 5th Floor | 1998-02-01 | Low
No | 052653 | Mixers, Rotary, Surgical Cement | MXR-US-2000 - Norian Rotary Mixer | 01203 | Depuy Synthes | Operating Room | Akron | Akron City Campus | Akron City Hospital | 1st Floor | 2018-02-12 | Low
No | 058784 | Mixers, Rotary, Surgical Cement | MXR-US-2000 - Norian Rotary Mixer | 02330 | Depuy Synthes | Operating Room | Akron | Akron City Campus | Akron City Hospital | 1st Floor | 2020-03-31 | Low
No | 034531 | Module, Interface | 80092-0006D - PDM Interface Module | 573420 | Merge Healthcare | SCI-Cardiology Prep & Recovery | Akron | Akron City Campus | Akron City Hospital | 1st Floor | 2015-08-03 | Low
No | 034533 | Module, Interface | 80092-0006D - PDM Interface Module | 574417 | Merge Healthcare | SCI-Cardiac Cath Lab Svcs | Akron | Akron City Campus | 75 Arch | 2nd Floor | 2015-08-03 | Low
No | 034557 | Module, Interface | 80092-0006D - PDM Interface Module | 574419 | Merge Healthcare | Operating Room | Akron | Akron City Campus | Akron City Hospital | 1st Floor | 2015-08-11 | Low
No | 034560 | Module, Interface | 80092-0006D - PDM Interface Module | 573480 | Merge Healthcare | SCI-Cardiac Cath Lab Svcs | Akron | Akron City Campus | Akron City Hospital | 1st Floor | 2015-08-11 | Low
No | 038840 | Module, Interface | 80092-0006D - PDM Interface Module | 573418 | Merge Healthcare | SCI-Cardiac Cath Lab Svcs - SB | Barberton | Barberton Campus | Summa Barberton Hospital | 2nd Floor | 2020-07-16 | Low
No | 038850 | Module, Interface | 80092-0006D - PDM Interface Module | 573423 | Merge Healthcare | Angiography - SB | Barberton | Barberton Campus | Summa Barberton Hospital | 2nd Floor | 2020-07-21 | Low
No | 052766 | Module, Interface | 80092-0006D - PDM Interface Module | 01607? 08200-0259C | Merge Healthcare | SCI-Cardiac Cath Lab Svcs | Akron | Akron City Campus | Akron City Hospital | 1st Floor | 2019-01-07 | Low
No | 052777 | Module, Interface | 80092-0006D - PDM Interface Module | 13069 | Merge Healthcare | SCI-Cardiac Cath Lab Svcs | Akron | Akron City Campus | Akron City Hospital | 1st Floor | 2019-01-07 | Low
No | 062460 | Module, Interface | EM-5070-00F | S437472 | Biosense Webster | SCI-Heart Rhythm Services | Akron | Akron City Campus | Akron City Hospital | 1st Floor | 2022-11-28 | Low
No | 062461 | Module, Interface | EM-5070-00F | S441173 | Biosense Webster | SCI-Heart Rhythm Services | Akron | Akron City Campus | Akron City Hospital | 1st Floor | 2023-01-13 15:44 | Low
No | 063916 | Module, Interface | M004PF61M407 - Farastar | 104230947 | Boston Scientific | SCI-Heart Rhythm Services | Akron | Akron City Campus | Akron City Hospital | 1st Floor | 2024-04-24 12:01 | Low
No | 027376 | Moist Heat Therapy Pack Conditioners | HT-R12 - Hydratherm Deluxe Hydrocollator | 1026168014 | Richmar | Rehab Services OP - Hudson | Akron | Hudson Campus | Summa Health Wellness Center | Ground Floor | 2016-12-22 | Low
No | 070837 | Moist Heat Therapy Pack Conditioners | HT-R12 - Hydratherm Deluxe Hydrocollator | TU24100005001363 | Richmar | Park West Therapy | Barberton | White Pond Campus | White Pond Medical Center | 3rd Floor | 2025-01-06 11:56 | Low
No | 039137 | Moist Heat Therapy Pack Conditioners | M-2 Hydrocollator | 61413 | Chattanooga Group / DJO | Wadsworth Comm. Ctn. PT | Barberton | Wadsworth Campus | Wadsworth Community Center | 1st Floor | 2021-02-22 | Low
No | 033073 | Moist Heat Therapy Pack Conditioners | SS-2 - Hydrocollator | 16733 | Chattanooga Group / DJO | Rehab Services OP - Green | Barberton | Green Campus | Green Family YMCA | Ground Floor | 2009-04-01 | Low
No | 059051 | Monitoring Systems, Physiologic, Cardiac Cath/EP | 2109330-004 - Cardiolab Altix | SSD20061705TA | GE Healthcare | SCI-Heart Rhythm Services | Akron | Akron City Campus | Akron City Hospital | 1st Floor | 2020-09-21 | Low
No | 059058 | Monitoring Systems, Physiologic, Cardiac Cath/EP | 2109330-004 - Cardiolab Altix | SSD20061706TA | GE Healthcare | SCI-Heart Rhythm Services | Akron | Akron City Campus | Akron City Hospital | 1st Floor | 2020-09-21 | Low
No | 059065 | Monitoring Systems, Physiologic, Cardiac Cath/EP | 2109330-004 - Cardiolab Altix | SSD20061710TA | GE Healthcare | SCI-Cardiac Cath Lab Svcs | Akron | Akron City Campus | Akron City Hospital | 1st Floor | 2020-09-21 | Low
No | 039276 | Monitoring Systems, Physiologic, Cardiac Cath/EP | 79-00002-03E - Computer Client | 782 CLIENT | Merge Healthcare | SCI-Cardiac Cath Lab Svcs - SB | Barberton | Barberton Campus | Summa Barberton Hospital | 2nd Floor | 2021-03-01 | Low
No | 039282 | Monitoring Systems, Physiologic, Cardiac Cath/EP | 79-00002-03E - Computer Client | 783 CLIENT | Merge Healthcare | Angiography - SB | Barberton | Barberton Campus | Summa Barberton Hospital | 2nd Floor | 2021-03-01 | Low
No | 060226 | Monitoring Systems, Physiologic, Cardiac Cath/EP | 79-00002-03E - Computer Client | 776 CLIENT | Merge Healthcare | SCI-Cardiac Cath Lab Svcs | Akron | Akron City Campus | Akron City Hospital | 1st Floor | 2021-03-02 | Low
No | 060231 | Monitoring Systems, Physiologic, Cardiac Cath/EP | 79-00002-03E - Computer Client | 775 CLIENT | Merge Healthcare | SCI-Cardiac Cath Lab Svcs | Akron | Akron City Campus | Akron City Hospital | 1st Floor | 2021-03-01 | Low
No | 060236 | Monitoring Systems, Physiologic, Cardiac Cath/EP | 79-00002-03E - Computer Client | 774 CLIENT | Merge Healthcare | SCI-Cardiac Cath Lab Svcs | Akron | Akron City Campus | Akron City Hospital | 1st Floor | 2021-03-01 | Low
No | 060241 | Monitoring Systems, Physiologic, Cardiac Cath/EP | 79-00002-03E - Computer Client | 773 CLIENT | Merge Healthcare | Operating Room | Akron | Akron City Campus | Akron City Hospital | 1st Floor | 2021-03-02 | Low
No | 060246 | Monitoring Systems, Physiologic, Cardiac Cath/EP | 79-00002-03E - Computer Client | 772 CLIENT | Merge Healthcare | SCI-Cardiac Cath Lab Svcs | Akron | Akron City Campus | Akron City Hospital | 2nd Floor | 2021-03-02 | Low
No | 039283 | Monitoring Systems, Physiologic, Cardiac Cath/EP | 79-00003-03D - Computer, Hemodynamics | 785 HEMO | Merge Healthcare | Angiography - SB | Barberton | Barberton Campus | Summa Barberton Hospital | 2nd Floor | 2021-03-01 | Low
No | 060227 | Monitoring Systems, Physiologic, Cardiac Cath/EP | 79-00003-03D - Computer, Hemodynamics | 783 HEMO | Merge Healthcare | SCI-Cardiac Cath Lab Svcs | Akron | Akron City Campus | Akron City Hospital | 1st Floor | 2021-03-02 | Low
No | 060232 | Monitoring Systems, Physiologic, Cardiac Cath/EP | 79-00003-03D - Computer, Hemodynamics | 775 HEMO | Merge Healthcare | SCI-Cardiac Cath Lab Svcs | Akron | Akron City Campus | Akron City Hospital | 1st Floor | 2021-03-01 | Low
No | 060237 | Monitoring Systems, Physiologic, Cardiac Cath/EP | 79-00003-03D - Computer, Hemodynamics | 776 HEMO | Merge Healthcare | SCI-Cardiac Cath Lab Svcs | Akron | Akron City Campus | Akron City Hospital | 1st Floor | 2021-03-01 | Low
No | 060242 | Monitoring Systems, Physiologic, Cardiac Cath/EP | 79-00003-03D - Computer, Hemodynamics | 774 HEMO | Merge Healthcare | Operating Room | Akron | Akron City Campus | Akron City Hospital | 1st Floor | 2021-03-02 | Low
No | 060247 | Monitoring Systems, Physiologic, Cardiac Cath/EP | 79-00003-03D - Computer, Hemodynamics | 777 HEMO | Merge Healthcare | SCI-Cardiac Cath Lab Svcs | Akron | Akron City Campus | Akron City Hospital | 2nd Floor | 2021-03-02 | Low
No | 070208 | Monitoring Systems, Physiologic, Cardiac Cath/EP | 79-00003-03D - Computer, Hemodynamics | 1198 HEMO | Merge Healthcare | SCI-Cardiac Cath Lab Svcs - SB | Barberton | Barberton Campus | Summa Barberton Hospital | 2nd Floor | 2021-03-01 | Low
No | 032494 | Monitoring Systems, Physiologic, Stress Exercise | 2012492-017 - Case Stress Test System | SNP16330958SA | GE Healthcare | SCI - Noninvasive Cardio Service | Akron | Akron City Campus | 95 Arch | 3rd Floor | 2017-03-21 | Low
No | 033206 | Monitoring Systems, Physiologic, Stress Exercise | 2012492-017 - Case Stress Test System | SN215461951SA | GE Healthcare | SCI - Cardio & Pulm Rehab | Akron | Akron City Campus | 95 Arch | Ground Floor | 2015-11-18 | Low
No | 033474 | Monitoring Systems, Physiologic, Stress Exercise | 2012492-017 - Case Stress Test System | SN216050104SA | GE Healthcare | SCI - Noninvasive Cardio Service | Barberton | White Pond Campus | White Pond Medical Center | 3rd Floor | 2016-02-10 | Low
No | 033482 | Monitoring Systems, Physiologic, Stress Exercise | 2012492-017 - Case Stress Test System | SN216050111SA | GE Healthcare | SCI - Noninvasive Cardio Service | Akron | Akron City Campus | 95 Arch | 3rd Floor | 2016-02-10 | Low
No | 033486 | Monitoring Systems, Physiologic, Stress Exercise | 2012492-017 - Case Stress Test System | SN216050098SA | GE Healthcare | SCI - Noninvasive Cardio Service | Akron | Akron City Campus | 95 Arch | 3rd Floor | 2016-02-10 | Low
No | 034757 | Monitoring Systems, Physiologic, Stress Exercise | 2012492-017 - Case Stress Test System | SN216180484SA | GE Healthcare | SCI - Noninvasive Cardio Service | Barberton | White Pond Campus | White Pond Medical Center | 3rd Floor | 2016-05-18 | Low
No | 037024 | Monitoring Systems, Physiologic, Stress Exercise | 2012492-017 - Case Stress Test System | SN216050100SA | GE Healthcare | SCI - Cardiac Stress Testing - SB | Barberton | Barberton Campus | Summa Barberton Hospital | Ground Floor | 2016-02-11 | Low
No | 037029 | Monitoring Systems, Physiologic, Stress Exercise | 2012492-017 - Case Stress Test System | SN216050106SA | GE Healthcare | SCI - Cardiac Stress Testing - SB | Barberton | Barberton Campus | Summa Barberton Hospital | Ground Floor | 2016-02-11 | Low
No | 058565 | Monitoring Systems, Physiologic, Stress Exercise | 2062898-001 - Case Stress Test System | STE19460042SA | GE Healthcare | SCI - Noninvasive Cardio Service | Akron | Akron City Campus | 95 Arch | 3rd Floor | 2019-12-18 | Low
No | 058653 | Monitoring Systems, Physiologic, Stress Exercise | 2062898-001 - Case Stress Test System | STE19510005SA | GE Healthcare | SCI - Noninvasive Cardio Service | Akron | Akron City Campus | Akron City Hospital | Ground Floor | 2020-01-07 | Low
No | 059050 | Monitoring Systems, Physiologic, Stress Exercise | 2062898-001 - Case Stress Test System | STE20240004SA | GE Healthcare | Nuclear Medicine | Akron | Akron City Campus | Akron City Hospital | Ground Floor | 2020-07-20 | Low
No | 034830 | Monitoring Systems, Physiologic, Stress Exercise | CPX Ultima Series - Metabolic Stress Test System | 250000111 | MGC Diagnostics | SCI - Cardio & Pulm Rehab | Akron | Akron City Campus | 95 Arch | Ground Floor | 2016-11-01 | Low
No | 019199 | Monitors, Environmental | 36-751 - Xenogard - Xenon Monitor | 448 | Victoreen / Fluke Biomedical | Nuclear Medicine | Akron | Akron City Campus | Akron City Hospital | Ground Floor | 2002-08-07 | Low
No | 07645A | Monitors, Environmental | 36-751 - Xenogard - Xenon Monitor | 18350 | Victoreen / Fluke Biomedical | Nuclear Medicine | Akron | Akron City Campus | Akron City Hospital | Ground Floor | 1983-05-01 | Low
No | 039038 | Monitors, Physiologic, Bedside, Modular | 101NR - Model 101 Series Monitor | 000728310 | Ivy Biomedical Systems | Nuclear Medicine - SB | Barberton | Barberton Campus | Summa Barberton Hospital | Ground Floor | 2020-12-24 | Low
No | 027297 | Monitors, Physiologic, Bedside, Modular | 101T | 427558 | Ivy Biomedical Systems | Nuclear Medicine - SW | Barberton | Wadsworth Campus | Wadsworth-Rittman Medical Center | 1st Floor | 2006-11-06 | Low
No | 038180 | Monitors, Physiologic, Bedside, Modular | 3000T - 3000T | 0603039 | Ivy Biomedical Systems | Nuclear Medicine - SB | Barberton | Barberton Campus | Summa Barberton Hospital | Ground Floor | 2019-12-20 | Low
No | 037306 | Monitors, Physiologic, Bedside, Modular | 6803F-PA00002 - Passport 17M | JC-67001343 | Mindray | Virtual Care Simulation Lab | Akron | Akron City Campus | Akron City Hospital | 1st Floor | 2016-10-20 | Low
No | 055683 | Monitors, Physiologic, Bedside, Modular | 7800 - Gate EKG Trigger | 16040599 | Ivy Biomedical Systems | Diagnostic Radiology | Akron | Akron City Campus | Akron City Hospital | Ground Floor | 2020-06-02 | Low
No | 063011 | Monitors, Physiologic, Bedside, Modular | 7800 - Gate EKG Trigger | 22080222 | Ivy Biomedical Systems | Nuclear Medicine | Akron | Akron City Campus | Akron City Hospital | Ground Floor | 2022-10-24 | Low
No | 063924 | Monitors, Physiologic, Bedside, Modular | 7800 - Gate EKG Trigger | 23050391 | Ivy Biomedical Systems | Nuclear Medicine | Akron | Akron City Campus | Akron City Hospital | Ground Floor | 2023-08-01 | Low
No | 064743 | Monitors, Physiologic, Bedside, Modular | 7800 - Gate EKG Trigger | 24010507 | Ivy Biomedical Systems | IMG Health Ctr-Tallmadge | Akron | Tallmadge Campus | Tallmadge Medical Center | 1st Floor | 2024-06-20 09:10 | Medium
No | 028073 | Monitors, Physiologic, Bedside, Modular | 865240 - Intellivue MX800 | DE12508375 | Philips Healthcare | T2 - STN Intensive Care Unit (STN-ICU) | Akron | Akron City Campus | Critical Care Tower | 2nd Floor | 2011-11-08 | Low
No | 030001 | Monitors, Physiologic, Bedside, Modular | 865240 - Intellivue MX800 | DE12506634 | Philips Healthcare | T2 - STN Intensive Care Unit (STN-ICU) | Akron | Akron City Campus | Critical Care Tower | 2nd Floor | 2011-11-08 | Low
No | 030002 | Monitors, Physiologic, Bedside, Modular | 865240 - Intellivue MX800 | DE12506556 | Philips Healthcare | T2 - STN Intensive Care Unit (STN-ICU) | Akron | Akron City Campus | Critical Care Tower | 2nd Floor | 2011-11-08 | Low
No | 030003 | Monitors, Physiologic, Bedside, Modular | 865240 - Intellivue MX800 | DE12506652 | Philips Healthcare | T2 - STN Intensive Care Unit (STN-ICU) | Akron | Akron City Campus | Critical Care Tower | 2nd Floor | 2011-11-08 | Low
No | 030004 | Monitors, Physiologic, Bedside, Modular | 865240 - Intellivue MX800 | DE12506637 | Philips Healthcare | T2 - STN Intensive Care Unit (STN-ICU) | Akron | Akron City Campus | Critical Care Tower | 2nd Floor | 2011-11-08 | Low
No | 030005 | Monitors, Physiologic, Bedside, Modular | 865240 - Intellivue MX800 | DE12506653 | Philips Healthcare | T2 - STN Intensive Care Unit (STN-ICU) | Akron | Akron City Campus | Critical Care Tower | 2nd Floor | 2011-11-08 | Low
No | 030006 | Monitors, Physiologic, Bedside, Modular | 865240 - Intellivue MX800 | DE12506665 | Philips Healthcare | T2 - STN Intensive Care Unit (STN-ICU) | Akron | Akron City Campus | Critical Care Tower | 2nd Floor | 2011-11-08 | Low
No | 030007 | Monitors, Physiologic, Bedside, Modular | 865240 - Intellivue MX800 | DE12506662 | Philips Healthcare | T2 - STN Intensive Care Unit (STN-ICU) | Akron | Akron City Campus | Critical Care Tower | 2nd Floor | 2011-11-08 | Low
No | 030008 | Monitors, Physiologic, Bedside, Modular | 865240 - Intellivue MX800 | DE12506666 | Philips Healthcare | T2 - STN Intensive Care Unit (STN-ICU) | Akron | Akron City Campus | Critical Care Tower | 2nd Floor | 2011-11-08 | Low
No | 030009 | Monitors, Physiologic, Bedside, Modular | 865240 - Intellivue MX800 | DE12506561 | Philips Healthcare | T2 - STN Intensive Care Unit (STN-ICU) | Akron | Akron City Campus | Critical Care Tower | 2nd Floor | 2011-11-08 | Low
No | 030010 | Monitors, Physiologic, Bedside, Modular | 865240 - Intellivue MX800 | DE12506635 | Philips Healthcare | T2 - STN Intensive Care Unit (STN-ICU) | Akron | Akron City Campus | Critical Care Tower | 2nd Floor | 2011-11-08 | Low
No | 030012 | Monitors, Physiologic, Bedside, Modular | 865240 - Intellivue MX800 | DE12506657 | Philips Healthcare | T2 - STN Intensive Care Unit (STN-ICU) | Akron | Akron City Campus | Critical Care Tower | 2nd Floor | 2011-11-08 | Low
No | 030013 | Monitors, Physiologic, Bedside, Modular | 865240 - Intellivue MX800 | DE12506600 | Philips Healthcare | T2 - STN Intensive Care Unit (STN-ICU) | Akron | Akron City Campus | Critical Care Tower | 2nd Floor | 2011-11-08 | Low
No | 030014 | Monitors, Physiologic, Bedside, Modular | 865240 - Intellivue MX800 | DE12506645 | Philips Healthcare | T2 - STN Intensive Care Unit (STN-ICU) | Akron | Akron City Campus | Critical Care Tower | 2nd Floor | 2011-11-08 | Low
No | 030015 | Monitors, Physiologic, Bedside, Modular | 865240 - Intellivue MX800 | DE12506570 | Philips Healthcare | T2 - STN Intensive Care Unit (STN-ICU) | Akron | Akron City Campus | Critical Care Tower | 2nd Floor | 2011-11-08 | Low
No | 030016 | Monitors, Physiologic, Bedside, Modular | 865240 - Intellivue MX800 | DE12506587 | Philips Healthcare | T2 - STN Intensive Care Unit (STN-ICU) | Akron | Akron City Campus | Critical Care Tower | 2nd Floor | 2011-11-08 | Low
No | 030017 | Monitors, Physiologic, Bedside, Modular | 865240 - Intellivue MX800 | DE12506639 | Philips Healthcare | T2 - STN Intensive Care Unit (STN-ICU) | Akron | Akron City Campus | Critical Care Tower | 2nd Floor | 2011-11-08 | Low
No | 030018 | Monitors, Physiologic, Bedside, Modular | 865240 - Intellivue MX800 | DE12506654 | Philips Healthcare | T2 - STN Intensive Care Unit (STN-ICU) | Akron | Akron City Campus | Critical Care Tower | 2nd Floor | 2011-11-08 | Low
No | 030019 | Monitors, Physiologic, Bedside, Modular | 865240 - Intellivue MX800 | DE12506641 | Philips Healthcare | T2 - STN Intensive Care Unit (STN-ICU) | Akron | Akron City Campus | Critical Care Tower | 2nd Floor | 2011-11-08 | Low
No | 030020 | Monitors, Physiologic, Bedside, Modular | 865240 - Intellivue MX800 | DE12506638 | Philips Healthcare | T2 - STN Intensive Care Unit (STN-ICU) | Akron | Akron City Campus | Critical Care Tower | 2nd Floor | 2011-11-08 | Low
No | 030021 | Monitors, Physiologic, Bedside, Modular | 865240 - Intellivue MX800 | DE12506630 | Philips Healthcare | T2 - STN Intensive Care Unit (STN-ICU) | Akron | Akron City Campus | Critical Care Tower | 2nd Floor | 2011-11-08 | Low
No | 030022 | Monitors, Physiologic, Bedside, Modular | 865240 - Intellivue MX800 | DE12506642 | Philips Healthcare | T2 - STN Intensive Care Unit (STN-ICU) | Akron | Akron City Campus | Critical Care Tower | 2nd Floor | 2011-11-08 | Low
No | 030080 | Monitors, Physiologic, Bedside, Modular | 865240 - Intellivue MX800 | DE12506655 | Philips Healthcare | T2 - STN Intensive Care Unit (STN-ICU) | Akron | Akron City Campus | Critical Care Tower | 2nd Floor | 2011-11-08 | Low
No | 030081 | Monitors, Physiologic, Bedside, Modular | 865240 - Intellivue MX800 | DE12506669 | Philips Healthcare | T2 - STN Intensive Care Unit (STN-ICU) | Akron | Akron City Campus | Critical Care Tower | 2nd Floor | 2011-11-08 | Low
No | 030082 | Monitors, Physiologic, Bedside, Modular | 865240 - Intellivue MX800 | DE12506557 | Philips Healthcare | T2 - STN Intensive Care Unit (STN-ICU) | Akron | Akron City Campus | Critical Care Tower | 2nd Floor | 2011-11-08 | Low
No | 030083 | Monitors, Physiologic, Bedside, Modular | 865240 - Intellivue MX800 | DE12506659 | Philips Healthcare | T2 - STN Intensive Care Unit (STN-ICU) | Akron | Akron City Campus | Critical Care Tower | 2nd Floor | 2011-11-08 | Low
No | 030084 | Monitors, Physiologic, Bedside, Modular | 865240 - Intellivue MX800 | DE12506668 | Philips Healthcare | T2 - STN Intensive Care Unit (STN-ICU) | Akron | Akron City Campus | Critical Care Tower | 2nd Floor | 2011-11-08 | Low
No | 032717 | Monitors, Physiologic, Bedside, Modular | 865240 - Intellivue MX800 | DE34529888 | Philips Healthcare | Anesthesia | Akron | Akron City Campus | Akron City Hospital | 1st Floor | 2014-05-07 | Low
No | 032718 | Monitors, Physiologic, Bedside, Modular | 865240 - Intellivue MX800 | DE34529883 | Philips Healthcare | Anesthesia | Akron | Akron City Campus | Akron City Hospital | 1st Floor | 2014-05-07 | Low
No | 032719 | Monitors, Physiologic, Bedside, Modular | 865240 - Intellivue MX800 | DE34529895 | Philips Healthcare | Anesthesia | Akron | Akron City Campus | Akron City Hospital | 1st Floor | 2014-05-07 | Low
No | 032720 | Monitors, Physiologic, Bedside, Modular | 865240 - Intellivue MX800 | DE34529878 | Philips Healthcare | Anesthesia | Akron | Akron City Campus | Akron City Hospital | 1st Floor | 2014-05-07 | Low
No | 032721 | Monitors, Physiologic, Bedside, Modular | 865240 - Intellivue MX800 | DE34529886 | Philips Healthcare | Anesthesia | Akron | Akron City Campus | Akron City Hospital | 1st Floor | 2014-05-07 | Low
No | 032722 | Monitors, Physiologic, Bedside, Modular | 865240 - Intellivue MX800 | DE34529891 | Philips Healthcare | Anesthesia | Akron | Akron City Campus | Akron City Hospital | 1st Floor | 2014-05-07 | Low
No | 032723 | Monitors, Physiologic, Bedside, Modular | 865240 - Intellivue MX800 | DE34529890 | Philips Healthcare | Anesthesia | Akron | Akron City Campus | Akron City Hospital | 1st Floor | 2014-05-07 | Low
No | 032724 | Monitors, Physiologic, Bedside, Modular | 865240 - Intellivue MX800 | DE34529887 | Philips Healthcare | Anesthesia | Akron | Akron City Campus | Akron City Hospital | 1st Floor | 2014-05-07 | Low
No | 032725 | Monitors, Physiologic, Bedside, Modular | 865240 - Intellivue MX800 | DE34529882 | Philips Healthcare | Anesthesia | Akron | Akron City Campus | Akron City Hospital | 1st Floor | 2014-05-07 | Low
No | 032726 | Monitors, Physiologic, Bedside, Modular | 865240 - Intellivue MX800 | DE34529894 | Philips Healthcare | Anesthesia | Akron | Akron City Campus | Akron City Hospital | 1st Floor | 2014-05-07 | Low
No | 032727 | Monitors, Physiologic, Bedside, Modular | 865240 - Intellivue MX800 | DE34529884 | Philips Healthcare | Anesthesia | Akron | Akron City Campus | Akron City Hospital | 1st Floor | 2014-05-07 | Low
No | 032728 | Monitors, Physiologic, Bedside, Modular | 865240 - Intellivue MX800 | DE34529885 | Philips Healthcare | Anesthesia | Akron | Akron City Campus | Akron City Hospital | 1st Floor | 2014-05-07 | Low
No | 032729 | Monitors, Physiologic, Bedside, Modular | 865240 - Intellivue MX800 | DE34529898 | Philips Healthcare | Anesthesia | Akron | Akron City Campus | Akron City Hospital | 1st Floor | 2014-05-07 | Low
No | 032730 | Monitors, Physiologic, Bedside, Modular | 865240 - Intellivue MX800 | DE34529899 | Philips Healthcare | Anesthesia | Akron | Akron City Campus | Akron City Hospital | 1st Floor | 2014-05-07 | Low
No | 032731 | Monitors, Physiologic, Bedside, Modular | 865240 - Intellivue MX800 | DE34529896 | Philips Healthcare | Anesthesia | Akron | Akron City Campus | Akron City Hospital | 1st Floor | 2014-05-07 | Low
No | 032732 | Monitors, Physiologic, Bedside, Modular | 865240 - Intellivue MX800 | DE34529892 | Philips Healthcare | Anesthesia | Akron | Akron City Campus | Akron City Hospital | 1st Floor | 2014-05-07 | Low
No | 032733 | Monitors, Physiologic, Bedside, Modular | 865240 - Intellivue MX800 | DE34529889 | Philips Healthcare | Anesthesia | Akron | Akron City Campus | Akron City Hospital | 1st Floor | 2014-05-07 | Low
No | 032734 | Monitors, Physiologic, Bedside, Modular | 865240 - Intellivue MX800 | DE34529880 | Philips Healthcare | Anesthesia | Akron | Akron City Campus | Akron City Hospital | 1st Floor | 2014-05-07 | Low
No | 038768 | Monitors, Physiologic, Bedside, Modular | 865240 - Intellivue MX800 | DE50852302 | Philips Healthcare | Anesthesia - SB | Barberton | Barberton Campus | Summa Barberton Hospital | 2nd Floor | 2016-09-21 | Low
No | 038770 | Monitors, Physiologic, Bedside, Modular | 865240 - Intellivue MX800 | DE50852287 | Philips Healthcare | Anesthesia - SB | Barberton | Barberton Campus | Summa Barberton Hospital | 2nd Floor | 2016-09-21 | Low
No | 038771 | Monitors, Physiologic, Bedside, Modular | 865240 - Intellivue MX800 | DE50852311 | Philips Healthcare | Anesthesia - SB | Barberton | Barberton Campus | Summa Barberton Hospital | 2nd Floor | 2016-09-21 | Low
No | 039048 | Monitors, Physiologic, Bedside, Modular | 865240 - Intellivue MX800 | DE50852326 | Philips Healthcare | Anesthesia - SB | Barberton | Barberton Campus | Summa Barberton Hospital | 2nd Floor | 2016-09-21 | Low
No | 039091 | Monitors, Physiologic, Bedside, Modular | 865240 - Intellivue MX800 | DE50852328 | Philips Healthcare | Anesthesia - SB | Barberton | Barberton Campus | Summa Barberton Hospital | 2nd Floor | 2016-09-21 | Low
No | 039096 | Monitors, Physiologic, Bedside, Modular | 865240 - Intellivue MX800 | DE50852299 | Philips Healthcare | Anesthesia - SB | Barberton | Barberton Campus | Summa Barberton Hospital | 2nd Floor | 2016-09-21 | Low
No | 039116 | Monitors, Physiologic, Bedside, Modular | 865240 - Intellivue MX800 | DE50852306 | Philips Healthcare | Anesthesia - SB | Barberton | Barberton Campus | Summa Barberton Hospital | 2nd Floor | 2016-09-21 | Low
No | 039121 | Monitors, Physiologic, Bedside, Modular | 865240 - Intellivue MX800 | DE50852290 | Philips Healthcare | Endoscopy - SB | Barberton | Barberton Campus | Summa Barberton Hospital | 2nd Floor | 2016-09-21 | Low
No | 051250 | Monitors, Physiologic, Bedside, Modular | 865240 - Intellivue MX800 | DE50852811 | Philips Healthcare | T3 - Medical Intensive Care Unit (MICU) | Akron | Akron City Campus | Critical Care Tower | 3rd Floor | 2016-11-11 | Low
No | 051251 | Monitors, Physiologic, Bedside, Modular | 865240 - Intellivue MX800 | DE50852989 | Philips Healthcare | T3 - Medical Intensive Care Unit (MICU) | Akron | Akron City Campus | Critical Care Tower | 3rd Floor | 2016-11-11 | Low
No | 051252 | Monitors, Physiologic, Bedside, Modular | 865240 - Intellivue MX800 | DE50852991 | Philips Healthcare | T3 - Medical Intensive Care Unit (MICU) | Akron | Akron City Campus | Critical Care Tower | 3rd Floor | 2016-11-11 | Low
No | 051253 | Monitors, Physiologic, Bedside, Modular | 865240 - Intellivue MX800 | DE50852988 | Philips Healthcare | T3 - Medical Intensive Care Unit (MICU) | Akron | Akron City Campus | Critical Care Tower | 3rd Floor | 2016-11-11 | Low
No | 051254 | Monitors, Physiologic, Bedside, Modular | 865240 - Intellivue MX800 | DE50852968 | Philips Healthcare | T3 - Medical Intensive Care Unit (MICU) | Akron | Akron City Campus | Critical Care Tower | 3rd Floor | 2016-11-11 | Low
No | 051255 | Monitors, Physiologic, Bedside, Modular | 865240 - Intellivue MX800 | DE50852836 | Philips Healthcare | T3 - Medical Intensive Care Unit (MICU) | Akron | Akron City Campus | Critical Care Tower | 3rd Floor | 2016-11-11 | Low
No | 051256 | Monitors, Physiologic, Bedside, Modular | 865240 - Intellivue MX800 | DE50852842 | Philips Healthcare | T3 - Medical Intensive Care Unit (MICU) | Akron | Akron City Campus | Critical Care Tower | 3rd Floor | 2016-11-11 | Low
No | 051257 | Monitors, Physiologic, Bedside, Modular | 865240 - Intellivue MX800 | DE50852827 | Philips Healthcare | T3 - Medical Intensive Care Unit (MICU) | Akron | Akron City Campus | Critical Care Tower | 3rd Floor | 2016-11-11 | Low
No | 051258 | Monitors, Physiologic, Bedside, Modular | 865240 - Intellivue MX800 | DE50852981 | Philips Healthcare | T3 - Medical Intensive Care Unit (MICU) | Akron | Akron City Campus | Critical Care Tower | 3rd Floor | 2016-11-11 | Low
No | 051259 | Monitors, Physiologic, Bedside, Modular | 865240 - Intellivue MX800 | DE50852983 | Philips Healthcare | T3 - Medical Intensive Care Unit (MICU) | Akron | Akron City Campus | Critical Care Tower | 3rd Floor | 2016-11-11 | Low
No | 051260 | Monitors, Physiologic, Bedside, Modular | 865240 - Intellivue MX800 | DE50852993 | Philips Healthcare | T3 - Medical Intensive Care Unit (MICU) | Akron | Akron City Campus | Critical Care Tower | 3rd Floor | 2016-11-11 | Low
No | 051261 | Monitors, Physiologic, Bedside, Modular | 865240 - Intellivue MX800 | DE50852994 | Philips Healthcare | T3 - Medical Intensive Care Unit (MICU) | Akron | Akron City Campus | Critical Care Tower | 3rd Floor | 2016-11-11 | Low
No | 051262 | Monitors, Physiologic, Bedside, Modular | 865240 - Intellivue MX800 | DE50852815 | Philips Healthcare | T3 - Medical Intensive Care Unit (MICU) | Akron | Akron City Campus | Critical Care Tower | 3rd Floor | 2016-11-14 | Low
No | 051263 | Monitors, Physiologic, Bedside, Modular | 865240 - Intellivue MX800 | DE50852992 | Philips Healthcare | T3 - Medical Intensive Care Unit (MICU) | Akron | Akron City Campus | Critical Care Tower | 3rd Floor | 2016-11-14 | Low
No | 051264 | Monitors, Physiologic, Bedside, Modular | 865240 - Intellivue MX800 | DE50852804 | Philips Healthcare | T3 - Medical Intensive Care Unit (MICU) | Akron | Akron City Campus | Critical Care Tower | 3rd Floor | 2016-11-14 | Low
No | 051265 | Monitors, Physiologic, Bedside, Modular | 865240 - Intellivue MX800 | DE50852819 | Philips Healthcare | T3 - Medical Intensive Care Unit (MICU) | Akron | Akron City Campus | Critical Care Tower | 3rd Floor | 2016-11-14 | Low
No | 051266 | Monitors, Physiologic, Bedside, Modular | 865240 - Intellivue MX800 | DE50852807 | Philips Healthcare | T3 - Medical Intensive Care Unit (MICU) | Akron | Akron City Campus | Critical Care Tower | 3rd Floor | 2016-11-14 | Low
No | 051267 | Monitors, Physiologic, Bedside, Modular | 865240 - Intellivue MX800 | DE50852986 | Philips Healthcare | T3 - Medical Intensive Care Unit (MICU) | Akron | Akron City Campus | Critical Care Tower | 3rd Floor | 2016-11-14 | Low
No | 051268 | Monitors, Physiologic, Bedside, Modular | 865240 - Intellivue MX800 | DE50852812 | Philips Healthcare | T3 - Medical Intensive Care Unit (MICU) | Akron | Akron City Campus | Critical Care Tower | 3rd Floor | 2016-11-14 | Low
No | 051269 | Monitors, Physiologic, Bedside, Modular | 865240 - Intellivue MX800 | DE50852822 | Philips Healthcare | T3 - Medical Intensive Care Unit (MICU) | Akron | Akron City Campus | Critical Care Tower | 3rd Floor | 2016-11-14 | Low
No | 051270 | Monitors, Physiologic, Bedside, Modular | 865240 - Intellivue MX800 | DE50852800 | Philips Healthcare | T1 - CTV Intensive Care Unit (CTV-ICU) | Akron | Akron City Campus | Critical Care Tower | 1st Floor | 2016-11-14 | Low
No | 051271 | Monitors, Physiologic, Bedside, Modular | 865240 - Intellivue MX800 | DE50852985 | Philips Healthcare | T3 - Medical Intensive Care Unit (MICU) | Akron | Akron City Campus | Critical Care Tower | 3rd Floor | 2016-11-14 | Low
No | 051272 | Monitors, Physiologic, Bedside, Modular | 865240 - Intellivue MX800 | DE50852847 | Philips Healthcare | T3 - Medical Intensive Care Unit (MICU) | Akron | Akron City Campus | Critical Care Tower | 3rd Floor | 2016-11-14 | Low
No | 051273 | Monitors, Physiologic, Bedside, Modular | 865240 - Intellivue MX800 | DE50852803 | Philips Healthcare | T3 - Medical Intensive Care Unit (MICU) | Akron | Akron City Campus | Critical Care Tower | 3rd Floor | 2016-11-14 | Low
No | 051274 | Monitors, Physiologic, Bedside, Modular | 865240 - Intellivue MX800 | DE50852995 | Philips Healthcare | T3 - Medical Intensive Care Unit (MICU) | Akron | Akron City Campus | Critical Care Tower | 3rd Floor | 2016-11-14 | Low
No | 051275 | Monitors, Physiologic, Bedside, Modular | 865240 - Intellivue MX800 | DE50852990 | Philips Healthcare | T3 - Medical Intensive Care Unit (MICU) | Akron | Akron City Campus | Critical Care Tower | 3rd Floor | 2016-11-14 | Low
No | 051276 | Monitors, Physiologic, Bedside, Modular | 865240 - Intellivue MX800 | DE50852805 | Philips Healthcare | T3 - Medical Intensive Care Unit (MICU) | Akron | Akron City Campus | Critical Care Tower | 3rd Floor | 2016-11-14 | Low
No | 051401 | Monitors, Physiologic, Bedside, Modular | 865240 - Intellivue MX800 | DE50853543 | Philips Healthcare | T1 - CTV Intensive Care Unit (CTV-ICU) | Akron | Akron City Campus | Critical Care Tower | 1st Floor | 2016-11-01 | Low
No | 051402 | Monitors, Physiologic, Bedside, Modular | 865240 - Intellivue MX800 | DE50853545 | Philips Healthcare | T1 - CTV Intensive Care Unit (CTV-ICU) | Akron | Akron City Campus | Critical Care Tower | 1st Floor | 2016-11-01 | Low
No | 051403 | Monitors, Physiologic, Bedside, Modular | 865240 - Intellivue MX800 | DE50853546 | Philips Healthcare | T1 - CTV Intensive Care Unit (CTV-ICU) | Akron | Akron City Campus | Critical Care Tower | 1st Floor | 2016-11-01 | Low
No | 051404 | Monitors, Physiologic, Bedside, Modular | 865240 - Intellivue MX800 | DE50853547 | Philips Healthcare | T1 - CTV Intensive Care Unit (CTV-ICU) | Akron | Akron City Campus | Critical Care Tower | 1st Floor | 2016-11-01 | Low
No | 051405 | Monitors, Physiologic, Bedside, Modular | 865240 - Intellivue MX800 | DE50853548 | Philips Healthcare | T1 - CTV Intensive Care Unit (CTV-ICU) | Akron | Akron City Campus | Critical Care Tower | 1st Floor | 2016-11-01 | Low
No | 051406 | Monitors, Physiologic, Bedside, Modular | 865240 - Intellivue MX800 | DE50853554 | Philips Healthcare | T1 - CTV Intensive Care Unit (CTV-ICU) | Akron | Akron City Campus | Critical Care Tower | 1st Floor | 2016-11-01 | Low
No | 051407 | Monitors, Physiologic, Bedside, Modular | 865240 - Intellivue MX800 | DE50853560 | Philips Healthcare | T1 - CTV Intensive Care Unit (CTV-ICU) | Akron | Akron City Campus | Critical Care Tower | 1st Floor | 2016-11-01 | Low
No | 051408 | Monitors, Physiologic, Bedside, Modular | 865240 - Intellivue MX800 | DE50853573 | Philips Healthcare | T1 - CTV Intensive Care Unit (CTV-ICU) | Akron | Akron City Campus | Critical Care Tower | 1st Floor | 2016-11-01 | Low
No | 051409 | Monitors, Physiologic, Bedside, Modular | 865240 - Intellivue MX800 | DE50853574 | Philips Healthcare | T1 - CTV Intensive Care Unit (CTV-ICU) | Akron | Akron City Campus | Critical Care Tower | 1st Floor | 2016-11-01 | Low
No | 051410 | Monitors, Physiologic, Bedside, Modular | 865240 - Intellivue MX800 | DE50853576 | Philips Healthcare | T1 - CTV Intensive Care Unit (CTV-ICU) | Akron | Akron City Campus | Critical Care Tower | 1st Floor | 2016-11-01 | Low
No | 051411 | Monitors, Physiologic, Bedside, Modular | 865240 - Intellivue MX800 | DE50853597 | Philips Healthcare | T1 - CTV Intensive Care Unit (CTV-ICU) | Akron | Akron City Campus | Critical Care Tower | 1st Floor | 2016-11-01 | Low
No | 051412 | Monitors, Physiologic, Bedside, Modular | 865240 - Intellivue MX800 | DE50853599 | Philips Healthcare | T1 - CTV Intensive Care Unit (CTV-ICU) | Akron | Akron City Campus | Critical Care Tower | 1st Floor | 2016-11-01 | Low
No | 051413 | Monitors, Physiologic, Bedside, Modular | 865240 - Intellivue MX800 | DE50853601 | Philips Healthcare | T1 - CTV Intensive Care Unit (CTV-ICU) | Akron | Akron City Campus | Critical Care Tower | 1st Floor | 2016-11-01 | Low
No | 051414 | Monitors, Physiologic, Bedside, Modular | 865240 - Intellivue MX800 | DE50853603 | Philips Healthcare | T1 - CTV Intensive Care Unit (CTV-ICU) | Akron | Akron City Campus | Critical Care Tower | 1st Floor | 2016-11-01 | Low
No | 051415 | Monitors, Physiologic, Bedside, Modular | 865240 - Intellivue MX800 | DE50853632 | Philips Healthcare | T1 - CTV Intensive Care Unit (CTV-ICU) | Akron | Akron City Campus | Critical Care Tower | 1st Floor | 2016-11-01 | Low
No | 051416 | Monitors, Physiologic, Bedside, Modular | 865240 - Intellivue MX800 | DE50853710 | Philips Healthcare | T1 - CTV Intensive Care Unit (CTV-ICU) | Akron | Akron City Campus | Critical Care Tower | 1st Floor | 2016-11-01 | Low
No | 051417 | Monitors, Physiologic, Bedside, Modular | 865240 - Intellivue MX800 | DE50853711 | Philips Healthcare | T1 - CTV Intensive Care Unit (CTV-ICU) | Akron | Akron City Campus | Critical Care Tower | 1st Floor | 2016-11-01 | Low
No | 051418 | Monitors, Physiologic, Bedside, Modular | 865240 - Intellivue MX800 | DE50853712 | Philips Healthcare | T1 - CTV Intensive Care Unit (CTV-ICU) | Akron | Akron City Campus | Critical Care Tower | 1st Floor | 2016-11-01 | Low
No | 051419 | Monitors, Physiologic, Bedside, Modular | 865240 - Intellivue MX800 | DE50853713 | Philips Healthcare | T1 - CTV Intensive Care Unit (CTV-ICU) | Akron | Akron City Campus | Critical Care Tower | 1st Floor | 2016-11-01 | Low
No | 051420 | Monitors, Physiologic, Bedside, Modular | 865240 - Intellivue MX800 | DE50853715 | Philips Healthcare | T1 - CTV Intensive Care Unit (CTV-ICU) | Akron | Akron City Campus | Critical Care Tower | 1st Floor | 2016-11-01 | Low
No | 051421 | Monitors, Physiologic, Bedside, Modular | 865240 - Intellivue MX800 | DE50853724 | Philips Healthcare | T1 - CTV Intensive Care Unit (CTV-ICU) | Akron | Akron City Campus | Critical Care Tower | 1st Floor | 2016-11-01 | Low
No | 051422 | Monitors, Physiologic, Bedside, Modular | 865240 - Intellivue MX800 | DE50853725 | Philips Healthcare | T1 - CTV Intensive Care Unit (CTV-ICU) | Akron | Akron City Campus | Critical Care Tower | 1st Floor | 2016-11-01 | Low
No | 051423 | Monitors, Physiologic, Bedside, Modular | 865240 - Intellivue MX800 | DE50853726 | Philips Healthcare | T1 - CTV Intensive Care Unit (CTV-ICU) | Akron | Akron City Campus | Critical Care Tower | 1st Floor | 2016-11-01 | Low
No | 051424 | Monitors, Physiologic, Bedside, Modular | 865240 - Intellivue MX800 | DE50853729 | Philips Healthcare | T1 - CTV Intensive Care Unit (CTV-ICU) | Akron | Akron City Campus | Critical Care Tower | 1st Floor | 2016-11-01 | Low
No | 051425 | Monitors, Physiologic, Bedside, Modular | 865240 - Intellivue MX800 | DE50853730 | Philips Healthcare | T1 - CTV Intensive Care Unit (CTV-ICU) | Akron | Akron City Campus | Critical Care Tower | 1st Floor | 2016-11-01 | Low
No | 057353 | Monitors, Physiologic, Bedside, Modular | 865240 - Intellivue MX800 | DE50881073 | Philips Healthcare | Anesthesia | Akron | Akron City Campus | Akron City Hospital | 1st Floor | 2019-05-15 | Low
No | 057356 | Monitors, Physiologic, Bedside, Modular | 865240 - Intellivue MX800 | DE50881067 | Philips Healthcare | Anesthesia | Akron | Akron City Campus | Akron City Hospital | 1st Floor | 2019-05-15 | Low
No | 057359 | Monitors, Physiologic, Bedside, Modular | 865240 - Intellivue MX800 | DE50881066 | Philips Healthcare | Anesthesia | Akron | Akron City Campus | Akron City Hospital | 1st Floor | 2019-05-15 | Low
No | 057364 | Monitors, Physiologic, Bedside, Modular | 865240 - Intellivue MX800 | DE50881080 | Philips Healthcare | Anesthesia | Akron | Akron City Campus | Akron City Hospital | 1st Floor | 2019-05-15 | Low
No | 057447 | Monitors, Physiologic, Bedside, Modular | 865240 - Intellivue MX800 | DE50881092 | Philips Healthcare | Anesthesia | Akron | Akron City Campus | Akron City Hospital | 1st Floor | 2019-05-15 | Low
No | 057450 | Monitors, Physiologic, Bedside, Modular | 865240 - Intellivue MX800 | DE50881083 | Philips Healthcare | Anesthesia | Akron | Akron City Campus | Akron City Hospital | 1st Floor | 2019-05-15 | Low
No | 061235 | Monitors, Physiologic, Bedside, Modular | 865240 - Intellivue MX800 | DE703A5949 | Philips Healthcare | Angiography | Akron | Akron City Campus | Akron City Hospital | 2nd Floor | 2022-01-12 | Low
No | 061236 | Monitors, Physiologic, Bedside, Modular | 865240 - Intellivue MX800 | DE703A5965 | Philips Healthcare | Angiography | Akron | Akron City Campus | Akron City Hospital | 2nd Floor | 2022-01-12 | Low
No | 061237 | Monitors, Physiologic, Bedside, Modular | 865240 - Intellivue MX800 | DE703A5971 | Philips Healthcare | Angiography | Akron | Akron City Campus | Akron City Hospital | 2nd Floor | 2022-01-12 | Low
No | 032735 | Monitors, Physiologic, Bedside, Modular | 865241 - Intellivue MX700 | DE12522446 | Philips Healthcare | Anesthesia | Akron | Akron City Campus | Akron City Hospital | 1st Floor | 2014-05-06 | Low
No | 032736 | Monitors, Physiologic, Bedside, Modular | 865241 - Intellivue MX700 | DE12522445 | Philips Healthcare | Anesthesia | Akron | Akron City Campus | Akron City Hospital | 1st Floor | 2014-05-06 | Low
No | 032737 | Monitors, Physiologic, Bedside, Modular | 865241 - Intellivue MX700 | DE12522441 | Philips Healthcare | Anesthesia | Akron | Akron City Campus | Akron City Hospital | 1st Floor | 2014-05-06 | Low
No | 032738 | Monitors, Physiologic, Bedside, Modular | 865241 - Intellivue MX700 | DE12522447 | Philips Healthcare | Anesthesia | Akron | Akron City Campus | Akron City Hospital | 1st Floor | 2014-05-06 | Low
No | 033380 | Monitors, Physiologic, Bedside, Modular | 865241 - Intellivue MX700 | DE58543886 | Philips Healthcare | Anesthesia | Akron | Akron City Campus | Akron City Hospital | 1st Floor | 2016-10-23 | Low
No | 038337 | Monitors, Physiologic, Bedside, Modular | 865241 - Intellivue MX700 | DE58543305 | Philips Healthcare | Anesthesia - SB | Barberton | Barberton Campus | Summa Barberton Hospital | 2nd Floor | 2016-09-21 | Low
No | 038769 | Monitors, Physiologic, Bedside, Modular | 865241 - Intellivue MX700 | DE58543301 | Philips Healthcare | Anesthesia - SW | Barberton | Wadsworth Campus | Wadsworth-Rittman Medical Center | 1st Floor | 2016-09-21 | Low
No | 039042 | Monitors, Physiologic, Bedside, Modular | 865241 - Intellivue MX700 | DE58543281 | Philips Healthcare | Anesthesia | Akron | Akron City Campus | Akron City Hospital | Ground Floor | 2016-09-21 | Low
No | 055285 | Monitors, Physiologic, Bedside, Modular | 865241 - Intellivue MX700 | DE58543926 | Philips Healthcare | Anesthesia | Akron | Akron City Campus | Akron City Hospital | 1st Floor | 2016-11-29 | Low
No | 055290 | Monitors, Physiologic, Bedside, Modular | 865241 - Intellivue MX700 | DE58543910 | Philips Healthcare | Anesthesia | Akron | Akron City Campus | Akron City Hospital | 1st Floor | 2016-11-29 | Low
No | 055291 | Monitors, Physiologic, Bedside, Modular | 865241 - Intellivue MX700 | DE58543962 | Philips Healthcare | Anesthesia | Akron | Akron City Campus | Akron City Hospital | 1st Floor | 2016-11-29 | Low
No | 060459 | Monitors, Physiologic, Bedside, Modular | 865241 - Intellivue MX700 | DE7116.8044 | Philips Healthcare | Anesthesia | Akron | Akron City Campus | Akron City Hospital | 1st Floor | 2021-05-07 | Low
No | 060460 | Monitors, Physiologic, Bedside, Modular | 865241 - Intellivue MX700 | DE71168163 | Philips Healthcare | Anesthesia | Akron | Akron City Campus | Akron City Hospital | 1st Floor | 2021-05-07 | Low
No | 061170 | Monitors, Physiologic, Bedside, Modular | 865241 - Intellivue MX700 | DE71168516 | Philips Healthcare | Anesthesia | Akron | Akron City Campus | Akron City Hospital | 1st Floor | 2021-11-04 | Low
No | 070372 | Monitors, Physiologic, Bedside, Modular | 865241 - Intellivue MX700 | DE58545646 | Philips Healthcare | Anesthesia - SW | Barberton | Wadsworth Campus | Wadsworth-Rittman Medical Center | 1st Floor | 2024-03-01 16:09 | Low
No | 070379 | Monitors, Physiologic, Bedside, Modular | 865241 - Intellivue MX700 | DE12512468 | Philips Healthcare | Anesthesia - SW | Barberton | Wadsworth Campus | Wadsworth-Rittman Medical Center | 1st Floor | 2024-03-01 15:59 | Low
No | 070386 | Monitors, Physiologic, Bedside, Modular | 865241 - Intellivue MX700 | DE12512467 | Philips Healthcare | Anesthesia - SW | Barberton | Wadsworth Campus | Wadsworth-Rittman Medical Center | 1st Floor | 2024-03-01 15:54 | Low
No | 070393 | Monitors, Physiologic, Bedside, Modular | 865241 - Intellivue MX700 | DE58545554 | Philips Healthcare | Anesthesia - SW | Barberton | Wadsworth Campus | Wadsworth-Rittman Medical Center | 1st Floor | 2024-03-01 16:17 | Low
No | 037375 | Monitors, Physiologic, Bedside, Modular | 866060 - Intellivue MX400 | DE35143544 | Philips Healthcare | Emergency Department (ED) - Wadsworth | Barberton | Wadsworth Campus | Wadsworth Emergency Bldg | Ground Floor | 2016-03-02 | Low
No | 038232 | Monitors, Physiologic, Bedside, Modular | 866060 - Intellivue MX400 | DE35143550 | Philips Healthcare | Emergency Department (ED) - Wadsworth | Barberton | Wadsworth Campus | Wadsworth Emergency Bldg | Ground Floor | 2016-03-02 | Low
No | 038234 | Monitors, Physiologic, Bedside, Modular | 866060 - Intellivue MX400 | DE35143537 | Philips Healthcare | Emergency Department (ED) - Wadsworth | Barberton | Wadsworth Campus | Wadsworth Emergency Bldg | Ground Floor | 2016-03-02 | Low
No | 038236 | Monitors, Physiologic, Bedside, Modular | 866060 - Intellivue MX400 | DE35143535 | Philips Healthcare | Emergency Department (ED) - Wadsworth | Barberton | Wadsworth Campus | Wadsworth Emergency Bldg | Ground Floor | 2016-03-02 | Low
No | 038238 | Monitors, Physiologic, Bedside, Modular | 866060 - Intellivue MX400 | DE35143541 | Philips Healthcare | Emergency Department (ED) - Wadsworth | Barberton | Wadsworth Campus | Wadsworth Emergency Bldg | Ground Floor | 2016-03-02 | Low
No | 038240 | Monitors, Physiologic, Bedside, Modular | 866060 - Intellivue MX400 | DE35143539 | Philips Healthcare | Emergency Department (ED) - Wadsworth | Barberton | Wadsworth Campus | Wadsworth Emergency Bldg | Ground Floor | 2016-03-02 | Low
No | 038248 | Monitors, Physiologic, Bedside, Modular | 866060 - Intellivue MX400 | DE35143548 | Philips Healthcare | Emergency Department (ED) - Wadsworth | Barberton | Wadsworth Campus | Wadsworth Emergency Bldg | Ground Floor | 2016-03-02 | Low
No | 038250 | Monitors, Physiologic, Bedside, Modular | 866060 - Intellivue MX400 | DE35143534 | Philips Healthcare | Emergency Department (ED) - Wadsworth | Barberton | Wadsworth Campus | Wadsworth Emergency Bldg | Ground Floor | 2016-03-02 | Low
No | 038252 | Monitors, Physiologic, Bedside, Modular | 866060 - Intellivue MX400 | DE35143542 | Philips Healthcare | Emergency Department (ED) - Wadsworth | Barberton | Wadsworth Campus | Wadsworth Emergency Bldg | Ground Floor | 2016-03-02 | Low
No | 038254 | Monitors, Physiologic, Bedside, Modular | 866060 - Intellivue MX400 | DE35143543 | Philips Healthcare | Emergency Department (ED) - Wadsworth | Barberton | Wadsworth Campus | Wadsworth Emergency Bldg | Ground Floor | 2016-03-02 | Low
No | 038257 | Monitors, Physiologic, Bedside, Modular | 866060 - Intellivue MX400 | DE35143545 | Philips Healthcare | Emergency Department (ED) - Wadsworth | Barberton | Wadsworth Campus | Wadsworth Emergency Bldg | Ground Floor | 2016-03-02 | Low
No | 038259 | Monitors, Physiologic, Bedside, Modular | 866060 - Intellivue MX400 | DE35143536 | Philips Healthcare | Emergency Department (ED) - Wadsworth | Barberton | Wadsworth Campus | Wadsworth Emergency Bldg | Ground Floor | 2016-03-02 | Low
No | 038261 | Monitors, Physiologic, Bedside, Modular | 866060 - Intellivue MX400 | DE35143540 | Philips Healthcare | Emergency Department (ED) - Wadsworth | Barberton | Wadsworth Campus | Wadsworth Emergency Bldg | Ground Floor | 2016-03-02 | Low
No | 038263 | Monitors, Physiologic, Bedside, Modular | 866060 - Intellivue MX400 | DE35143551 | Philips Healthcare | Emergency Department (ED) - Wadsworth | Barberton | Wadsworth Campus | Wadsworth Emergency Bldg | Ground Floor | 2016-03-02 | Low
No | 038265 | Monitors, Physiologic, Bedside, Modular | 866060 - Intellivue MX400 | DE35143547 | Philips Healthcare | Emergency Department (ED) - Wadsworth | Barberton | Wadsworth Campus | Wadsworth Emergency Bldg | Ground Floor | 2016-03-02 | Low
No | 038267 | Monitors, Physiologic, Bedside, Modular | 866060 - Intellivue MX400 | DE35143538 | Philips Healthcare | Emergency Department (ED) - Wadsworth | Barberton | Wadsworth Campus | Wadsworth Emergency Bldg | Ground Floor | 2016-03-02 | Low
No | 038269 | Monitors, Physiologic, Bedside, Modular | 866060 - Intellivue MX400 | DE35143549 | Philips Healthcare | Emergency Department (ED) - Wadsworth | Barberton | Wadsworth Campus | Wadsworth Emergency Bldg | Ground Floor | 2016-03-02 | Low
No | 038483 | Monitors, Physiologic, Bedside, Modular | 866060 - Intellivue MX400 | DE35143546 | Philips Healthcare | Emergency Department (ED) - Wadsworth | Barberton | Wadsworth Campus | Wadsworth Emergency Bldg | Ground Floor | 2016-03-02 | Low
No | 038518 | Monitors, Physiologic, Bedside, Modular | 866060 - Intellivue MX400 | DE35198833 | Philips Healthcare | Sameday Surgery Center - SW | Barberton | Wadsworth Campus | Wadsworth-Rittman Medical Center | 1st Floor | 2017-10-30 | Low
No | 038551 | Monitors, Physiologic, Bedside, Modular | 866060 - Intellivue MX400 | DE35198635 | Philips Healthcare | Sameday Surgery Center - SW | Barberton | Wadsworth Campus | Wadsworth-Rittman Medical Center | 1st Floor | 2017-10-30 | Low
No | 038554 | Monitors, Physiologic, Bedside, Modular | 866060 - Intellivue MX400 | DE35198834 | Philips Healthcare | Sameday Surgery Center - SW | Barberton | Wadsworth Campus | Wadsworth-Rittman Medical Center | 1st Floor | 2017-10-30 | Low
No | 038575 | Monitors, Physiologic, Bedside, Modular | 866060 - Intellivue MX400 | DE35198831 | Philips Healthcare | Sameday Surgery Center - SW | Barberton | Wadsworth Campus | Wadsworth-Rittman Medical Center | 1st Floor | 2017-10-30 | Low
No | 038576 | Monitors, Physiologic, Bedside, Modular | 866060 - Intellivue MX400 | DE35198832 | Philips Healthcare | Sameday Surgery Center - SW | Barberton | Wadsworth Campus | Wadsworth-Rittman Medical Center | 1st Floor | 2017-10-30 | Low
No | 038578 | Monitors, Physiologic, Bedside, Modular | 866060 - Intellivue MX400 | DE35198690 | Philips Healthcare | Sameday Surgery Center - SW | Barberton | Wadsworth Campus | Wadsworth-Rittman Medical Center | 1st Floor | 2017-10-30 | Low
No | 038588 | Monitors, Physiologic, Bedside, Modular | 866060 - Intellivue MX400 | DE35198634 | Philips Healthcare | Sameday Surgery Center - SW | Barberton | Wadsworth Campus | Wadsworth-Rittman Medical Center | 1st Floor | 2017-10-30 | Low
No | 033383 | Monitors, Physiologic, Bedside, Modular | 866062 - Intellivue MX450 | DE35163353 | Philips Healthcare | Endoscopy | Akron | Akron City Campus | Akron City Hospital | Ground Floor | 2016-10-23 | Low
No | 033386 | Monitors, Physiologic, Bedside, Modular | 866062 - Intellivue MX450 | DE35163354 | Philips Healthcare | Endoscopy - Outpatient | Akron | Akron City Campus | 95 Arch | Ground Floor | 2016-10-23 | Low
No | 033388 | Monitors, Physiologic, Bedside, Modular | 866062 - Intellivue MX450 | DE35163360 | Philips Healthcare | Endoscopy | Akron | Akron City Campus | Akron City Hospital | Ground Floor | 2016-10-23 | Low
No | 036987 | Monitors, Physiologic, Bedside, Modular | 866062 - Intellivue MX450 | DE35159118 | Philips Healthcare | Endoscopy - SW | Barberton | Wadsworth Campus | Wadsworth-Rittman Medical Center | 1st Floor | 2016-08-25 | Low
No | 036997 | Monitors, Physiologic, Bedside, Modular | 866062 - Intellivue MX450 | DE35198519 | Philips Healthcare | Endoscopy - SW | Barberton | Wadsworth Campus | Wadsworth-Rittman Medical Center | 1st Floor | 2017-11-03 | Low
No | 037271 | Monitors, Physiologic, Bedside, Modular | 866062 - Intellivue MX450 | DE35199050 | Philips Healthcare | PACU - SW | Barberton | Wadsworth Campus | Wadsworth-Rittman Medical Center | 1st Floor | 2017-10-30 | Low
No | 037274 | Monitors, Physiologic, Bedside, Modular | 866062 - Intellivue MX450 | DE35199051 | Philips Healthcare | PACU - SW | Barberton | Wadsworth Campus | Wadsworth-Rittman Medical Center | 1st Floor | 2017-10-30 | Low
No | 037277 | Monitors, Physiologic, Bedside, Modular | 866062 - Intellivue MX450 | DE35199047 | Philips Healthcare | PACU - SW | Barberton | Wadsworth Campus | Wadsworth-Rittman Medical Center | 1st Floor | 2017-10-30 | Low
No | 037280 | Monitors, Physiologic, Bedside, Modular | 866062 - Intellivue MX450 | DE35199054 | Philips Healthcare | PACU - SW | Barberton | Wadsworth Campus | Wadsworth-Rittman Medical Center | 1st Floor | 2017-10-30 | Low
No | 037640 | Monitors, Physiologic, Bedside, Modular | 866062 - Intellivue MX450 | DE35199098 | Philips Healthcare | PACU - SB | Barberton | Barberton Campus | Summa Barberton Hospital | 2nd Floor | 2017-11-03 | Low
No | 037642 | Monitors, Physiologic, Bedside, Modular | 866062 - Intellivue MX450 | DE35199099 | Philips Healthcare | PACU - SB | Barberton | Barberton Campus | Summa Barberton Hospital | 2nd Floor | 2017-11-03 | Low
No | 037644 | Monitors, Physiologic, Bedside, Modular | 866062 - Intellivue MX450 | DE35199097 | Philips Healthcare | PACU - SB | Barberton | Barberton Campus | Summa Barberton Hospital | 2nd Floor | 2017-11-03 | Low
No | 037646 | Monitors, Physiologic, Bedside, Modular | 866062 - Intellivue MX450 | DE35199096 | Philips Healthcare | PACU - SB | Barberton | Barberton Campus | Summa Barberton Hospital | 2nd Floor | 2017-11-03 | Low
No | 037648 | Monitors, Physiologic, Bedside, Modular | 866062 - Intellivue MX450 | DE35198921 | Philips Healthcare | PACU - SB | Barberton | Barberton Campus | Summa Barberton Hospital | 2nd Floor | 2017-11-03 | Low
No | 037650 | Monitors, Physiologic, Bedside, Modular | 866062 - Intellivue MX450 | DE35198922 | Philips Healthcare | PACU - SB | Barberton | Barberton Campus | Summa Barberton Hospital | 2nd Floor | 2017-11-03 | Low
No | 037652 | Monitors, Physiologic, Bedside, Modular | 866062 - Intellivue MX450 | DE35198923 | Philips Healthcare | PACU - SB | Barberton | Barberton Campus | Summa Barberton Hospital | 2nd Floor | 2017-11-03 | Low
No | 037655 | Monitors, Physiologic, Bedside, Modular | 866062 - Intellivue MX450 | DE35199076 | Philips Healthcare | PACU - SB | Barberton | Barberton Campus | Summa Barberton Hospital | 2nd Floor | 2017-11-03 | Low
No | 038216 | Monitors, Physiologic, Bedside, Modular | 866062 - Intellivue MX450 | DE35199075 | Philips Healthcare | Sameday Surgery Center - SB | Barberton | Barberton Campus | Summa Barberton Hospital | 2nd Floor | 2017-11-03 | Low
No | 038217 | Monitors, Physiologic, Bedside, Modular | 866062 - Intellivue MX450 | DE35199056 | Philips Healthcare | Sameday Surgery Center - SB | Barberton | Barberton Campus | Summa Barberton Hospital | 2nd Floor | 2017-11-03 | Low
No | 038219 | Monitors, Physiologic, Bedside, Modular | 866062 - Intellivue MX450 | DE35199072 | Philips Healthcare | Sameday Surgery Center - SB | Barberton | Barberton Campus | Summa Barberton Hospital | 2nd Floor | 2017-11-03 | Low
No | 038222 | Monitors, Physiologic, Bedside, Modular | 866062 - Intellivue MX450 | DE35199080 | Philips Healthcare | Sameday Surgery Center - SB | Barberton | Barberton Campus | Summa Barberton Hospital | 2nd Floor | 2017-11-03 | Low
No | 038224 | Monitors, Physiologic, Bedside, Modular | 866062 - Intellivue MX450 | DE35199074 | Philips Healthcare | Sameday Surgery Center - SB | Barberton | Barberton Campus | Summa Barberton Hospital | 2nd Floor | 2017-11-03 | Low
No | 038294 | Monitors, Physiologic, Bedside, Modular | 866062 - Intellivue MX450 | DE35199073 | Philips Healthcare | Sameday Surgery Center - SB | Barberton | Barberton Campus | Summa Barberton Hospital | 2nd Floor | 2017-11-03 | Low
No | 038297 | Monitors, Physiologic, Bedside, Modular | 866062 - Intellivue MX450 | DE35198518 | Philips Healthcare | Sameday Surgery Center - SB | Barberton | Barberton Campus | Summa Barberton Hospital | 2nd Floor | 2017-11-03 | Low
No | 038300 | Monitors, Physiologic, Bedside, Modular | 866062 - Intellivue MX450 | DE35199057 | Philips Healthcare | Sameday Surgery Center - SB | Barberton | Barberton Campus | Summa Barberton Hospital | 2nd Floor | 2017-11-03 | Low
No | 038377 | Monitors, Physiologic, Bedside, Modular | 866062 - Intellivue MX450 | DE35199058 | Philips Healthcare | Sameday Surgery Center - SB | Barberton | Barberton Campus | Summa Barberton Hospital | 2nd Floor | 2017-11-03 | Low
No | 038380 | Monitors, Physiologic, Bedside, Modular | 866062 - Intellivue MX450 | DE35199077 | Philips Healthcare | Sameday Surgery Center - SB | Barberton | Barberton Campus | Summa Barberton Hospital | 2nd Floor | 2017-11-03 | Low
No | 038385 | Monitors, Physiologic, Bedside, Modular | 866062 - Intellivue MX450 | DE35199059 | Philips Healthcare | Sameday Surgery Center - SB | Barberton | Barberton Campus | Summa Barberton Hospital | 2nd Floor | 2017-11-03 | Low
No | 038388 | Monitors, Physiologic, Bedside, Modular | 866062 - Intellivue MX450 | DE35199079 | Philips Healthcare | Sameday Surgery Center - SB | Barberton | Barberton Campus | Summa Barberton Hospital | 2nd Floor | 2017-11-03 | Low
No | 038395 | Monitors, Physiologic, Bedside, Modular | 866062 - Intellivue MX450 | DE35199078 | Philips Healthcare | Sameday Surgery Center - SB | Barberton | Barberton Campus | Summa Barberton Hospital | 2nd Floor | 2017-11-03 | Low
No | 038403 | Monitors, Physiologic, Bedside, Modular | 866062 - Intellivue MX450 | DE35199071 | Philips Healthcare | Sameday Surgery Center - SB | Barberton | Barberton Campus | Summa Barberton Hospital | 2nd Floor | 2017-11-03 | Low
No | 038408 | Monitors, Physiologic, Bedside, Modular | 866062 - Intellivue MX450 | DE671E4548 | Philips Healthcare | Sameday Surgery Center - SB | Barberton | Barberton Campus | Summa Barberton Hospital | 2nd Floor | 2019-01-29 | Low
No | 038410 | Monitors, Physiologic, Bedside, Modular | 866062 - Intellivue MX450 | DE671E4555 | Philips Healthcare | Sameday Surgery Center - SB | Barberton | Barberton Campus | Summa Barberton Hospital | 2nd Floor | 2019-01-29 | Low
No | 038411 | Monitors, Physiologic, Bedside, Modular | 866062 - Intellivue MX450 | DE671E4551 | Philips Healthcare | Sameday Surgery Center - SB | Barberton | Barberton Campus | Summa Barberton Hospital | 2nd Floor | 2019-01-29 | Low
No | 038523 | Monitors, Physiologic, Bedside, Modular | 866062 - Intellivue MX450 | DE35199048 | Philips Healthcare | Sameday Surgery Center - SW | Barberton | Wadsworth Campus | Wadsworth-Rittman Medical Center | 1st Floor | 2017-10-30 | Low
No | 038528 | Monitors, Physiologic, Bedside, Modular | 866062 - Intellivue MX450 | DE671E4547 | Philips Healthcare | Sameday Surgery Center - SB | Barberton | Barberton Campus | Summa Barberton Hospital | 2nd Floor | 2019-01-29 | Low
No | 038556 | Monitors, Physiologic, Bedside, Modular | 866062 - Intellivue MX450 | DE35199092 | Philips Healthcare | Sameday Surgery Center - SW | Barberton | Wadsworth Campus | Wadsworth-Rittman Medical Center |  | 2017-10-30 | Low
No | 038558 | Monitors, Physiologic, Bedside, Modular | 866062 - Intellivue MX450 | DE35199118 | Philips Healthcare | Sameday Surgery Center - SW | Barberton | Wadsworth Campus | Wadsworth-Rittman Medical Center | 1st Floor | 2017-10-30 | Low
No | 038560 | Monitors, Physiologic, Bedside, Modular | 866062 - Intellivue MX450 | DE35199052 | Philips Healthcare | Sameday Surgery Center - SW | Barberton | Wadsworth Campus | Wadsworth-Rittman Medical Center | 1st Floor | 2017-10-30 | Low
No | 038565 | Monitors, Physiologic, Bedside, Modular | 866062 - Intellivue MX450 | DE35199053 | Philips Healthcare | Sameday Surgery Center - SW | Barberton | Wadsworth Campus | Wadsworth-Rittman Medical Center | 1st Floor | 2017-10-30 | Low
No | 038570 | Monitors, Physiologic, Bedside, Modular | 866062 - Intellivue MX450 | DE35199091 | Philips Healthcare | Sameday Surgery Center - SW | Barberton | Wadsworth Campus | Wadsworth-Rittman Medical Center | 1st Floor | 2017-10-30 | Low
No | 038573 | Monitors, Physiologic, Bedside, Modular | 866062 - Intellivue MX450 | DE35199094 | Philips Healthcare | Sameday Surgery Center - SW | Barberton | Wadsworth Campus | Wadsworth-Rittman Medical Center | 1st Floor | 2017-10-30 | Low
No | 038581 | Monitors, Physiologic, Bedside, Modular | 866062 - Intellivue MX450 | DE35159122 | Philips Healthcare | Sameday Surgery Center - SW | Barberton | Wadsworth Campus | Wadsworth-Rittman Medical Center | 1st Floor | 2016-08-25 | Low
No | 038585 | Monitors, Physiologic, Bedside, Modular | 866062 - Intellivue MX450 | DE35199049 | Philips Healthcare | Sameday Surgery Center - SW | Barberton | Wadsworth Campus | Wadsworth-Rittman Medical Center | 1st Floor | 2017-10-30 | Low
No | 038613 | Monitors, Physiologic, Bedside, Modular | 866062 - Intellivue MX450 | DE35198641 | Philips Healthcare | Medina ASC | Barberton | Medina Campus | Medina Medical Center | 1st Floor | 2017-11-03 | Low
No | 038615 | Monitors, Physiologic, Bedside, Modular | 866062 - Intellivue MX450 | DE35198642 | Philips Healthcare | Medina ASC | Barberton | Medina Campus | Medina Medical Center | 1st Floor | 2017-11-03 | Low
No | 038622 | Monitors, Physiologic, Bedside, Modular | 866062 - Intellivue MX450 | DE35198670 | Philips Healthcare | Medina ASC | Barberton | Medina Campus | Medina Medical Center | 1st Floor | 2017-11-03 | Low
No | 038624 | Monitors, Physiologic, Bedside, Modular | 866062 - Intellivue MX450 | DE35198520 | Philips Healthcare | Medina ASC | Barberton | Medina Campus | Medina Medical Center | 1st Floor | 2017-11-03 | Low
No | 038676 | Monitors, Physiologic, Bedside, Modular | 866062 - Intellivue MX450 | DE35198640 | Philips Healthcare | PACU - SB | Barberton | Barberton Campus | Summa Barberton Hospital | 2nd Floor | 2017-11-03 | Low
No | 038679 | Monitors, Physiologic, Bedside, Modular | 866062 - Intellivue MX450 | DE35198639 | Philips Healthcare | Medina ASC | Barberton | Medina Campus | Medina Medical Center | 1st Floor | 2017-11-03 | Low
No | 039103 | Monitors, Physiologic, Bedside, Modular | 866062 - Intellivue MX450 | DE671E4553 | Philips Healthcare | Sameday Surgery Center - SB | Barberton | Barberton Campus | Summa Barberton Hospital | 2nd Floor | 2019-01-29 | Low
No | 039105 | Monitors, Physiologic, Bedside, Modular | 866062 - Intellivue MX450 | DE671E4575 | Philips Healthcare | Sameday Surgery Center - SB | Barberton | Barberton Campus | Summa Barberton Hospital | 2nd Floor | 2019-01-29 | Low
No | 039151 | Monitors, Physiologic, Bedside, Modular | 866062 - Intellivue MX450 | DE35159123 | Philips Healthcare | Health Tech Mgmt - SB | Barberton | Barberton Campus | Summa Barberton Hospital | 5th Floor | 2016-10-20 | Low
No | 039152 | Monitors, Physiologic, Bedside, Modular | 866062 - Intellivue MX450 | DE35160887 | Philips Healthcare | Endoscopy - SB | Barberton | Barberton Campus | Summa Barberton Hospital | 2nd Floor | 2016-09-21 | Low
No | 039155 | Monitors, Physiologic, Bedside, Modular | 866062 - Intellivue MX450 | DE35159129 | Philips Healthcare | Endoscopy - SB | Barberton | Barberton Campus | Summa Barberton Hospital | 2nd Floor | 2016-08-25 | Low
No | 039371 | Monitors, Physiologic, Bedside, Modular | 866062 - Intellivue MX450 | DE35198829 | Philips Healthcare | SCI - EKG Services - SB | Barberton | Barberton Campus | Summa Barberton Hospital | Ground Floor | 2017-11-03 | Low
No | 039980 | Monitors, Physiologic, Bedside, Modular | 866062 - Intellivue MX450 | DE7580AY8C | Philips Healthcare | Medina ASC | Barberton | Medina Campus | Medina Medical Center | 1st Floor | 2022-12-16 12:47 | Low
No | 039983 | Monitors, Physiologic, Bedside, Modular | 866062 - Intellivue MX450 | DE7580AY8D | Philips Healthcare | Medina ASC | Barberton | Medina Campus | Medina Medical Center | 1st Floor | 2022-12-16 10:07 | Low
No | 039986 | Monitors, Physiologic, Bedside, Modular | 866062 - Intellivue MX450 | DE7580AY8A | Philips Healthcare | Medina ASC | Barberton | Medina Campus | Medina Medical Center | 1st Floor | 2022-12-16 12:59 | Low
No | 039989 | Monitors, Physiologic, Bedside, Modular | 866062 - Intellivue MX450 | DE7580AY8E | Philips Healthcare | Medina ASC | Barberton | Medina Campus | Medina Medical Center | 1st Floor | 2022-12-16 13:13 | Low
No | 039992 | Monitors, Physiologic, Bedside, Modular | 866062 - Intellivue MX450 | DE7580AY8B | Philips Healthcare | Medina ASC | Barberton | Medina Campus | Medina Medical Center | 1st Floor | 2022-12-16 13:28 | Low
No | 039995 | Monitors, Physiologic, Bedside, Modular | 866062 - Intellivue MX450 | DE7580AY88 | Philips Healthcare | Medina ASC | Barberton | Medina Campus | Medina Medical Center | 1st Floor | 2022-12-16 13:35 | Low
No | 050038 | Monitors, Physiologic, Bedside, Modular | 866062 - Intellivue MX450 | DE35163362 | Philips Healthcare | Endoscopy | Akron | Akron City Campus | Akron City Hospital | Ground Floor | 2016-10-23 | Low
No | 050041 | Monitors, Physiologic, Bedside, Modular | 866062 - Intellivue MX450 | DE35163355 | Philips Healthcare | Endoscopy - Outpatient | Akron | Akron City Campus | 95 Arch | Ground Floor | 2016-10-23 | Low
No | 050044 | Monitors, Physiologic, Bedside, Modular | 866062 - Intellivue MX450 | DE35163601 | Philips Healthcare | H2 - Labor and Delivery Unit (L&D) | Akron | Akron City Campus | H Tower | 2nd Floor | 2016-10-24 | Low
No | 050045 | Monitors, Physiologic, Bedside, Modular | 866062 - Intellivue MX450 | DE35163602 | Philips Healthcare | H2 - Labor and Delivery Unit (L&D) | Akron | Akron City Campus | H Tower | 2nd Floor | 2016-10-24 | Low
No | 050046 | Monitors, Physiologic, Bedside, Modular | 866062 - Intellivue MX450 | DE35163603 | Philips Healthcare | H2 - Labor and Delivery Unit (L&D) | Akron | Akron City Campus | H Tower | 2nd Floor | 2016-10-24 | Low
No | 050053 | Monitors, Physiologic, Bedside, Modular | 866062 - Intellivue MX450 | DE35163357 | Philips Healthcare | Endoscopy - Outpatient | Akron | Akron City Campus | 95 Arch | Ground Floor | 2016-10-23 | Low
No | 050054 | Monitors, Physiologic, Bedside, Modular | 866062 - Intellivue MX450 | DE35163358 | Philips Healthcare | Endoscopy | Akron | Akron City Campus | Akron City Hospital | Ground Floor | 2016-10-23 | Low
No | 050055 | Monitors, Physiologic, Bedside, Modular | 866062 - Intellivue MX450 | DE35163359 | Philips Healthcare | Endoscopy - Outpatient | Akron | Akron City Campus | 95 Arch | Ground Floor | 2016-10-23 | Low
No | 050056 | Monitors, Physiologic, Bedside, Modular | 866062 - Intellivue MX450 | DE35163351 | Philips Healthcare | Endoscopy - Outpatient | Akron | Akron City Campus | 95 Arch | Ground Floor | 2016-10-23 | Low
No | 050057 | Monitors, Physiologic, Bedside, Modular | 866062 - Intellivue MX450 | DE35163356 | Philips Healthcare | Endoscopy - Outpatient | Akron | Akron City Campus | 95 Arch | Ground Floor | 2016-10-23 | Low
No | 050058 | Monitors, Physiologic, Bedside, Modular | 866062 - Intellivue MX450 | DE35163361 | Philips Healthcare | Endoscopy - Outpatient | Akron | Akron City Campus | 95 Arch | Ground Floor | 2016-10-23 | Low
No | 050360 | Monitors, Physiologic, Bedside, Modular | 866062 - Intellivue MX450 | DE35172949 | Philips Healthcare | Endoscopy - Outpatient | Akron | Akron City Campus | 95 Arch | Ground Floor | 2017-02-01 | Low
No | 050361 | Monitors, Physiologic, Bedside, Modular | 866062 - Intellivue MX450 | DE35172957 | Philips Healthcare | Endoscopy - Outpatient | Akron | Akron City Campus | 95 Arch | Ground Floor | 2017-02-01 | Low
No | 050362 | Monitors, Physiologic, Bedside, Modular | 866062 - Intellivue MX450 | DE35172967 | Philips Healthcare | Endoscopy - Outpatient | Akron | Akron City Campus | 95 Arch | Ground Floor | 2017-02-01 | Low
No | 050363 | Monitors, Physiologic, Bedside, Modular | 866062 - Intellivue MX450 | DE35172971 | Philips Healthcare | Endoscopy - Outpatient | Akron | Akron City Campus | 95 Arch | Ground Floor | 2017-02-01 | Low
No | 050364 | Monitors, Physiologic, Bedside, Modular | 866062 - Intellivue MX450 | DE35172954 | Philips Healthcare | Endoscopy - Outpatient | Akron | Akron City Campus | 95 Arch | Ground Floor | 2017-02-02 | Low
No | 050365 | Monitors, Physiologic, Bedside, Modular | 866062 - Intellivue MX450 | DE35172980 | Philips Healthcare | Endoscopy - Outpatient | Akron | Akron City Campus | 95 Arch | Ground Floor | 2017-02-02 | Low
No | 050366 | Monitors, Physiologic, Bedside, Modular | 866062 - Intellivue MX450 | DE35172961 | Philips Healthcare | Endoscopy - Outpatient | Akron | Akron City Campus | 95 Arch | Ground Floor | 2017-02-02 | Low
No | 050367 | Monitors, Physiologic, Bedside, Modular | 866062 - Intellivue MX450 | DE35172977 | Philips Healthcare | Endoscopy - Outpatient | Akron | Akron City Campus | 95 Arch | Ground Floor | 2017-02-02 | Low
No | 050368 | Monitors, Physiologic, Bedside, Modular | 866062 - Intellivue MX450 | DE35172976 | Philips Healthcare | Endoscopy - Outpatient | Akron | Akron City Campus | 95 Arch | Ground Floor | 2017-02-02 | Low
No | 050369 | Monitors, Physiologic, Bedside, Modular | 866062 - Intellivue MX450 | DE35172969 | Philips Healthcare | Endoscopy - Outpatient | Akron | Akron City Campus | 95 Arch | Ground Floor | 2017-02-02 | Low
No | 050370 | Monitors, Physiologic, Bedside, Modular | 866062 - Intellivue MX450 | DE35172970 | Philips Healthcare | Endoscopy - Outpatient | Akron | Akron City Campus | 95 Arch | Ground Floor | 2017-02-02 | Low
No | 050371 | Monitors, Physiologic, Bedside, Modular | 866062 - Intellivue MX450 | DE35172975 | Philips Healthcare | Endoscopy - Outpatient | Akron | Akron City Campus | 95 Arch | Ground Floor | 2017-02-02 | Low
No | 050372 | Monitors, Physiologic, Bedside, Modular | 866062 - Intellivue MX450 | DE35172962 | Philips Healthcare | Endoscopy - Outpatient | Akron | Akron City Campus | 95 Arch | Ground Floor | 2017-02-02 | Low
No | 050373 | Monitors, Physiologic, Bedside, Modular | 866062 - Intellivue MX450 | DE35172948 | Philips Healthcare | Endoscopy - Outpatient | Akron | Akron City Campus | 95 Arch | Ground Floor | 2017-02-02 | Low
No | 050374 | Monitors, Physiologic, Bedside, Modular | 866062 - Intellivue MX450 | DE35172953 | Philips Healthcare | Endoscopy - Outpatient | Akron | Akron City Campus | 95 Arch | Ground Floor | 2017-02-02 | Low
No | 050375 | Monitors, Physiologic, Bedside, Modular | 866062 - Intellivue MX450 | DE35173013 | Philips Healthcare | Endoscopy - Outpatient | Akron | Akron City Campus | 95 Arch | Ground Floor | 2017-02-02 | Low
No | 050376 | Monitors, Physiologic, Bedside, Modular | 866062 - Intellivue MX450 | DE35173079 | Philips Healthcare | Endoscopy - Outpatient | Akron | Akron City Campus | 95 Arch | Ground Floor | 2017-02-02 | Low
No | 050413 | Monitors, Physiologic, Bedside, Modular | 866062 - Intellivue MX450 | DE35172955 | Philips Healthcare | Endoscopy | Akron | Akron City Campus | Akron City Hospital | Ground Floor | 2017-02-01 | Low
No | 050414 | Monitors, Physiologic, Bedside, Modular | 866062 - Intellivue MX450 | DE35172966 | Philips Healthcare | Endoscopy | Akron | Akron City Campus | Akron City Hospital | Ground Floor | 2017-02-01 | Low
No | 050416 | Monitors, Physiologic, Bedside, Modular | 866062 - Intellivue MX450 | DE35172951 | Philips Healthcare | Endoscopy | Akron | Akron City Campus | Akron City Hospital | Ground Floor | 2017-02-01 | Low
No | 050417 | Monitors, Physiologic, Bedside, Modular | 866062 - Intellivue MX450 | DE35172968 | Philips Healthcare | Endoscopy | Akron | Akron City Campus | Akron City Hospital | Ground Floor | 2017-02-01 | Low
No | 051801 | Monitors, Physiologic, Bedside, Modular | 866062 - Intellivue MX450 | DE35172932 | Philips Healthcare | Sameday Surgery Center | Akron | Akron City Campus | H Tower | 1st Floor | 2017-02-06 | Low
No | 051802 | Monitors, Physiologic, Bedside, Modular | 866062 - Intellivue MX450 | DE35172981 | Philips Healthcare | Sameday Surgery Center | Akron | Akron City Campus | H Tower | 1st Floor | 2017-02-06 | Low
No | 051803 | Monitors, Physiologic, Bedside, Modular | 866062 - Intellivue MX450 | DE35172926 | Philips Healthcare | Sameday Surgery Center | Akron | Akron City Campus | H Tower | 1st Floor | 2017-02-06 | Low
No | 051804 | Monitors, Physiologic, Bedside, Modular | 866062 - Intellivue MX450 | DE35172960 | Philips Healthcare | Sameday Surgery Center | Akron | Akron City Campus | H Tower | 1st Floor | 2017-02-06 | Low
No | 051805 | Monitors, Physiologic, Bedside, Modular | 866062 - Intellivue MX450 | DE35172937 | Philips Healthcare | Sameday Surgery Center | Akron | Akron City Campus | H Tower | 1st Floor | 2017-02-06 | Low
No | 051806 | Monitors, Physiologic, Bedside, Modular | 866062 - Intellivue MX450 | DE35172935 | Philips Healthcare | Sameday Surgery Center | Akron | Akron City Campus | H Tower | 1st Floor | 2017-02-06 | Low
No | 051807 | Monitors, Physiologic, Bedside, Modular | 866062 - Intellivue MX450 | DE35172931 | Philips Healthcare | Sameday Surgery Center | Akron | Akron City Campus | H Tower | 1st Floor | 2017-02-06 | Low
No | 051808 | Monitors, Physiologic, Bedside, Modular | 866062 - Intellivue MX450 | DE35172945 | Philips Healthcare | Sameday Surgery Center | Akron | Akron City Campus | H Tower | 1st Floor | 2017-02-06 | Low
No | 051809 | Monitors, Physiologic, Bedside, Modular | 866062 - Intellivue MX450 | DE35172946 | Philips Healthcare | Sameday Surgery Center | Akron | Akron City Campus | H Tower | 1st Floor | 2017-02-06 | Low
No | 051810 | Monitors, Physiologic, Bedside, Modular | 866062 - Intellivue MX450 | DE35172943 | Philips Healthcare | Sameday Surgery Center | Akron | Akron City Campus | H Tower | 1st Floor | 2017-02-06 | Low
No | 051811 | Monitors, Physiologic, Bedside, Modular | 866062 - Intellivue MX450 | DE35172927 | Philips Healthcare | Sameday Surgery Center | Akron | Akron City Campus | H Tower | 1st Floor | 2017-02-06 | Low
No | 051812 | Monitors, Physiologic, Bedside, Modular | 866062 - Intellivue MX450 | DE35172944 | Philips Healthcare | Sameday Surgery Center | Akron | Akron City Campus | H Tower | 1st Floor | 2017-02-06 | Low
No | 051813 | Monitors, Physiologic, Bedside, Modular | 866062 - Intellivue MX450 | DE35172950 | Philips Healthcare | Sameday Surgery Center | Akron | Akron City Campus | H Tower | 1st Floor | 2017-02-06 | Low
No | 051814 | Monitors, Physiologic, Bedside, Modular | 866062 - Intellivue MX450 | DE35172947 | Philips Healthcare | Sameday Surgery Center | Akron | Akron City Campus | H Tower | 1st Floor | 2017-02-06 | Low
No | 051815 | Monitors, Physiologic, Bedside, Modular | 866062 - Intellivue MX450 | DE35172940 | Philips Healthcare | Sameday Surgery Center | Akron | Akron City Campus | H Tower | 1st Floor | 2017-02-06 | Low
No | 051816 | Monitors, Physiologic, Bedside, Modular | 866062 - Intellivue MX450 | DE35172936 | Philips Healthcare | Sameday Surgery Center | Akron | Akron City Campus | H Tower | 1st Floor | 2017-02-06 | Low
No | 051817 | Monitors, Physiologic, Bedside, Modular | 866062 - Intellivue MX450 | DE35172933 | Philips Healthcare | Sameday Surgery Center | Akron | Akron City Campus | H Tower | 1st Floor | 2017-02-06 | Low
No | 051818 | Monitors, Physiologic, Bedside, Modular | 866062 - Intellivue MX450 | DE35172939 | Philips Healthcare | Sameday Surgery Center | Akron | Akron City Campus | H Tower | 1st Floor | 2017-02-06 | Low
No | 051819 | Monitors, Physiologic, Bedside, Modular | 866062 - Intellivue MX450 | DE35172959 | Philips Healthcare | Sameday Surgery Center | Akron | Akron City Campus | H Tower | 1st Floor | 2017-02-06 | Low
No | 051820 | Monitors, Physiologic, Bedside, Modular | 866062 - Intellivue MX450 | DE35172978 | Philips Healthcare | Sameday Surgery Center | Akron | Akron City Campus | H Tower | 1st Floor | 2017-02-06 | Low
No | 051821 | Monitors, Physiologic, Bedside, Modular | 866062 - Intellivue MX450 | DE35172974 | Philips Healthcare | Sameday Surgery Center | Akron | Akron City Campus | H Tower | 1st Floor | 2017-02-06 | Low
No | 051822 | Monitors, Physiologic, Bedside, Modular | 866062 - Intellivue MX450 | DE35172972 | Philips Healthcare | Sameday Surgery Center | Akron | Akron City Campus | H Tower | 1st Floor | 2017-02-06 | Low
No | 051823 | Monitors, Physiologic, Bedside, Modular | 866062 - Intellivue MX450 | DE35172963 | Philips Healthcare | Sameday Surgery Center | Akron | Akron City Campus | H Tower | 1st Floor | 2017-02-06 | Low
No | 051824 | Monitors, Physiologic, Bedside, Modular | 866062 - Intellivue MX450 | DE35172973 | Philips Healthcare | Sameday Surgery Center | Akron | Akron City Campus | H Tower | 1st Floor | 2017-02-06 | Low
No | 051825 | Monitors, Physiologic, Bedside, Modular | 866062 - Intellivue MX450 | DE35172938 | Philips Healthcare | Sameday Surgery Center | Akron | Akron City Campus | H Tower | 1st Floor | 2017-02-06 | Low
No | 051826 | Monitors, Physiologic, Bedside, Modular | 866062 - Intellivue MX450 | DE35172934 | Philips Healthcare | Sameday Surgery Center | Akron | Akron City Campus | H Tower | 1st Floor | 2017-02-06 | Low
No | 051827 | Monitors, Physiologic, Bedside, Modular | 866062 - Intellivue MX450 | DE35172941 | Philips Healthcare | Sameday Surgery Center | Akron | Akron City Campus | H Tower | 1st Floor | 2017-02-06 | Low
No | 051828 | Monitors, Physiologic, Bedside, Modular | 866062 - Intellivue MX450 | DE35172952 | Philips Healthcare | Sameday Surgery Center | Akron | Akron City Campus | H Tower | 1st Floor | 2017-02-06 | Low
No | 051829 | Monitors, Physiologic, Bedside, Modular | 866062 - Intellivue MX450 | DE35172942 | Philips Healthcare | Sameday Surgery Center | Akron | Akron City Campus | H Tower | 1st Floor | 2017-02-06 | Low
No | 051830 | Monitors, Physiologic, Bedside, Modular | 866062 - Intellivue MX450 | DE35172958 | Philips Healthcare | Sameday Surgery Center | Akron | Akron City Campus | H Tower | 1st Floor | 2017-02-06 | Low
No | 052306 | Monitors, Physiologic, Bedside, Modular | 866062 - Intellivue MX450 | DE35172738 | Philips Healthcare | Anesthesia | Akron | Akron City Campus | Akron City Hospital | 1st Floor | 2017-01-18 | Low
No | 055802 | Monitors, Physiologic, Bedside, Modular | 866062 - Intellivue MX450 | DE671F2398 | Philips Healthcare | H2 - Labor and Delivery Unit (L&D) | Akron | Akron City Campus | H Tower | 2nd Floor | 2019-05-20 | Low
No | 056778 | Monitors, Physiologic, Bedside, Modular | 866062 - Intellivue MX450 | DE671F5882 | Philips Healthcare | Sameday Surgery Center | Akron | Akron City Campus | H Tower | 1st Floor | 2019-05-06 | Low
No | 056781 | Monitors, Physiologic, Bedside, Modular | 866062 - Intellivue MX450 | DE671F5852 | Philips Healthcare | Sameday Surgery Center | Akron | Akron City Campus | H Tower | 1st Floor | 2019-05-06 | Low
No | 056801 | Monitors, Physiologic, Bedside, Modular | 866062 - Intellivue MX450 | DE671F5862 | Philips Healthcare | Sameday Surgery Center | Akron | Akron City Campus | H Tower | 1st Floor | 2019-05-06 | Low
No | 056804 | Monitors, Physiologic, Bedside, Modular | 866062 - Intellivue MX450 | DE671F5843 | Philips Healthcare | Sameday Surgery Center | Akron | Akron City Campus | H Tower | 1st Floor | 2019-05-06 | Low
No | 056807 | Monitors, Physiologic, Bedside, Modular | 866062 - Intellivue MX450 | DE671F5849 | Philips Healthcare | Sameday Surgery Center | Akron | Akron City Campus | H Tower | 1st Floor | 2019-05-06 | Low
No | 056810 | Monitors, Physiologic, Bedside, Modular | 866062 - Intellivue MX450 | DE671F5845 | Philips Healthcare | Sameday Surgery Center | Akron | Akron City Campus | H Tower | 1st Floor | 2019-05-06 | Low
No | 056813 | Monitors, Physiologic, Bedside, Modular | 866062 - Intellivue MX450 | DE671F5851 | Philips Healthcare | Sameday Surgery Center | Akron | Akron City Campus | H Tower | 1st Floor | 2019-05-06 | Low
No | 056816 | Monitors, Physiologic, Bedside, Modular | 866062 - Intellivue MX450 | DE671F5856 | Philips Healthcare | Sameday Surgery Center | Akron | Akron City Campus | H Tower | 1st Floor | 2019-05-06 | Low
No | 056819 | Monitors, Physiologic, Bedside, Modular | 866062 - Intellivue MX450 | DE671F5858 | Philips Healthcare | Sameday Surgery Center | Akron | Akron City Campus | H Tower | 1st Floor | 2019-05-06 | Low
No | 056822 | Monitors, Physiologic, Bedside, Modular | 866062 - Intellivue MX450 | DE671F5878 | Philips Healthcare | Sameday Surgery Center | Akron | Akron City Campus | H Tower | 1st Floor | 2019-05-06 | Low
No | 056825 | Monitors, Physiologic, Bedside, Modular | 866062 - Intellivue MX450 | DE671F5867 | Philips Healthcare | Sameday Surgery Center | Akron | Akron City Campus | H Tower | 1st Floor | 2019-05-06 | Low
No | 056828 | Monitors, Physiologic, Bedside, Modular | 866062 - Intellivue MX450 | DE671F5874 | Philips Healthcare | Sameday Surgery Center | Akron | Akron City Campus | H Tower | 1st Floor | 2019-05-06 | Low
No | 056831 | Monitors, Physiologic, Bedside, Modular | 866062 - Intellivue MX450 | DE671F5859 | Philips Healthcare | Sameday Surgery Center | Akron | Akron City Campus | H Tower | 1st Floor | 2019-05-06 | Low
No | 056834 | Monitors, Physiologic, Bedside, Modular | 866062 - Intellivue MX450 | DE671F5844 | Philips Healthcare | Sameday Surgery Center | Akron | Akron City Campus | H Tower | 1st Floor | 2019-05-06 | Low
No | 056837 | Monitors, Physiologic, Bedside, Modular | 866062 - Intellivue MX450 | DE671F5850 | Philips Healthcare | Sameday Surgery Center | Akron | Akron City Campus | H Tower | 1st Floor | 2019-05-06 | Low
No | 056840 | Monitors, Physiologic, Bedside, Modular | 866062 - Intellivue MX450 | DE671F5871 | Philips Healthcare | Sameday Surgery Center | Akron | Akron City Campus | H Tower | 1st Floor | 2019-05-06 | Low
No | 056843 | Monitors, Physiologic, Bedside, Modular | 866062 - Intellivue MX450 | DE671F5847 | Philips Healthcare | Sameday Surgery Center | Akron | Akron City Campus | H Tower | 1st Floor | 2019-05-06 | Low
No | 056846 | Monitors, Physiologic, Bedside, Modular | 866062 - Intellivue MX450 | DE671F5863 | Philips Healthcare | Sameday Surgery Center | Akron | Akron City Campus | H Tower | 1st Floor | 2019-05-06 | Low
No | 056849 | Monitors, Physiologic, Bedside, Modular | 866062 - Intellivue MX450 | DE671F5860 | Philips Healthcare | Sameday Surgery Center | Akron | Akron City Campus | H Tower | 1st Floor | 2019-05-06 | Low
No | 056852 | Monitors, Physiologic, Bedside, Modular | 866062 - Intellivue MX450 | DE671F5875 | Philips Healthcare | Sameday Surgery Center | Akron | Akron City Campus | H Tower | 1st Floor | 2019-05-06 | Low
No | 056855 | Monitors, Physiologic, Bedside, Modular | 866062 - Intellivue MX450 | DE671F5841 | Philips Healthcare | Sameday Surgery Center | Akron | Akron City Campus | H Tower | 1st Floor | 2019-05-06 | Low
No | 056858 | Monitors, Physiologic, Bedside, Modular | 866062 - Intellivue MX450 | DE671F5868 | Philips Healthcare | Sameday Surgery Center | Akron | Akron City Campus | H Tower | 1st Floor | 2019-05-06 | Low
No | 056861 | Monitors, Physiologic, Bedside, Modular | 866062 - Intellivue MX450 | DE671F5853 | Philips Healthcare | Sameday Surgery Center | Akron | Akron City Campus | H Tower | 1st Floor | 2019-05-06 | Low
No | 056864 | Monitors, Physiologic, Bedside, Modular | 866062 - Intellivue MX450 | DE671F5846 | Philips Healthcare | Sameday Surgery Center | Akron | Akron City Campus | H Tower | 1st Floor | 2019-05-06 | Low
No | 056867 | Monitors, Physiologic, Bedside, Modular | 866062 - Intellivue MX450 | DE671F5872 | Philips Healthcare | Sameday Surgery Center | Akron | Akron City Campus | H Tower | 1st Floor | 2019-05-06 | Low
No | 056870 | Monitors, Physiologic, Bedside, Modular | 866062 - Intellivue MX450 | DE671F5865 | Philips Healthcare | Sameday Surgery Center | Akron | Akron City Campus | H Tower | 1st Floor | 2019-05-06 | Low
No | 056873 | Monitors, Physiologic, Bedside, Modular | 866062 - Intellivue MX450 | DE671F5873 | Philips Healthcare | Sameday Surgery Center | Akron | Akron City Campus | H Tower | 1st Floor | 2019-05-06 | Low
No | 056876 | Monitors, Physiologic, Bedside, Modular | 866062 - Intellivue MX450 | DE671F5869 | Philips Healthcare | Sameday Surgery Center | Akron | Akron City Campus | H Tower | 1st Floor | 2019-05-06 | Low
No | 056879 | Monitors, Physiologic, Bedside, Modular | 866062 - Intellivue MX450 | DE671F5840 | Philips Healthcare | Sameday Surgery Center | Akron | Akron City Campus | H Tower | 1st Floor | 2019-05-06 | Low
No | 056882 | Monitors, Physiologic, Bedside, Modular | 866062 - Intellivue MX450 | DE671F5842 | Philips Healthcare | Sameday Surgery Center | Akron | Akron City Campus | H Tower | 1st Floor | 2019-05-06 | Low
No | 056885 | Monitors, Physiologic, Bedside, Modular | 866062 - Intellivue MX450 | DE671F5870 | Philips Healthcare | Sameday Surgery Center | Akron | Akron City Campus | H Tower | 1st Floor | 2019-05-06 | Low
No | 056888 | Monitors, Physiologic, Bedside, Modular | 866062 - Intellivue MX450 | DE671F5848 | Philips Healthcare | Sameday Surgery Center | Akron | Akron City Campus | H Tower | 1st Floor | 2019-05-06 | Low
No | 056891 | Monitors, Physiologic, Bedside, Modular | 866062 - Intellivue MX450 | DE671F5857 | Philips Healthcare | Sameday Surgery Center | Akron | Akron City Campus | H Tower | 1st Floor | 2019-05-06 | Low
No | 056894 | Monitors, Physiologic, Bedside, Modular | 866062 - Intellivue MX450 | DE671F5866 | Philips Healthcare | Sameday Surgery Center | Akron | Akron City Campus | H Tower | 1st Floor | 2019-05-06 | Low
No | 056897 | Monitors, Physiologic, Bedside, Modular | 866062 - Intellivue MX450 | DE671F5855 | Philips Healthcare | Sameday Surgery Center | Akron | Akron City Campus | H Tower | 1st Floor | 2019-05-06 | Low
No | 056900 | Monitors, Physiologic, Bedside, Modular | 866062 - Intellivue MX450 | DE671F5861 | Philips Healthcare | Sameday Surgery Center | Akron | Akron City Campus | H Tower | 1st Floor | 2019-05-06 | Low
No | 062519 | Monitors, Physiologic, Bedside, Modular | 866062 - Intellivue MX450 | DE7580AR3J | Philips Healthcare | Interventional Psychiatry | Akron | Akron City Campus | Akron City Hospital | 2nd Floor | 2023-01-20 10:43 | Low
No | 062522 | Monitors, Physiologic, Bedside, Modular | 866062 - Intellivue MX450 | DE7580AR3M | Philips Healthcare | Interventional Psychiatry | Akron | Akron City Campus | Akron City Hospital | 2nd Floor | 2023-01-20 10:43 | Low
No | 062701 | Monitors, Physiologic, Bedside, Modular | 866062 - Intellivue MX450 | DE7580AR3L | Philips Healthcare | Interventional Psychiatry | Akron | Akron City Campus | Akron City Hospital | 2nd Floor | 2023-01-20 10:43 | Low
No | 062704 | Monitors, Physiologic, Bedside, Modular | 866062 - Intellivue MX450 | DE7580AR3H | Philips Healthcare | Interventional Psychiatry | Akron | Akron City Campus | Akron City Hospital | 2nd Floor | 2023-01-20 10:43 | Low
No | 062707 | Monitors, Physiologic, Bedside, Modular | 866062 - Intellivue MX450 | DE7580AR3K | Philips Healthcare | Interventional Psychiatry | Akron | Akron City Campus | Akron City Hospital | 2nd Floor | 2023-01-20 10:43 | Low
No | 064651 | Monitors, Physiologic, Bedside, Modular | 866062 - Intellivue MX450 | DE7770DUB0 | Philips Healthcare | Health Tech Mgmt | Akron | Akron City Campus | H Tower | Basement | 2024-10-07 08:31 | Low
No | 064653 | Monitors, Physiologic, Bedside, Modular | 866062 - Intellivue MX450 | DE777ODTPJ | Philips Healthcare | PACU | Akron | Akron City Campus | Akron City Hospital | 1st Floor | 2024-10-07 08:31 | Low
No | 064655 | Monitors, Physiologic, Bedside, Modular | 866062 - Intellivue MX450 | DE7770DTPH | Philips Healthcare | PACU | Akron | Akron City Campus | Akron City Hospital | 1st Floor | 2024-10-07 08:31 | Low
No | 064657 | Monitors, Physiologic, Bedside, Modular | 866062 - Intellivue MX450 | DE7770DTP6 | Philips Healthcare | PACU | Akron | Akron City Campus | Akron City Hospital | 1st Floor | 2024-10-07 08:31 | Low
No | 064659 | Monitors, Physiologic, Bedside, Modular | 866062 - Intellivue MX450 | DE7770DTMT | Philips Healthcare | PACU | Akron | Akron City Campus | Akron City Hospital | 1st Floor | 2024-10-07 08:31 | Low
No | 064661 | Monitors, Physiologic, Bedside, Modular | 866062 - Intellivue MX450 | DE7770DTR5 | Philips Healthcare | PACU | Akron | Akron City Campus | Akron City Hospital | 1st Floor | 2024-10-07 08:31 | Low
No | 064663 | Monitors, Physiologic, Bedside, Modular | 866062 - Intellivue MX450 | DE7770DTR4 | Philips Healthcare | PACU | Akron | Akron City Campus | Akron City Hospital | 1st Floor | 2024-10-07 08:31 | Low
No | 064665 | Monitors, Physiologic, Bedside, Modular | 866062 - Intellivue MX450 | DE7770DTR6 | Philips Healthcare | PACU | Akron | Akron City Campus | Akron City Hospital | 1st Floor | 2024-10-07 08:31 | Low
No | 064667 | Monitors, Physiologic, Bedside, Modular | 866062 - Intellivue MX450 | DE7770DDTPM | Philips Healthcare | PACU | Akron | Akron City Campus | Akron City Hospital | 1st Floor | 2024-10-07 08:31 | Low
No | 064669 | Monitors, Physiologic, Bedside, Modular | 866062 - Intellivue MX450 | DE7770DTNL | Philips Healthcare | PACU | Akron | Akron City Campus | Akron City Hospital | 1st Floor | 2024-10-07 08:31 | Low
No | 064671 | Monitors, Physiologic, Bedside, Modular | 866062 - Intellivue MX450 | DE7770DTMW | Philips Healthcare | PACU | Akron | Akron City Campus | Akron City Hospital | 1st Floor | 2024-10-07 08:31 | Low
No | 064673 | Monitors, Physiologic, Bedside, Modular | 866062 - Intellivue MX450 | DE7770DTPR | Philips Healthcare | PACU | Akron | Akron City Campus | Akron City Hospital | 1st Floor | 2024-10-07 08:31 | Low
No | 064675 | Monitors, Physiologic, Bedside, Modular | 866062 - Intellivue MX450 | DE7770DTR2 | Philips Healthcare | PACU | Akron | Akron City Campus | Akron City Hospital | 1st Floor | 2024-10-07 08:31 | Low
No | 064677 | Monitors, Physiologic, Bedside, Modular | 866062 - Intellivue MX450 | DE7770DTMV | Philips Healthcare | PACU | Akron | Akron City Campus | Akron City Hospital | 1st Floor | 2024-10-07 08:31 | Low
No | 064679 | Monitors, Physiologic, Bedside, Modular | 866062 - Intellivue MX450 | DE777DTPK | Philips Healthcare | PACU | Akron | Akron City Campus | Akron City Hospital | 1st Floor | 2024-10-07 08:31 | Low
No | 064681 | Monitors, Physiologic, Bedside, Modular | 866062 - Intellivue MX450 | DE7770DTR7 | Philips Healthcare | PACU | Akron | Akron City Campus | Akron City Hospital | 1st Floor | 2024-10-07 08:31 | Low
No | 064683 | Monitors, Physiologic, Bedside, Modular | 866062 - Intellivue MX450 | DE7770DTR3 | Philips Healthcare | PACU | Akron | Akron City Campus | Akron City Hospital | 1st Floor | 2024-10-07 08:31 | Low
No | 064685 | Monitors, Physiologic, Bedside, Modular | 866062 - Intellivue MX450 | DE7770DTMU | Philips Healthcare | PACU | Akron | Akron City Campus | Akron City Hospital | 1st Floor | 2024-10-07 08:31 | Low
No | 064687 | Monitors, Physiologic, Bedside, Modular | 866062 - Intellivue MX450 | DE7770DTPL | Philips Healthcare | PACU | Akron | Akron City Campus | Akron City Hospital | 1st Floor | 2024-10-07 08:31 | Low
No | 064787 | Monitors, Physiologic, Bedside, Modular | 866062 - Intellivue MX450 | DE7770E1ET | Philips Healthcare | PACU | Akron | Akron City Campus | Akron City Hospital | 1st Floor | 2024-10-28 12:34 | Low
No | 070244 | Monitors, Physiologic, Bedside, Modular | 866062 - Intellivue MX450 | DE35108013 | Philips Healthcare | Sameday Surgery Center - SW | Barberton | Wadsworth Campus | Wadsworth-Rittman Medical Center | 1st Floor | 2023-09-15 | Low
No | 070247 | Monitors, Physiologic, Bedside, Modular | 866062 - Intellivue MX450 | DE35106552 | Philips Healthcare | Sameday Surgery Center - SW | Barberton | Wadsworth Campus | Wadsworth-Rittman Medical Center | 1st Floor | 2023-09-15 | Low
No | 070251 | Monitors, Physiologic, Bedside, Modular | 866062 - Intellivue MX450 | DE35106558 | Philips Healthcare | Sameday Surgery Center - SW | Barberton | Wadsworth Campus | Wadsworth-Rittman Medical Center | 1st Floor | 2023-09-15 | Low
No | 070254 | Monitors, Physiologic, Bedside, Modular | 866062 - Intellivue MX450 | DE35106561 | Philips Healthcare | Sameday Surgery Center - SW | Barberton | Wadsworth Campus | Wadsworth-Rittman Medical Center | 1st Floor | 2023-09-15 | Low
No | 070257 | Monitors, Physiologic, Bedside, Modular | 866062 - Intellivue MX450 | DE35106551 | Philips Healthcare | Sameday Surgery Center - SW | Barberton | Wadsworth Campus | Wadsworth-Rittman Medical Center | 1st Floor | 2023-09-15 | Low
No | 070260 | Monitors, Physiologic, Bedside, Modular | 866062 - Intellivue MX450 | DE671E1911 | Philips Healthcare | Sameday Surgery Center - SW | Barberton | Wadsworth Campus | Wadsworth-Rittman Medical Center | 1st Floor | 2023-09-15 | Low
No | 070263 | Monitors, Physiologic, Bedside, Modular | 866062 - Intellivue MX450 | DE35106557 | Philips Healthcare | Sameday Surgery Center - SW | Barberton | Wadsworth Campus | Wadsworth-Rittman Medical Center | 1st Floor | 2023-09-15 | Low
No | 070266 | Monitors, Physiologic, Bedside, Modular | 866062 - Intellivue MX450 | DE35106550 | Philips Healthcare | Sameday Surgery Center - SW | Barberton | Wadsworth Campus | Wadsworth-Rittman Medical Center | 1st Floor | 2023-09-15 | Low
No | 070269 | Monitors, Physiologic, Bedside, Modular | 866062 - Intellivue MX450 | DE35140790 | Philips Healthcare | Sameday Surgery Center - SW | Barberton | Wadsworth Campus | Wadsworth-Rittman Medical Center | 1st Floor | 2023-09-15 | Low
No | 070272 | Monitors, Physiologic, Bedside, Modular | 866062 - Intellivue MX450 | DE671E1912 | Philips Healthcare | Sameday Surgery Center - SW | Barberton | Wadsworth Campus | Wadsworth-Rittman Medical Center | 1st Floor | 2023-09-15 | Low
No | 070608 | Monitors, Physiologic, Bedside, Modular | 866062 - Intellivue MX450 | DE35198638 | Philips Healthcare | Sameday Surgery Center - SW | Barberton | Wadsworth Campus | Wadsworth-Rittman Medical Center | 1st Floor | 2019-01-01 | Low
No | 070726 | Monitors, Physiologic, Bedside, Modular | 866062 - Intellivue MX450 | DE7770DJ1A | Philips Healthcare | Emergency Department (ED) - SBH | Barberton | Barberton Campus | Summa Barberton Hospital | Ground Floor | 2024-08-27 | Low
No | 070727 | Monitors, Physiologic, Bedside, Modular | 866062 - Intellivue MX450 | DE7770DJ0Y | Philips Healthcare | Emergency Department (ED) - SBH | Barberton | Barberton Campus | Summa Barberton Hospital | Ground Floor | 2024-08-27 | Low
No | 070728 | Monitors, Physiologic, Bedside, Modular | 866062 - Intellivue MX450 | DE7770DJ13 | Philips Healthcare | Emergency Department (ED) - SBH | Barberton | Barberton Campus | Summa Barberton Hospital | Ground Floor | 2024-08-27 | Low
No | 070729 | Monitors, Physiologic, Bedside, Modular | 866062 - Intellivue MX450 | DE7770DJ10 | Philips Healthcare | Emergency Department (ED) - SBH | Barberton | Barberton Campus | Summa Barberton Hospital | Ground Floor | 2024-08-27 | Low
No | 070730 | Monitors, Physiologic, Bedside, Modular | 866062 - Intellivue MX450 | DE7770DJ0W | Philips Healthcare | Emergency Department (ED) - SBH | Barberton | Barberton Campus | Summa Barberton Hospital | Ground Floor | 2024-08-27 | Low
No | 070731 | Monitors, Physiologic, Bedside, Modular | 866062 - Intellivue MX450 | DE7770DJ15 | Philips Healthcare | Emergency Department (ED) - SBH | Barberton | Barberton Campus | Summa Barberton Hospital | Ground Floor | 2024-08-27 | Low
No | 070732 | Monitors, Physiologic, Bedside, Modular | 866062 - Intellivue MX450 | DE7770DJ19 | Philips Healthcare | Emergency Department (ED) - SBH | Barberton | Barberton Campus | Summa Barberton Hospital | Ground Floor | 2024-08-27 | Low
No | 070733 | Monitors, Physiologic, Bedside, Modular | 866062 - Intellivue MX450 | DE7770DJ1B | Philips Healthcare | Emergency Department (ED) - SBH | Barberton | Barberton Campus | Summa Barberton Hospital | Ground Floor | 2024-08-27 | Low
No | 070734 | Monitors, Physiologic, Bedside, Modular | 866062 - Intellivue MX450 | DE7770DJ2F | Philips Healthcare | Emergency Department (ED) - SBH | Barberton | Barberton Campus | Summa Barberton Hospital | Ground Floor | 2024-08-27 | Low
No | 070735 | Monitors, Physiologic, Bedside, Modular | 866062 - Intellivue MX450 | DE7770DJ1C | Philips Healthcare | Emergency Department (ED) - SBH | Barberton | Barberton Campus | Summa Barberton Hospital | Ground Floor | 2024-08-27 | Low
No | 070736 | Monitors, Physiologic, Bedside, Modular | 866062 - Intellivue MX450 | DE7770DJ0U | Philips Healthcare | Emergency Department (ED) - SBH | Barberton | Barberton Campus | Summa Barberton Hospital | Ground Floor | 2024-08-27 | Low
No | 070737 | Monitors, Physiologic, Bedside, Modular | 866062 - Intellivue MX450 | DE7770DJ14 | Philips Healthcare | Emergency Department (ED) - SBH | Barberton | Barberton Campus | Summa Barberton Hospital | Ground Floor | 2024-08-27 | Low
No | 070738 | Monitors, Physiologic, Bedside, Modular | 866062 - Intellivue MX450 | DE7770DJ0V | Philips Healthcare | Emergency Department (ED) - SBH | Barberton | Barberton Campus | Summa Barberton Hospital | Ground Floor | 2024-08-27 | Low
No | 070739 | Monitors, Physiologic, Bedside, Modular | 866062 - Intellivue MX450 | DE7770DJ17 | Philips Healthcare | Emergency Department (ED) - SBH | Barberton | Barberton Campus | Summa Barberton Hospital | Ground Floor | 2024-08-27 | Low
No | 070740 | Monitors, Physiologic, Bedside, Modular | 866062 - Intellivue MX450 | DE7770DJ2M | Philips Healthcare | Emergency Department (ED) - SBH | Barberton | Barberton Campus | Summa Barberton Hospital | Ground Floor | 2024-08-27 | Low
No | 070741 | Monitors, Physiologic, Bedside, Modular | 866062 - Intellivue MX450 | DE7770DJ1E | Philips Healthcare | Emergency Department (ED) - SBH | Barberton | Barberton Campus | Summa Barberton Hospital | Ground Floor | 2024-08-27 | Low
No | 070742 | Monitors, Physiologic, Bedside, Modular | 866062 - Intellivue MX450 | DE7770DJ18 | Philips Healthcare | Emergency Department (ED) - SBH | Barberton | Barberton Campus | Summa Barberton Hospital | Ground Floor | 2024-08-27 | Low
No | 070743 | Monitors, Physiologic, Bedside, Modular | 866062 - Intellivue MX450 | DE7770DJ11 | Philips Healthcare | Emergency Department (ED) - SBH | Barberton | Barberton Campus | Summa Barberton Hospital | Ground Floor | 2024-08-27 | Low
No | 070744 | Monitors, Physiologic, Bedside, Modular | 866062 - Intellivue MX450 | DE7770DJ1D | Philips Healthcare | Emergency Department (ED) - SBH | Barberton | Barberton Campus | Summa Barberton Hospital | Ground Floor | 2024-08-27 | Low
No | 070745 | Monitors, Physiologic, Bedside, Modular | 866062 - Intellivue MX450 | DE7770DJ12 | Philips Healthcare | Emergency Department (ED) - SBH | Barberton | Barberton Campus | Summa Barberton Hospital | Ground Floor | 2024-08-27 | Low
No | 033406 | Monitors, Physiologic, Bedside, Modular | 866064 - Intellivue MX500 | DE35131535 | Philips Healthcare | SCI-Cardiology Prep & Recovery | Akron | Akron City Campus | Akron City Hospital | 1st Floor | 2015-08-27 | Low
No | 033408 | Monitors, Physiologic, Bedside, Modular | 866064 - Intellivue MX500 | DE35131531 | Philips Healthcare | SCI-Cardiology Prep & Recovery | Akron | Akron City Campus | Akron City Hospital | 1st Floor | 2015-08-27 | Low
No | 033410 | Monitors, Physiologic, Bedside, Modular | 866064 - Intellivue MX500 | DE35131556 | Philips Healthcare | Health Tech Mgmt | Akron | Akron City Campus | H Tower | Basement | 2015-08-27 | Low
No | 033412 | Monitors, Physiologic, Bedside, Modular | 866064 - Intellivue MX500 | DE35131532 | Philips Healthcare | SCI-Cardiology Prep & Recovery | Akron | Akron City Campus | Akron City Hospital | 1st Floor | 2015-08-27 | Low
No | 033414 | Monitors, Physiologic, Bedside, Modular | 866064 - Intellivue MX500 | DE35131533 | Philips Healthcare | SCI-Cardiology Prep & Recovery | Akron | Akron City Campus | Akron City Hospital | 1st Floor | 2015-08-28 | Low
No | 033416 | Monitors, Physiologic, Bedside, Modular | 866064 - Intellivue MX500 | DE35131536 | Philips Healthcare | SCI-Cardiology Prep & Recovery | Akron | Akron City Campus | Akron City Hospital | 1st Floor | 2015-08-28 | Low
No | 033418 | Monitors, Physiologic, Bedside, Modular | 866064 - Intellivue MX500 | DE35131542 | Philips Healthcare | SCI-Cardiology Prep & Recovery | Akron | Akron City Campus | Akron City Hospital | 1st Floor | 2015-08-28 | Low
No | 033420 | Monitors, Physiologic, Bedside, Modular | 866064 - Intellivue MX500 | DE35131540 | Philips Healthcare | SCI-Cardiology Prep & Recovery | Akron | Akron City Campus | Akron City Hospital | 1st Floor | 2015-08-28 | Low
No | 033422 | Monitors, Physiologic, Bedside, Modular | 866064 - Intellivue MX500 | DE35131539 | Philips Healthcare | SCI-Cardiology Prep & Recovery | Akron | Akron City Campus | Akron City Hospital | 1st Floor | 2015-08-28 | Low
No | 033424 | Monitors, Physiologic, Bedside, Modular | 866064 - Intellivue MX500 | DE35131544 | Philips Healthcare | SCI-Cardiology Prep & Recovery | Akron | Akron City Campus | Akron City Hospital | 1st Floor | 2015-08-28 | Low
No | 033426 | Monitors, Physiologic, Bedside, Modular | 866064 - Intellivue MX500 | DE35131541 | Philips Healthcare | SCI-Cardiology Prep & Recovery | Akron | Akron City Campus | Akron City Hospital | 1st Floor | 2015-08-28 | Low
No | 033428 | Monitors, Physiologic, Bedside, Modular | 866064 - Intellivue MX500 | DE35131537 | Philips Healthcare | SCI-Cardiology Prep & Recovery | Akron | Akron City Campus | Akron City Hospital | 1st Floor | 2015-08-28 | Low
No | 033430 | Monitors, Physiologic, Bedside, Modular | 866064 - Intellivue MX500 | DE35131543 | Philips Healthcare | SCI-Cardiology Prep & Recovery | Akron | Akron City Campus | Akron City Hospital | 1st Floor | 2015-08-28 | Low
No | 033432 | Monitors, Physiologic, Bedside, Modular | 866064 - Intellivue MX500 | DE35131561 | Philips Healthcare | SCI-Cardiology Prep & Recovery | Akron | Akron City Campus | Akron City Hospital | 1st Floor | 2015-08-28 | Low
No | 037659 | Monitors, Physiologic, Bedside, Modular | 866064 - Intellivue MX500 | DE35131052 | Philips Healthcare | Cat Scan - SB | Barberton | Barberton Campus | Summa Barberton Hospital | Ground Floor | 2015-08-26 | Low
No | 037689 | Monitors, Physiologic, Bedside, Modular | 866064 - Intellivue MX500 | DE35131051 | Philips Healthcare | Endoscopy - SB | Barberton | Barberton Campus | Summa Barberton Hospital | 2nd Floor | 2015-08-26 | Low
No | 037718 | Monitors, Physiologic, Bedside, Modular | 866064 - Intellivue MX500 | DE35131050 | Philips Healthcare | Angiography - SB | Barberton | Barberton Campus | Summa Barberton Hospital | 2nd Floor | 2015-08-26 | Low
No | 038242 | Monitors, Physiologic, Bedside, Modular | 866064 - Intellivue MX500 | DE35143524 | Philips Healthcare | Emergency Department (ED) - Wadsworth | Barberton | Wadsworth Campus | Wadsworth Emergency Bldg | Ground Floor | 2016-02-23 | Low
No | 038244 | Monitors, Physiologic, Bedside, Modular | 866064 - Intellivue MX500 | DE35143523 | Philips Healthcare | Emergency Department (ED) - Wadsworth | Barberton | Wadsworth Campus | Wadsworth Emergency Bldg | Ground Floor | 2016-02-23 | Low
No | 038400 | Monitors, Physiologic, Bedside, Modular | 866064 - Intellivue MX500 | DE35131054 | Philips Healthcare | Sameday Surgery Center - SB | Barberton | Barberton Campus | Summa Barberton Hospital | 2nd Floor | 2015-08-26 | Low
No | 038406 | Monitors, Physiologic, Bedside, Modular | 866064 - Intellivue MX500 | DE35131053 | Philips Healthcare | Sameday Surgery Center - SB | Barberton | Barberton Campus | Summa Barberton Hospital | 2nd Floor | 2015-08-26 | Low
No | 050999 | Monitors, Physiologic, Bedside, Modular | 866064 - Intellivue MX500 | DE351C1719 | Philips Healthcare | Diagnostic Radiology | Akron | Akron City Campus | Akron City Hospital | Ground Floor | 2018-06-07 | Low
No | 051001 | Monitors, Physiologic, Bedside, Modular | 866064 - Intellivue MX500 | DE351C1718 | Philips Healthcare | Diagnostic Radiology | Akron | Akron City Campus | Akron City Hospital | Ground Floor | 2018-06-07 | Low
No | 052533 | Monitors, Physiologic, Bedside, Modular | 866064 - Intellivue MX500 | DE35174201 | Philips Healthcare | Medina ASC | Barberton | Medina Campus | Medina Medical Center | 1st Floor | 2017-02-14 | Low
No | 052534 | Monitors, Physiologic, Bedside, Modular | 866064 - Intellivue MX500 | DE35174200 | Philips Healthcare | PACU - SW | Barberton | Wadsworth Campus | Wadsworth-Rittman Medical Center | 1st Floor | 2017-02-14 | Low
No | 052535 | Monitors, Physiologic, Bedside, Modular | 866064 - Intellivue MX500 | DE3517198 | Philips Healthcare | SCI-Cardiology Prep & Recovery | Akron | Akron City Campus | ACH Admin Building | 1st Floor | 2017-02-14 | Low
No | 052536 | Monitors, Physiologic, Bedside, Modular | 866064 - Intellivue MX500 | DE35174199 | Philips Healthcare | Medina ASC | Barberton | Medina Campus | Medina Medical Center | 1st Floor | 2017-02-14 | Low
No | 052537 | Monitors, Physiologic, Bedside, Modular | 866064 - Intellivue MX500 | DE35174202 | Philips Healthcare | Sameday Surgery Center - SW | Barberton | Wadsworth Campus | Wadsworth-Rittman Medical Center | 1st Floor | 2017-02-14 | Low
No | 052543 | Monitors, Physiologic, Bedside, Modular | 866064 - Intellivue MX500 | DE3517256 | Philips Healthcare | Medina ASC | Barberton | Medina Campus | Medina Medical Center | 1st Floor | 2017-02-14 | Low
No | 052569 | Monitors, Physiologic, Bedside, Modular | 866064 - Intellivue MX500 | DE35174197 | Philips Healthcare | Sameday Surgery Center - SW | Barberton | Wadsworth Campus | Wadsworth-Rittman Medical Center | 1st Floor | 2017-02-14 | Low
No | 063996 | Monitors, Physiologic, Bedside, Modular | 866064 - Intellivue MX500 | DE7770D57K | Philips Healthcare | SCI-Cardiology Prep & Recovery | Akron | Akron City Campus | Akron City Hospital | 1st Floor | 2024-06-26 14:22 | Low
No | 063998 | Monitors, Physiologic, Bedside, Modular | 866064 - Intellivue MX500 | DE7770D57L | Philips Healthcare | SCI-Cardiology Prep & Recovery | Akron | Akron City Campus | Akron City Hospital | 1st Floor | 2024-06-26 07:47 | Low
No | 050229 | Monitors, Physiologic, Bedside, Modular | 866066 - Intellivue MX550 | DE351C1770 | Philips Healthcare | Angiography | Akron | Akron City Campus | Akron City Hospital | 2nd Floor | 2018-06-07 | Low
No | 050991 | Monitors, Physiologic, Bedside, Modular | 866066 - Intellivue MX550 | DE351C1771 | Philips Healthcare | Angiography | Akron | Akron City Campus | Akron City Hospital | 2nd Floor | 2018-06-07 | Low
No | 050993 | Monitors, Physiologic, Bedside, Modular | 866066 - Intellivue MX550 | DE351C1769 | Philips Healthcare | Angiography | Akron | Akron City Campus | Akron City Hospital | 2nd Floor | 2018-06-07 | Low
No | 050995 | Monitors, Physiologic, Bedside, Modular | 866066 - Intellivue MX550 | DE351C1794 | Philips Healthcare | Angiography | Akron | Akron City Campus | Akron City Hospital | 2nd Floor | 2018-06-07 | Low
No | 050997 | Monitors, Physiologic, Bedside, Modular | 866066 - Intellivue MX550 | DE351C1774 | Philips Healthcare | Angiography | Akron | Akron City Campus | Akron City Hospital | 2nd Floor | 2018-06-07 | Low
No | 055684 | Monitors, Physiologic, Bedside, Modular | 866066 - Intellivue MX550 | DE351C1773 | Philips Healthcare | Angiography | Akron | Akron City Campus | Akron City Hospital | 2nd Floor | 2020-06-12 | Low
No | 057188 | Monitors, Physiologic, Bedside, Modular | 866066 - Intellivue MX550 | DE671F2529 | Philips Healthcare | H2 - Labor and Delivery Unit (L&D) | Akron | Akron City Campus | H Tower | 2nd Floor | 2020-06-25 | Low
No | 061509 | Monitors, Physiologic, Bedside, Modular | 866066 - Intellivue MX550 | DE671Y3648 | Philips Healthcare | Angiography | Akron | Akron City Campus | Akron City Hospital | 2nd Floor | 2022-01-12 | Low
No | 061510 | Monitors, Physiologic, Bedside, Modular | 866066 - Intellivue MX550 | DE671Y3688 | Philips Healthcare | Angiography | Akron | Akron City Campus | Akron City Hospital | 2nd Floor | 2022-01-12 | Low
No | 064301 | Monitors, Physiologic, Bedside, Modular | 866066 - Intellivue MX550 | DE7770DTNU | Philips Healthcare | 1 Central - CV Progressive Care Unit (PCU) | Akron | Akron City Campus | Akron City Hospital | 1st Floor | 2024-09-24 07:30 | Low
No | 064303 | Monitors, Physiologic, Bedside, Modular | 866066 - Intellivue MX550 | DE7770DTNZ | Philips Healthcare | 1 Central - CV Progressive Care Unit (PCU) | Akron | Akron City Campus | Akron City Hospital | 1st Floor | 2024-09-24 07:30 | Low
No | 064305 | Monitors, Physiologic, Bedside, Modular | 866066 - Intellivue MX550 | DE7770DTP7 | Philips Healthcare | 1 Central - CV Progressive Care Unit (PCU) | Akron | Akron City Campus | Akron City Hospital | 1st Floor | 2024-09-24 07:30 | Low
No | 064307 | Monitors, Physiologic, Bedside, Modular | 866066 - Intellivue MX550 | DE7770DTPC | Philips Healthcare | 1 Central - CV Progressive Care Unit (PCU) | Akron | Akron City Campus | Akron City Hospital | 1st Floor | 2024-09-24 07:30 | Low
No | 064309 | Monitors, Physiologic, Bedside, Modular | 866066 - Intellivue MX550 | DE7770DTPA | Philips Healthcare | 1 Central - CV Progressive Care Unit (PCU) | Akron | Akron City Campus | Akron City Hospital | 1st Floor | 2024-09-24 07:30 | Low
No | 064311 | Monitors, Physiologic, Bedside, Modular | 866066 - Intellivue MX550 | DE7770DTPP | Philips Healthcare | 1 Central - CV Progressive Care Unit (PCU) | Akron | Akron City Campus | Akron City Hospital | 1st Floor | 2024-09-24 07:30 | Low
No | 064313 | Monitors, Physiologic, Bedside, Modular | 866066 - Intellivue MX550 | DE7770DTP8 | Philips Healthcare | 1 Central - CV Progressive Care Unit (PCU) | Akron | Akron City Campus | Akron City Hospital | 1st Floor | 2024-09-24 07:30 | Low
No | 064315 | Monitors, Physiologic, Bedside, Modular | 866066 - Intellivue MX550 | DE7770DTNT | Philips Healthcare | 1 Central - CV Progressive Care Unit (PCU) | Akron | Akron City Campus | Akron City Hospital | 1st Floor | 2024-09-24 07:30 | Low
No | 064317 | Monitors, Physiologic, Bedside, Modular | 866066 - Intellivue MX550 | DE7770DTPZ | Philips Healthcare | 1 Central - CV Progressive Care Unit (PCU) | Akron | Akron City Campus | Akron City Hospital | 1st Floor | 2024-09-24 07:30 | Low
No | 064319 | Monitors, Physiologic, Bedside, Modular | 866066 - Intellivue MX550 | DE7770DTPU | Philips Healthcare | 1 Central - CV Progressive Care Unit (PCU) | Akron | Akron City Campus | Akron City Hospital | 1st Floor | 2024-09-24 07:30 | Low
No | 064321 | Monitors, Physiologic, Bedside, Modular | 866066 - Intellivue MX550 | DE7770DTNR | Philips Healthcare | 1 Central - CV Progressive Care Unit (PCU) | Akron | Akron City Campus | Akron City Hospital | 1st Floor | 2024-09-24 07:30 | Low
No | 064323 | Monitors, Physiologic, Bedside, Modular | 866066 - Intellivue MX550 | DE7770DTU9 | Philips Healthcare | 1 Central - CV Progressive Care Unit (PCU) | Akron | Akron City Campus | Akron City Hospital | 1st Floor | 2024-09-24 07:30 | Low
No | 064325 | Monitors, Physiologic, Bedside, Modular | 866066 - Intellivue MX550 | DE7770DTNY | Philips Healthcare | 1 Central - CV Progressive Care Unit (PCU) | Akron | Akron City Campus | Akron City Hospital | 1st Floor | 2024-09-24 07:30 | Low
No | 064327 | Monitors, Physiologic, Bedside, Modular | 866066 - Intellivue MX550 | DE7770DTNP | Philips Healthcare | 1 Central - CV Progressive Care Unit (PCU) | Akron | Akron City Campus | Akron City Hospital | 1st Floor | 2024-09-24 07:30 | Low
No | 064329 | Monitors, Physiologic, Bedside, Modular | 866066 - Intellivue MX550 | DE7770DTP6 | Philips Healthcare | 1 Central - CV Progressive Care Unit (PCU) | Akron | Akron City Campus | Akron City Hospital | 1st Floor | 2024-09-24 07:30 | Low
No | 064331 | Monitors, Physiologic, Bedside, Modular | 866066 - Intellivue MX550 | DE7770DTNV | Philips Healthcare | 1 Central - CV Progressive Care Unit (PCU) | Akron | Akron City Campus | Akron City Hospital | 1st Floor | 2024-09-24 07:30 | Low
No | 064451 | Monitors, Physiologic, Bedside, Modular | 866066 - Intellivue MX550 | DE7770DTL7 | Philips Healthcare | 3 West - Trauma/Neuro Progressive Care Unit (PCU) | Akron | Akron City Campus | Akron City Hospital | 3rd Floor | 2024-09-24 13:03 | Low
No | 064453 | Monitors, Physiologic, Bedside, Modular | 866066 - Intellivue MX550 | DE7770DTL4 | Philips Healthcare | 3 West - Trauma/Neuro Progressive Care Unit (PCU) | Akron | Akron City Campus | Akron City Hospital | 3rd Floor | 2024-09-24 13:03 | Low
No | 064455 | Monitors, Physiologic, Bedside, Modular | 866066 - Intellivue MX550 | DE7770DTL5 | Philips Healthcare | 3 West - Trauma/Neuro Progressive Care Unit (PCU) | Akron | Akron City Campus | Akron City Hospital | 3rd Floor | 2024-09-24 13:03 | Low
No | 064457 | Monitors, Physiologic, Bedside, Modular | 866066 - Intellivue MX550 | DE7770DTP1 | Philips Healthcare | 3 West - Trauma/Neuro Progressive Care Unit (PCU) | Akron | Akron City Campus | Akron City Hospital | 3rd Floor | 2024-09-24 13:03 | Low
No | 064459 | Monitors, Physiologic, Bedside, Modular | 866066 - Intellivue MX550 | DE7770DTPY | Philips Healthcare | 3 West - Trauma/Neuro Progressive Care Unit (PCU) | Akron | Akron City Campus | Akron City Hospital | 3rd Floor | 2024-09-24 13:03 | Low
No | 064461 | Monitors, Physiologic, Bedside, Modular | 866066 - Intellivue MX550 | DE7770DTPF | Philips Healthcare | 3 West - Trauma/Neuro Progressive Care Unit (PCU) | Akron | Akron City Campus | Akron City Hospital | 3rd Floor | 2024-09-24 13:03 | Low
No | 064463 | Monitors, Physiologic, Bedside, Modular | 866066 - Intellivue MX550 | DE7770DTNW | Philips Healthcare | 3 West - Trauma/Neuro Progressive Care Unit (PCU) | Akron | Akron City Campus | Akron City Hospital | 3rd Floor | 2024-09-24 13:03 | Low
No | 064465 | Monitors, Physiologic, Bedside, Modular | 866066 - Intellivue MX550 | DE7770DTPN | Philips Healthcare | 3 West - Trauma/Neuro Progressive Care Unit (PCU) | Akron | Akron City Campus | Akron City Hospital | 3rd Floor | 2024-09-24 13:03 | Low
No | 064467 | Monitors, Physiologic, Bedside, Modular | 866066 - Intellivue MX550 | DE7770DTP0 | Philips Healthcare | 3 West - Trauma/Neuro Progressive Care Unit (PCU) | Akron | Akron City Campus | Akron City Hospital | 3rd Floor | 2024-09-24 13:03 | Low
No | 064469 | Monitors, Physiologic, Bedside, Modular | 866066 - Intellivue MX550 | DE7770DTLA | Philips Healthcare | 3 West - Trauma/Neuro Progressive Care Unit (PCU) | Akron | Akron City Campus | Akron City Hospital | 3rd Floor | 2024-09-24 13:03 | Low
No | 064471 | Monitors, Physiologic, Bedside, Modular | 866066 - Intellivue MX550 | DE7770DTPW | Philips Healthcare | 3 West - Trauma/Neuro Progressive Care Unit (PCU) | Akron | Akron City Campus | Akron City Hospital | 3rd Floor | 2024-09-24 13:03 | Low
No | 064473 | Monitors, Physiologic, Bedside, Modular | 866066 - Intellivue MX550 | DE7770DTL1 | Philips Healthcare | 3 West - Trauma/Neuro Progressive Care Unit (PCU) | Akron | Akron City Campus | Akron City Hospital | 3rd Floor | 2024-09-24 13:03 | Low
No | 064475 | Monitors, Physiologic, Bedside, Modular | 866066 - Intellivue MX550 | DE7770DTP9 | Philips Healthcare | 3 West - Trauma/Neuro Progressive Care Unit (PCU) | Akron | Akron City Campus | Akron City Hospital | 3rd Floor | 2024-09-24 13:03 | Low
No | 064477 | Monitors, Physiologic, Bedside, Modular | 866066 - Intellivue MX550 | DE7770DTL0 | Philips Healthcare | 3 West - Trauma/Neuro Progressive Care Unit (PCU) | Akron | Akron City Campus | Akron City Hospital | 3rd Floor | 2024-09-24 13:03 | Low
No | 064479 | Monitors, Physiologic, Bedside, Modular | 866066 - Intellivue MX550 | DE7770DTL8 | Philips Healthcare | 3 West - Trauma/Neuro Progressive Care Unit (PCU) | Akron | Akron City Campus | Akron City Hospital | 3rd Floor | 2024-09-24 13:03 | Low
No | 064481 | Monitors, Physiologic, Bedside, Modular | 866066 - Intellivue MX550 | DE7770DTPT | Philips Healthcare | 3 West - Trauma/Neuro Progressive Care Unit (PCU) | Akron | Akron City Campus | Akron City Hospital | 3rd Floor | 2024-09-24 13:03 | Low
No | 064483 | Monitors, Physiologic, Bedside, Modular | 866066 - Intellivue MX550 | DE7770DTLD | Philips Healthcare | 3 West - Trauma/Neuro Progressive Care Unit (PCU) | Akron | Akron City Campus | Akron City Hospital | 3rd Floor | 2024-09-24 13:03 | Low
No | 064485 | Monitors, Physiologic, Bedside, Modular | 866066 - Intellivue MX550 | DE7770DTLB | Philips Healthcare | 3 West - Trauma/Neuro Progressive Care Unit (PCU) | Akron | Akron City Campus | Akron City Hospital | 3rd Floor | 2024-09-24 13:03 | Low
No | 064487 | Monitors, Physiologic, Bedside, Modular | 866066 - Intellivue MX550 | DE7770DTL9 | Philips Healthcare | 3 West - Trauma/Neuro Progressive Care Unit (PCU) | Akron | Akron City Campus | Akron City Hospital | 3rd Floor | 2024-09-24 13:03 | Low
No | 064489 | Monitors, Physiologic, Bedside, Modular | 866066 - Intellivue MX550 | DE7770DTL6 | Philips Healthcare | 3 West - Trauma/Neuro Progressive Care Unit (PCU) | Akron | Akron City Campus | Akron City Hospital | 3rd Floor | 2024-09-24 13:03 | Low
No | 064491 | Monitors, Physiologic, Bedside, Modular | 866066 - Intellivue MX550 | DE7770DTPB | Philips Healthcare | 3 West - Trauma/Neuro Progressive Care Unit (PCU) | Akron | Akron City Campus | Akron City Hospital | 3rd Floor | 2024-09-24 13:03 | Low
No | 064493 | Monitors, Physiologic, Bedside, Modular | 866066 - Intellivue MX550 | DE7770DTLE | Philips Healthcare | 3 West - Trauma/Neuro Progressive Care Unit (PCU) | Akron | Akron City Campus | Akron City Hospital | 3rd Floor | 2024-09-24 13:03 | Low
No | 064495 | Monitors, Physiologic, Bedside, Modular | 866066 - Intellivue MX550 | DE7770DTKZ | Philips Healthcare | 3 West - Trauma/Neuro Progressive Care Unit (PCU) | Akron | Akron City Campus | Akron City Hospital | 3rd Floor | 2024-09-24 13:03 | Low
No | 064497 | Monitors, Physiologic, Bedside, Modular | 866066 - Intellivue MX550 | DE7770DTL2 | Philips Healthcare | 3 West - Trauma/Neuro Progressive Care Unit (PCU) | Akron | Akron City Campus | Akron City Hospital | 3rd Floor | 2024-09-24 13:03 | Low
No | 064499 | Monitors, Physiologic, Bedside, Modular | 866066 - Intellivue MX550 | DE7770DTL3 | Philips Healthcare | 3 West - Trauma/Neuro Progressive Care Unit (PCU) | Akron | Akron City Campus | Akron City Hospital | 3rd Floor | 2024-09-24 13:03 | Low
No | 064501 | Monitors, Physiologic, Bedside, Modular | 866066 - Intellivue MX550 | DE7770DTLC | Philips Healthcare | 3 West - Trauma/Neuro Progressive Care Unit (PCU) | Akron | Akron City Campus | Akron City Hospital | 3rd Floor | 2024-09-24 13:03 | Low
No | 064503 | Monitors, Physiologic, Bedside, Modular | 866066 - Intellivue MX550 | DE7770DTPE | Philips Healthcare | 3 West - Trauma/Neuro Progressive Care Unit (PCU) | Akron | Akron City Campus | Akron City Hospital | 3rd Floor | 2024-09-24 13:03 | Low
No | 064505 | Monitors, Physiologic, Bedside, Modular | 866066 - Intellivue MX550 | DE7770DTR0 | Philips Healthcare | 3 West - Trauma/Neuro Progressive Care Unit (PCU) | Akron | Akron City Campus | Akron City Hospital | 3rd Floor | 2024-09-24 13:03 | Low
No | 064696 | Monitors, Physiologic, Bedside, Modular | 866066 - Intellivue MX550 | DE7770DUFN | Philips Healthcare | Health Tech Mgmt | Akron | Akron City Campus | H Tower | Basement | 2024-10-17 11:37 | Low
No | 062514 | Monitors, Physiologic, Bedside, Modular | 866471 - IntelliVue MX750 | DE71341610 | Philips Healthcare | Interventional Psychiatry | Akron | Akron City Campus | Akron City Hospital | 2nd Floor | 2023-01-20 10:43 | Low
No | 064347 | Monitors, Physiologic, Bedside, Modular | 866471 - IntelliVue MX750 | DE77666348 | Philips Healthcare | SCI-Cardiology Prep & Recovery | Akron | Akron City Campus | Akron City Hospital | 1st Floor | 2024-10-07 08:55 | Low
No | 032313 | Monitors, Physiologic, Bedside, Modular | CLABII+64 2003232-02 - Amplifier, Bedside, Monitor, 64Ch | RXJ14272676GA | GE Healthcare | SCI-Heart Rhythm Services | Akron | Akron City Campus | Akron City Hospital | 1st Floor | 2014-08-04 | Low
No | 032341 | Monitors, Physiologic, Bedside, Modular | CLABII+64 2003232-02 - Amplifier, Bedside, Monitor, 64Ch | RXJ14272675GA | GE Healthcare | SCI-Cardiac Cath Lab Svcs | Akron | Akron City Campus | Akron City Hospital | 1st Floor | 2014-11-04 | Low
No | 032370 | Monitors, Physiologic, Bedside, Modular | CLABII+64 2003232-02 - Amplifier, Bedside, Monitor, 64Ch | RXJ14272680GA | GE Healthcare | SCI-Heart Rhythm Services | Akron | Akron City Campus | Akron City Hospital | 1st Floor | 2014-11-12 | Low
No | 027089 | Monitors, Physiologic, Bedside, Modular | M8002A - Intellivue MP30 | DE72863205 | Philips Healthcare | POP - Private Out Patient | Akron | Akron City Campus | Akron City Hospital | Ground Floor | 2009-06-30 | Low
No | 037225 | Monitors, Physiologic, Bedside, Modular | M8002A - Intellivue MP30 | DE54017904 | Philips Healthcare | Ultrasound - SB | Barberton | Barberton Campus | Summa Barberton Hospital | Ground Floor | 2009-04-01 | Low
No | 038442 | Monitors, Physiologic, Bedside, Modular | M8002A - Intellivue MP30 | DE42602238 | Philips Healthcare | Diagnostic Radiology - SB | Barberton | Barberton Campus | Summa Barberton Hospital | Ground Floor | 2009-04-01 | Low
No | 060312 | Monitors, Physiologic, Bedside, Modular | M8002A - Intellivue MP30 | DE62236525 | Philips Healthcare | COE OP Diagnostic Center | Akron | Akron City Campus | 95 Arch | Ground Floor | 2021-04-20 | Low
No | 029089 | Monitors, Physiologic, Bedside, Modular | M8004A - Intellivue MP50 | DE82096374 | Philips Healthcare | Emergency Department (ED) - ACH | Akron | Akron City Campus | Akron City Hospital | Ground Floor | 2012-01-19 | Low
No | 029090 | Monitors, Physiologic, Bedside, Modular | M8004A - Intellivue MP50 | DE82096367 | Philips Healthcare | Emergency Department (ED) - ACH | Akron | Akron City Campus | Akron City Hospital | Ground Floor | 2012-01-19 | Low
No | 029091 | Monitors, Physiologic, Bedside, Modular | M8004A - Intellivue MP50 | DE82096383 | Philips Healthcare | Emergency Department (ED) - ACH | Akron | Akron City Campus | Akron City Hospital | Ground Floor | 2012-01-19 | Low
No | 029092 | Monitors, Physiologic, Bedside, Modular | M8004A - Intellivue MP50 | DE82096371 | Philips Healthcare | Emergency Department (ED) - ACH | Akron | Akron City Campus | Akron City Hospital | Ground Floor | 2012-01-19 | Low
No | 029093 | Monitors, Physiologic, Bedside, Modular | M8004A - Intellivue MP50 | DE82096379 | Philips Healthcare | Emergency Department (ED) - ACH | Akron | Akron City Campus | Akron City Hospital | Ground Floor | 2012-01-19 | Low
No | 029094 | Monitors, Physiologic, Bedside, Modular | M8004A - Intellivue MP50 | DE82096315 | Philips Healthcare | Emergency Department (ED) - ACH | Akron | Akron City Campus | Akron City Hospital | Ground Floor | 2012-01-19 | Low
No | 029095 | Monitors, Physiologic, Bedside, Modular | M8004A - Intellivue MP50 | DE82096370 | Philips Healthcare | Emergency Department (ED) - ACH | Akron | Akron City Campus | Akron City Hospital | Ground Floor | 2012-01-19 | Low
No | 029096 | Monitors, Physiologic, Bedside, Modular | M8004A - Intellivue MP50 | DE82096356 | Philips Healthcare | Emergency Department (ED) - ACH | Akron | Akron City Campus | Akron City Hospital | Ground Floor | 2012-01-19 | Low
No | 029526 | Monitors, Physiologic, Bedside, Modular | M8004A - Intellivue MP50 | DE820A0218 | Philips Healthcare | Emergency Department (ED) - ACH | Akron | Akron City Campus | Akron City Hospital | Ground Floor | 2012-08-15 | Low
No | 029527 | Monitors, Physiologic, Bedside, Modular | M8004A - Intellivue MP50 | DE820A0215 | Philips Healthcare | Emergency Department (ED) - ACH | Akron | Akron City Campus | Akron City Hospital | Ground Floor | 2012-08-15 | Low
No | 029528 | Monitors, Physiologic, Bedside, Modular | M8004A - Intellivue MP50 | DE820A0266 | Philips Healthcare | Emergency Department (ED) - ACH | Akron | Akron City Campus | Akron City Hospital | Ground Floor | 2012-08-15 | Low
No | 029529 | Monitors, Physiologic, Bedside, Modular | M8004A - Intellivue MP50 | DE820A0228 | Philips Healthcare | Emergency Department (ED) - ACH | Akron | Akron City Campus | Akron City Hospital | Ground Floor | 2012-08-15 | Low
No | 029530 | Monitors, Physiologic, Bedside, Modular | M8004A - Intellivue MP50 | DE820A0256 | Philips Healthcare | Emergency Department (ED) - ACH | Akron | Akron City Campus | Akron City Hospital | Ground Floor | 2012-08-15 | Low
No | 029531 | Monitors, Physiologic, Bedside, Modular | M8004A - Intellivue MP50 | DE820A0263 | Philips Healthcare | Emergency Department (ED) - ACH | Akron | Akron City Campus | Akron City Hospital | Ground Floor | 2012-08-15 | Low
No | 029532 | Monitors, Physiologic, Bedside, Modular | M8004A - Intellivue MP50 | DE820A0272 | Philips Healthcare | Emergency Department (ED) - ACH | Akron | Akron City Campus | Akron City Hospital | Ground Floor | 2012-08-15 | Low
No | 029533 | Monitors, Physiologic, Bedside, Modular | M8004A - Intellivue MP50 | DE820A0192 | Philips Healthcare | Emergency Department (ED) - ACH | Akron | Akron City Campus | Akron City Hospital | Ground Floor | 2012-08-15 | Low
No | 031407 | Monitors, Physiologic, Bedside, Modular | M8004A - Intellivue MP50 | DE820A1216 | Philips Healthcare | Emergency Department (ED) - Green | Barberton | Green Campus | Green Medical Center | Ground Floor | 2012-06-20 | Low
No | 031408 | Monitors, Physiologic, Bedside, Modular | M8004A - Intellivue MP50 | DE820A1217 | Philips Healthcare | Emergency Department (ED) - Green | Barberton | Green Campus | Green Medical Center | Ground Floor | 2012-06-20 | Low
No | 037233 | Monitors, Physiologic, Bedside, Modular | M8004A - Intellivue MP50 | DE82081970 | Philips Healthcare | Health Tech Mgmt - SB | Barberton | Barberton Campus | Summa Barberton Hospital | 5th Floor | 2010-10-27 | Low
No | 061457 | Monitors, Physiologic, Bedside, Modular | M8004A - Intellivue MP50 | DE82081937 | Philips Healthcare | Health Tech Mgmt - SB | Barberton | Barberton Campus | Summa Barberton Hospital | 5th Floor | 2010-10-27 | Low
No | 021854 | Monitors, Physiologic, Blood Gas/pH, Bedside | TCM4 - Tcm4 | 391-878R0016N020 | Radiometer America Inc | Wound Care Center | Akron | Akron City Campus | Wound Care Building | Ground Floor | 2006-11-01 | Low
No | 034871 | Monitors, Physiologic, Central Station | 866424 - PIICix - Intellivue Information Center IX | 2UA6381WLP | Philips Healthcare | T3 - Medical Intensive Care Unit (MICU) | Akron | Akron City Campus | Critical Care Tower | 3rd Floor | 2016-11-11 | Low
No | 034874 | Monitors, Physiologic, Central Station | 866424 - PIICix - Intellivue Information Center IX | 2UA6372NLB | Philips Healthcare | T3 - Medical Intensive Care Unit (MICU) | Akron | Akron City Campus | Critical Care Tower | 3rd Floor | 2016-11-11 | Low
No | 034916 | Monitors, Physiologic, Central Station | 866424 - PIICix - Intellivue Information Center IX | 2UA70215R8 | Philips Healthcare | 4 West - CPI Progressive Care Unit (CPI-PCU) | Akron | Akron City Campus | Akron City Hospital | 4th Floor | 2017-02-10 | Low
No | 036983 | Monitors, Physiologic, Central Station | 866424 - PIICix - Intellivue Information Center IX | 2UA6021B4M | Philips Healthcare | Acuity Adaptable Unit (AAU) - SB | Barberton | Barberton Campus | Summa Barberton Hospital | 2nd Floor | 2016-04-20 | Low
No | 037055 | Monitors, Physiologic, Central Station | 866424 - PIICix - Intellivue Information Center IX | 2UA6021B3P | Philips Healthcare | Intensive Care Unit (ICU) - SB | Barberton | Barberton Campus | Summa Barberton Hospital | 2nd Floor | 2016-04-20 | Low
No | 037198 | Monitors, Physiologic, Central Station | 866424 - PIICix - Intellivue Information Center IX | 2UA6031424 | Philips Healthcare | Emergency Department (ED) - SBH | Barberton | Barberton Campus | Summa Barberton Hospital | Ground Floor | 2016-04-21 | Low
No | 037200 | Monitors, Physiologic, Central Station | 866424 - PIICix - Intellivue Information Center IX | 2UA6031TB6 | Philips Healthcare | Clinical Decision Unit (CDU) - SBH | Barberton | Barberton Campus | Summa Barberton Hospital | Ground Floor | 2016-04-21 | Low
No | 037203 | Monitors, Physiologic, Central Station | 866424 - PIICix - Intellivue Information Center IX | 2UA603140C | Philips Healthcare | Emergency Department (ED) - SBH | Barberton | Barberton Campus | Summa Barberton Hospital | Ground Floor | 2016-04-21 | Low
No | 037250 | Monitors, Physiologic, Central Station | 866424 - PIICix - Intellivue Information Center IX | 2UA601180P | Philips Healthcare | Health Tech Mgmt - SB | Barberton | Barberton Campus | Summa Barberton Hospital | 5th Floor | 2016-04-21 | Low
No | 037294 | Monitors, Physiologic, Central Station | 866424 - PIICix - Intellivue Information Center IX | 2UA6011816 | Philips Healthcare | 1 West - Joint Center of Excellence (COE) | Barberton | Barberton Campus | Summa Barberton Hospital | 1st Floor | 2016-02-22 | Low
No | 037297 | Monitors, Physiologic, Central Station | 866424 - PIICix - Intellivue Information Center IX | 2UA6022883 | Philips Healthcare | Emergency Department (ED) - Wadsworth | Barberton | Wadsworth Campus | Wadsworth Emergency Bldg | Ground Floor | 2016-02-23 | Low
No | 037472 | Monitors, Physiologic, Central Station | 866424 - PIICix - Intellivue Information Center IX | 2UA7332N9H | Philips Healthcare | Sameday Surgery Center - SW | Barberton | Wadsworth Campus | Wadsworth-Rittman Medical Center | 1st Floor | 2021-05-14 | Low
No | 037674 | Monitors, Physiologic, Central Station | 866424 - PIICix - Intellivue Information Center IX | US43364603 | Philips Healthcare | PACU - SB | Barberton | Barberton Campus | Summa Barberton Hospital | 2nd Floor | 2019-01-29 | Low
No | 037728 | Monitors, Physiologic, Central Station | 866424 - PIICix - Intellivue Information Center IX | 2UA7332N6C | Philips Healthcare | Endoscopy - SB | Barberton | Barberton Campus | Summa Barberton Hospital | 2nd Floor | 2019-07-01 | Low
No | 037778 | Monitors, Physiologic, Central Station | 866424 - PIICix - Intellivue Information Center IX | 2UA6011818 | Philips Healthcare | Emergency Department (ED) - SBH | Barberton | Barberton Campus | Summa Barberton Hospital | Ground Floor | 2016-04-20 | Low
No | 038230 | Monitors, Physiologic, Central Station | 866424 - PIICix - Intellivue Information Center IX | 2UA601180Z | Philips Healthcare | Emergency Department (ED) - Wadsworth | Barberton | Wadsworth Campus | Wadsworth Emergency Bldg | Ground Floor | 2016-02-23 | Low
No | 038392 | Monitors, Physiologic, Central Station | 866424 - PIICix - Intellivue Information Center IX | US43353153 | Philips Healthcare | Sameday Surgery Center - SB | Barberton | Barberton Campus | Summa Barberton Hospital | 2nd Floor | 2019-01-01 | Low
No | 038431 | Monitors, Physiologic, Central Station | 866424 - PIICix - Intellivue Information Center IX | US43309239 | Philips Healthcare | 4 South - Medical/Surgical Unit (MSU) - SB | Barberton | Barberton Campus | Summa Barberton Hospital | 4th Floor | 2016-04-20 | Low
No | 038432 | Monitors, Physiologic, Central Station | 866424 - PIICix - Intellivue Information Center IX | US43309240 | Philips Healthcare | 4 South - Medical/Surgical Unit (MSU) - SB | Barberton | Barberton Campus | Summa Barberton Hospital | 4th Floor | 2016-04-20 | Low
No | 038658 | Monitors, Physiologic, Central Station | 866424 - PIICix - Intellivue Information Center IX | US43309237 | Philips Healthcare | 2 East - Cardiac Progressive Care Unit (PCU) - SB | Barberton | Barberton Campus | Summa Barberton Hospital | 2nd Floor | 2016-04-20 | Low
No | 038660 | Monitors, Physiologic, Central Station | 866424 - PIICix - Intellivue Information Center IX | US43309236 | Philips Healthcare | 2 East - Cardiac Progressive Care Unit (PCU) - SB | Barberton | Barberton Campus | Summa Barberton Hospital | 2nd Floor | 2016-04-20 | Low
No | 050771 | Monitors, Physiologic, Central Station | 866424 - PIICix - Intellivue Information Center IX | 2UA6482H7V | Philips Healthcare | 3 West - Trauma/Neuro Progressive Care Unit (PCU) | Akron | Akron City Campus | Akron City Hospital | 3rd Floor | 2017-04-28 | Low
No | 050825 | Monitors, Physiologic, Central Station | 866424 - PIICix - Intellivue Information Center IX | 2UA6462MTT | Philips Healthcare | Emergency Department (ED) - ACH | Akron | Akron City Campus | Akron City Hospital | Ground Floor | 2017-02-10 | Low
No | 050827 | Monitors, Physiologic, Central Station | 866424 - PIICix - Intellivue Information Center IX | 2UA6462MVK | Philips Healthcare | Emergency Department (ED) - ACH | Akron | Akron City Campus | Akron City Hospital | Ground Floor | 2017-02-10 | Low
No | 050829 | Monitors, Physiologic, Central Station | 866424 - PIICix - Intellivue Information Center IX | 2UA6451GDV | Philips Healthcare | Emergency Department (ED) - ACH | Akron | Akron City Campus | Akron City Hospital | Ground Floor | 2017-02-10 | Low
No | 050831 | Monitors, Physiologic, Central Station | 866424 - PIICix - Intellivue Information Center IX | 2UA6462MT1 | Philips Healthcare | Emergency Department (ED) - ACH | Akron | Akron City Campus | Akron City Hospital | Ground Floor | 2017-02-10 | Low
No | 051429 | Monitors, Physiologic, Central Station | 866424 - PIICix - Intellivue Information Center IX | US43318429 | Philips Healthcare | T1 - CTV Intensive Care Unit (CTV-ICU) | Akron | Akron City Campus | Critical Care Tower | 1st Floor | 2016-12-05 | Low
No | 051430 | Monitors, Physiologic, Central Station | 866424 - PIICix - Intellivue Information Center IX | US43318430 | Philips Healthcare | T1 - CTV Intensive Care Unit (CTV-ICU) | Akron | Akron City Campus | Critical Care Tower | 1st Floor | 2016-12-05 | Low
No | 051542 | Monitors, Physiologic, Central Station | 866424 - PIICix - Intellivue Information Center IX | 2UA641226K | Philips Healthcare | 1 Central - CV Progressive Care Unit (PCU) | Akron | Akron City Campus | Akron City Hospital | 1st Floor | 2016-12-05 | Low
No | 051588 | Monitors, Physiologic, Central Station | 866424 - PIICix - Intellivue Information Center IX | 2UA64921KN | Philips Healthcare | Emergency Department (ED) - Green | Barberton | Green Campus | Green Medical Center | Ground Floor | 2017-02-06 | Low
No | 051880 | Monitors, Physiologic, Central Station | 866424 - PIICix - Intellivue Information Center IX | 2UA64921K4 | Philips Healthcare | Medina ASC | Barberton | Medina Campus | Medina Medical Center | 1st Floor | 2017-02-06 | Low
No | 052495 | Monitors, Physiologic, Central Station | 866424 - PIICix - Intellivue Information Center IX | 2UA641229H | Philips Healthcare | 3 West - Trauma/Neuro Progressive Care Unit (PCU) | Akron | Akron City Campus | Akron City Hospital | 3rd Floor | 2016-12-13 | Low
No | 052499 | Monitors, Physiologic, Central Station | 866424 - PIICix - Intellivue Information Center IX | 2UA641227P | Philips Healthcare | T2 - STN Intensive Care Unit (STN-ICU) | Akron | Akron City Campus | Critical Care Tower | 2nd Floor | 2016-12-13 | Low
No | 052511 | Monitors, Physiologic, Central Station | 866424 - PIICix - Intellivue Information Center IX | 2UA6512KSM | Philips Healthcare | 3 West - Trauma/Neuro Progressive Care Unit (PCU) | Akron | Akron City Campus | Akron City Hospital | 3rd Floor | 2017-02-10 | Low
No | 052514 | Monitors, Physiologic, Central Station | 866424 - PIICix - Intellivue Information Center IX | 2UA6512KRH | Philips Healthcare | 3 North - Epilepsy Monitoring Unit (EMU) | Akron | Akron City Campus | Akron City Hospital | 3rd Floor | 2017-02-10 | Low
No | 052529 | Monitors, Physiologic, Central Station | 866424 - PIICix - Intellivue Information Center IX | 2UA6512KPZ | Philips Healthcare | T2 - STN Intensive Care Unit (STN-ICU) | Akron | Akron City Campus | Critical Care Tower | 2nd Floor | 2017-02-10 | Low
No | 052546 | Monitors, Physiologic, Central Station | 866424 - PIICix - Intellivue Information Center IX | 2UA6512KPQ | Philips Healthcare | Emergency Department (ED) - ACH | Akron | Akron City Campus | Akron City Hospital | Ground Floor | 2017-02-10 | Low
No | 052558 | Monitors, Physiologic, Central Station | 866424 - PIICix - Intellivue Information Center IX | 2UA6462MRC | Philips Healthcare | 5 East - Observation Unit | Akron | Akron City Campus | Akron City Hospital | 5th Floor | 2017-02-10 | Low
No | 052559 | Monitors, Physiologic, Central Station | 866424 - PIICix - Intellivue Information Center IX | 2UA6512KLY | Philips Healthcare | 4 North - Medical Unit | Akron | Akron City Campus | Akron City Hospital | 4th Floor | 2017-02-10 | Low
No | 052560 | Monitors, Physiologic, Central Station | 866424 - PIICix - Intellivue Information Center IX | 2UA70215QZ | Philips Healthcare | 4 West - CPI Progressive Care Unit (CPI-PCU) | Akron | Akron City Campus | Akron City Hospital | 4th Floor | 2017-02-10 | Low
No | 053463 | Monitors, Physiologic, Central Station | 866424 - PIICix - Intellivue Information Center IX | 2UA6462MR5 | Philips Healthcare | Emergency Department (ED) - ACH | Akron | Akron City Campus | Akron City Hospital | Ground Floor | 2017-02-10 | Low
No | 053464 | Monitors, Physiologic, Central Station | 866424 - PIICix - Intellivue Information Center IX | 2UA6462MV4 | Philips Healthcare | 4 North - Medical Unit | Akron | Akron City Campus | Akron City Hospital | 4th Floor | 2017-02-10 | Low
No | 053467 | Monitors, Physiologic, Central Station | 866424 - PIICix - Intellivue Information Center IX | 2UA6462MQW | Philips Healthcare | Emergency Department (ED) - ACH | Akron | Akron City Campus | Akron City Hospital | Ground Floor | 2017-02-10 | Low
No | 053491 | Monitors, Physiologic, Central Station | 866424 - PIICix - Intellivue Information Center IX | 2UA6512KS6 | Philips Healthcare | Health Tech Mgmt | Akron | Akron City Campus | ACH Admin Building | Ground Floor | 2017-03-27 | Low
No | 054279 | Monitors, Physiologic, Central Station | 866424 - PIICix - Intellivue Information Center IX | US43320052 | Philips Healthcare | PACU | Akron | Akron City Campus | Akron City Hospital | 1st Floor | 2017-03-27 | Low
No | 054354 | Monitors, Physiologic, Central Station | 866424 - PIICix - Intellivue Information Center IX | 2UA6512KLV | Philips Healthcare | 5 East - Observation Unit | Akron | Akron City Campus | Akron City Hospital | 5th Floor | 2017-02-10 | Low
No | 054360 | Monitors, Physiologic, Central Station | 866424 - PIICix - Intellivue Information Center IX | 2UA6512KLW | Philips Healthcare | 5 West - Cardiac Progressive Care Unit (PCU) | Akron | Akron City Campus | Akron City Hospital | 5th Floor | 2017-02-10 | Low
No | 054362 | Monitors, Physiologic, Central Station | 866424 - PIICix - Intellivue Information Center IX | 2UA6512KMZ | Philips Healthcare | 5 West - Cardiac Progressive Care Unit (PCU) | Akron | Akron City Campus | Akron City Hospital | 5th Floor | 2017-02-10 | Low
No | 057290 | Monitors, Physiologic, Central Station | 866424 - PIICix - Intellivue Information Center IX | 2UA912197Z | Philips Healthcare | Sameday Surgery Center | Akron | Akron City Campus | H Tower | 1st Floor | 2019-05-29 | Low
No | 057291 | Monitors, Physiologic, Central Station | 866424 - PIICix - Intellivue Information Center IX | 2UA91218LH | Philips Healthcare | Sameday Surgery Center | Akron | Akron City Campus | H Tower | 1st Floor | 2019-05-29 | Low
No | 057292 | Monitors, Physiologic, Central Station | 866424 - PIICix - Intellivue Information Center IX | 2UA91218LL | Philips Healthcare | Sameday Surgery Center | Akron | Akron City Campus | H Tower | 1st Floor | 2019-05-29 | Low
No | 057369 | Monitors, Physiologic, Central Station | 866424 - PIICix - Intellivue Information Center IX | 2UA91218L9 | Philips Healthcare | H6 - Surgical Progressive Care Unit (PCU) | Akron | Akron City Campus | H Tower | 6th Floor | 2019-05-20 | Low
No | 057373 | Monitors, Physiologic, Central Station | 866424 - PIICix - Intellivue Information Center IX | 2UA91218K3 | Philips Healthcare | H6 - Surgical Progressive Care Unit (PCU) | Akron | Akron City Campus | H Tower | 6th Floor | 2019-05-20 | Low
No | 057587 | Monitors, Physiologic, Central Station | 866424 - PIICix - Intellivue Information Center IX | 2UA9080Z4Z | Philips Healthcare | H2 - Labor and Delivery Unit (L&D) | Akron | Akron City Campus | H Tower | 2nd Floor | 2016-12-05 | Low
No | 057651 | Monitors, Physiologic, Central Station | 866424 - PIICix - Intellivue Information Center IX | 2UA91414BR | Philips Healthcare | H6 - Surgical Progressive Care Unit (PCU) | Akron | Akron City Campus | H Tower | 6th Floor | 2019-05-20 | Low
No | 057654 | Monitors, Physiologic, Central Station | 866424 - PIICix - Intellivue Information Center IX | 2UA9121965 | Philips Healthcare | H6 - Surgical Progressive Care Unit (PCU) | Akron | Akron City Campus | H Tower | 6th Floor | 2019-05-20 | Low
No | 057656 | Monitors, Physiologic, Central Station | 866424 - PIICix - Intellivue Information Center IX | 2UA914149Z | Philips Healthcare | H6 - Surgical Progressive Care Unit (PCU) | Akron | Akron City Campus | H Tower | 6th Floor | 2019-05-20 | Low
No | 058009 | Monitors, Physiologic, Central Station | 866424 - PIICix - Intellivue Information Center IX | 2UA91218SG | Philips Healthcare | Anesthesia | Akron | Akron City Campus | Akron City Hospital | 1st Floor | 2019-08-20 | Low
No | 058413 | Monitors, Physiologic, Central Station | 866424 - PIICix - Intellivue Information Center IX | 2UA9461P8J | Philips Healthcare | Clinical Decision Unit (CDU) - ACH | Akron | Akron City Campus | H Tower | Ground Floor | 2017-02-10 | Low
No | 058626 | Monitors, Physiologic, Central Station | 866424 - PIICix - Intellivue Information Center IX | Unknown | Philips Healthcare | H2 - Labor and Delivery Unit (L&D) | Akron | Akron City Campus | H Tower | 2nd Floor | 2020-06-26 | Low
No | 058999 | Monitors, Physiologic, Central Station | 866424 - PIICix - Intellivue Information Center IX | 2UA914144K | Philips Healthcare | H6 - Surgical Progressive Care Unit (PCU) | Akron | Akron City Campus | H Tower | 6th Floor | 2019-05-20 | Low
No | 061504 | Monitors, Physiologic, Central Station | 866424 - PIICix - Intellivue Information Center IX | 235K-5AGH-X, MXL1183 | Philips Healthcare | Angiography | Akron | Akron City Campus | Akron City Hospital | 2nd Floor | 2022-01-12 | Low
No | 064148 | Monitors, Physiologic, Central Station | 866424 - PIICix - Intellivue Information Center IX | MXL3163BVF | Philips Healthcare | SCI-Cardiology Prep & Recovery | Akron | Akron City Campus | Akron City Hospital | 1st Floor | 2024-06-26 08:34 | Low
No | 064155 | Monitors, Physiologic, Central Station | 866424 - PIICix - Intellivue Information Center IX | MXL4172JDM | Philips Healthcare | SCI-Cardiology Prep & Recovery | Akron | Akron City Campus | Akron City Hospital | 1st Floor | 2024-06-26 08:34 | Low
No | 064158 | Monitors, Physiologic, Central Station | 866424 - PIICix - Intellivue Information Center IX | MXL3163BVI | Philips Healthcare | SCI-Cardiology Prep & Recovery | Akron | Akron City Campus | Akron City Hospital | 1st Floor | 2024-06-26 08:34 | Low
No | 070543 | Monitors, Physiologic, Central Station | 866424 - PIICix - Intellivue Information Center IX | MXL2153TKK | Philips Healthcare | Health Tech Mgmt | Akron | Akron City Campus | H Tower | Basement | 2022-11-20 | Low
No | 038873 | Monitors, Physiologic, Central Station | TeleRehab VersaCare | 130299 | Scottcare Cardiovascular Solutions | SCI - Cardiac Rehab - SB | Barberton | Barberton Campus | Summa Barberton Hospital | Ground Floor | 2020-08-07 | Low
No | 059986 | Monitors, Physiologic, Central Station | TeleRehab VersaCare | 130486 | Scottcare Cardiovascular Solutions | SCI - Cardio & Pulm Rehab | Akron | Akron City Campus | 95 Arch | Ground Floor | 2021-01-18 | Low
No | 059987 | Monitors, Physiologic, Central Station | TeleRehab VersaCare | 130621 | Scottcare Cardiovascular Solutions | SCI - Cardio & Pulm Rehab | Akron | Akron City Campus | 95 Arch | Ground Floor | 2021-01-18 | Low
No | 059988 | Monitors, Physiologic, Central Station | TeleRehab VersaCare | 130622 | Scottcare Cardiovascular Solutions | SCI - Cardio & Pulm Rehab | Akron | Akron City Campus | 95 Arch | Ground Floor | 2021-01-18 | Low
No | 059989 | Monitors, Physiologic, Central Station | TeleRehab VersaCare | 130485 | Scottcare Cardiovascular Solutions | SCI - Cardio & Pulm Rehab | Akron | Akron City Campus | 95 Arch | Ground Floor | 2021-01-18 | Low
No | 039882 | Monitors, Physiologic, EEG, Bedside | 016862 - Emu40Ex Base Unit | 016862177030 | Natus Medical | EEG Neurology Lab - SB | Barberton | Barberton Campus | Summa Barberton Hospital | 4th Floor | 2022-07-20 | Low
No | 060728 | Monitors, Physiologic, EEG, Bedside | 016862 - Emu40Ex Base Unit | 016862134859 | Natus Medical | EEG Neurology Lab | Akron | Akron City Campus | Akron City Hospital | Ground Floor | 2021-07-30 | Low
No | 060730 | Monitors, Physiologic, EEG, Bedside | 016862 - Emu40Ex Base Unit | 016862134851 | Natus Medical | EEG Neurology Lab | Akron | Akron City Campus | Akron City Hospital | Ground Floor | 2021-07-30 | Low
No | 060738 | Monitors, Physiologic, EEG, Bedside | 016862 - Emu40Ex Base Unit | 016862134952 | Natus Medical | EEG Neurology Lab | Akron | Akron City Campus | Akron City Hospital | Ground Floor | 2021-07-30 | Low
No | 060746 | Monitors, Physiologic, EEG, Bedside | 016862 - Emu40Ex Base Unit | 016862124949 | Natus Medical | EEG Neurology Lab | Akron | Akron City Campus | Akron City Hospital | Ground Floor | 2021-07-30 | Low
No | 060752 | Monitors, Physiologic, EEG, Bedside | 016862 - Emu40Ex Base Unit | 016862134948 | Natus Medical | EEG Neurology Lab | Akron | Akron City Campus | Akron City Hospital | Ground Floor | 2021-07-30 | Low
No | 060762 | Monitors, Physiologic, EEG, Bedside | 016862 - Emu40Ex Base Unit | 016862134951 | Natus Medical | EEG Neurology Lab | Akron | Akron City Campus | Akron City Hospital | Ground Floor | 2021-07-30 | Low
No | 060789 | Monitors, Physiologic, EEG, Bedside | 016862 - Emu40Ex Base Unit | 016862134852 | Natus Medical | EEG Neurology Lab | Akron | Akron City Campus | Akron City Hospital | Ground Floor | 2021-07-30 | Low
No | 062042 | Monitors, Physiologic, EEG, Bedside | 016862 - Emu40Ex Base Unit | 016862197378 | Natus Medical | EEG Neurology Lab | Akron | Akron City Campus | Akron City Hospital | Ground Floor | 2022-07-16 | Low
No | 063209 | Monitors, Physiologic, EEG, Bedside | 016862 - Emu40Ex Base Unit | 016862100174 | Natus Medical | EEG Neurology Lab | Akron | Akron City Campus | Akron City Hospital | Ground Floor | 2021-07-30 | Low
No | 026428 | Monitors, Physiologic, EEG, Bedside | Easy III | 0910PX-02-002 | Cadwell Industries | Sleep Lab - White Pond | Barberton | White Pond Campus | Summa Health Neuroscience Services | 2nd Floor | 2010-01-11 | Low
No | 014980 | Monitors, Physiologic, EEG, Level-of-Consciousness | 185-0151 - BIS Vista | VT19642 | Aspect Medical / Medtronic | Anesthesia | Akron | Akron City Campus | Akron City Hospital | 1st Floor | 2011-10-12 | Low
No | 014981 | Monitors, Physiologic, EEG, Level-of-Consciousness | 185-0151 - BIS Vista | VT19715 | Aspect Medical / Medtronic | T1 - CTV Intensive Care Unit (CTV-ICU) | Akron | Akron City Campus | Critical Care Tower | 1st Floor | 2011-10-12 | Low
No | 039286 | Monitors, Physiologic, EEG, Level-of-Consciousness | 185-0151 - BIS Vista | VT63528 | Aspect Medical / Medtronic | Intensive Care Unit (ICU) - SB | Barberton | Barberton Campus | Summa Barberton Hospital | 2nd Floor | 2021-03-04 | Low
No | 039287 | Monitors, Physiologic, EEG, Level-of-Consciousness | 185-0151 - BIS Vista | VT63515 | Aspect Medical / Medtronic | Intensive Care Unit (ICU) - SB | Barberton | Barberton Campus | Summa Barberton Hospital | 2nd Floor | 2021-03-04 | Low
No | 056250 | Monitors, Physiologic, EEG, Level-of-Consciousness | 185-0151 - BIS Vista | VT54942 | Aspect Medical / Medtronic | T1 - CTV Intensive Care Unit (CTV-ICU) | Akron | Akron City Campus | Critical Care Tower | 1st Floor | 2019-05-20 | Low
No | 057365 | Monitors, Physiologic, EEG, Level-of-Consciousness | 185-0151 - BIS Vista | VT54943 | Aspect Medical / Medtronic | T2 - STN Intensive Care Unit (STN-ICU) | Akron | Akron City Campus | Critical Care Tower | 2nd Floor | 2019-05-20 | Low
No | 057366 | Monitors, Physiologic, EEG, Level-of-Consciousness | 185-0151 - BIS Vista | VT54944 | Aspect Medical / Medtronic | T2 - STN Intensive Care Unit (STN-ICU) | Akron | Akron City Campus | Critical Care Tower | 2nd Floor | 2019-05-20 | Low
No | 060014 | Monitors, Physiologic, EEG, Level-of-Consciousness | 185-0151 - BIS Vista | VT63057 | Aspect Medical / Medtronic | T2 - STN Intensive Care Unit (STN-ICU) | Akron | Akron City Campus | Critical Care Tower | 2nd Floor | 2021-01-19 | Low
No | 060015 | Monitors, Physiologic, EEG, Level-of-Consciousness | 185-0151 - BIS Vista | VT63056 | Aspect Medical / Medtronic | T3 - Medical Intensive Care Unit (MICU) | Akron | Akron City Campus | Critical Care Tower | 3rd Floor | 2021-01-19 | Low
No | 060899 | Monitors, Physiologic, EEG, Level-of-Consciousness | 185-0151 - BIS Vista | VT26950 | Aspect Medical / Medtronic | T3 - Medical Intensive Care Unit (MICU) | Akron | Akron City Campus | Critical Care Tower | 3rd Floor | 2021-10-08 | Low
No | 063009 | Monitors, Physiologic, EEG, Level-of-Consciousness | 185-0151 - BIS Vista | VT08631 | Aspect Medical / Medtronic | T3 - Medical Intensive Care Unit (MICU) | Akron | Akron City Campus | Akron City Hospital | 3rd Floor | 2023-06-13 06:57 | Low
No | 025089 | Monitors, Physiologic, Exhaled Carbon Dioxide | 7600 NICO2 - Co2/Spo2/C.O. | 160-57 | Philips Healthcare / Respironics | Respiratory Care | Akron | Akron City Campus | Akron City Hospital | 6th Floor | 2008-07-17 | Low
No | CE6341 | Monitors, Physiologic, Exhaled Carbon Dioxide | 8400D - Capnocheck II w/ Spo2 | 4014501 | Smiths Medical | Anesthesia - SB | Barberton | Barberton Campus | Summa Barberton Hospital | 2nd Floor | 2011-05-09 | Low
No | CE6342 | Monitors, Physiologic, Exhaled Carbon Dioxide | 8400D - Capnocheck II w/ Spo2 | 4014297 | Smiths Medical | Anesthesia - SB | Barberton | Barberton Campus | Summa Barberton Hospital | 2nd Floor | 2011-05-09 | Low
No | 039862 | Monitors, Physiologic, Exhaled Carbon Dioxide | LS1R-9R - Respsense | 505782530 | Nonin Medical | Sleep Lab - SB | Barberton | Barberton Campus | Summa Barberton Hospital | 4th Floor | 2022-09-15 | Low
No | 039869 | Monitors, Physiologic, Exhaled Carbon Dioxide | LS1R-9R - Respsense | 505782536 | Nonin Medical | Sleep Lab - Green | Barberton | Green Campus | Green Physician Office Building | 2nd Floor | 2022-09-15 | Low
No | 043296 | Monitors, Physiologic, Exhaled Carbon Dioxide | LS1R-9R - Respsense | 505867858 | Nonin Medical | Sleep Lab - Medina | Barberton | Medina Campus | Medina Medical Center | 2nd Floor | 2023-03-29 10:40 | Low
No | 070041 | Monitors, Physiologic, Exhaled Carbon Dioxide | LS1R-9R - Respsense | 505782543 | Nonin Medical | Sleep Lab - White Pond | Barberton | White Pond Campus | Summa Health Neuroscience Services | 2nd Floor | 2022-09-15 | Low
No | 057600 | Monitors, Physiologic, Fetal, Intrapartum, Bedside | 866074 - Avalon Cl Basestation | DE44809180 | Philips Healthcare | H2 - Labor and Delivery Unit (L&D) | Akron | Akron City Campus | H Tower | 2nd Floor | 2019-05-14 | Low
No | 057801 | Monitors, Physiologic, Fetal, Intrapartum, Bedside | 866074 - Avalon Cl Basestation | DE44809179 | Philips Healthcare | H2 - Labor and Delivery Unit (L&D) | Akron | Akron City Campus | H Tower | 2nd Floor | 2019-05-14 | Low
No | 057802 | Monitors, Physiologic, Fetal, Intrapartum, Bedside | 866074 - Avalon Cl Basestation | DE44809177 | Philips Healthcare | H2 - Labor and Delivery Unit (L&D) | Akron | Akron City Campus | H Tower | 2nd Floor | 2019-05-14 | Low
No | 057804 | Monitors, Physiologic, Fetal, Intrapartum, Bedside | 866074 - Avalon Cl Basestation | DE44809156 | Philips Healthcare | H2 - Labor and Delivery Unit (L&D) | Akron | Akron City Campus | H Tower | 2nd Floor | 2019-05-14 | Low
No | 057805 | Monitors, Physiologic, Fetal, Intrapartum, Bedside | 866074 - Avalon Cl Basestation | DE44809176 | Philips Healthcare | H2 - Labor and Delivery Unit (L&D) | Akron | Akron City Campus | H Tower | 2nd Floor | 2019-05-14 | Low
No | 057806 | Monitors, Physiologic, Fetal, Intrapartum, Bedside | 866074 - Avalon Cl Basestation | DE44809178 | Philips Healthcare | H2 - Labor and Delivery Unit (L&D) | Akron | Akron City Campus | H Tower | 2nd Floor | 2019-05-14 | Low
No | 057807 | Monitors, Physiologic, Fetal, Intrapartum, Bedside | 866074 - Avalon Cl Basestation | DE44809175 | Philips Healthcare | H2 - Labor and Delivery Unit (L&D) | Akron | Akron City Campus | H Tower | 2nd Floor | 2019-05-14 | Low
No | 057808 | Monitors, Physiologic, Fetal, Intrapartum, Bedside | 866074 - Avalon Cl Basestation | DE44809194 | Philips Healthcare | H2 - Labor and Delivery Unit (L&D) | Akron | Akron City Campus | H Tower | 2nd Floor | 2019-05-14 | Low
No | 057809 | Monitors, Physiologic, Fetal, Intrapartum, Bedside | 866074 - Avalon Cl Basestation | DE44809183 | Philips Healthcare | H2 - Labor and Delivery Unit (L&D) | Akron | Akron City Campus | H Tower | 2nd Floor | 2019-05-14 | Low
No | 057811 | Monitors, Physiologic, Fetal, Intrapartum, Bedside | 866074 - Avalon Cl Basestation | DE44809193 | Philips Healthcare | H2 - Labor and Delivery Unit (L&D) | Akron | Akron City Campus | H Tower | 2nd Floor | 2019-06-04 | Low
No | 057817 | Monitors, Physiologic, Fetal, Intrapartum, Bedside | 866074 - Avalon Cl Basestation | DE44809202 | Philips Healthcare | H2 - Labor and Delivery Unit (L&D) | Akron | Akron City Campus | H Tower | 2nd Floor | 2019-05-14 | Low
No | 057820 | Monitors, Physiologic, Fetal, Intrapartum, Bedside | 866074 - Avalon Cl Basestation | DE44809191 | Philips Healthcare | H2 - Labor and Delivery Unit (L&D) | Akron | Akron City Campus | H Tower | 2nd Floor | 2019-05-16 | Low
No | 058419 | Monitors, Physiologic, Fetal, Intrapartum, Bedside | 866074 - Avalon Cl Basestation | DE53116679 | Philips Healthcare | H2 - Labor and Delivery Unit (L&D) | Akron | Akron City Campus | H Tower | 2nd Floor | 2019-05-14 | Low
No | 058421 | Monitors, Physiologic, Fetal, Intrapartum, Bedside | 866074 - Avalon Cl Basestation | DE44809200 | Philips Healthcare | H2 - Labor and Delivery Unit (L&D) | Akron | Akron City Campus | H Tower | 2nd Floor | 2019-05-24 | Low
No | 058422 | Monitors, Physiologic, Fetal, Intrapartum, Bedside | 866074 - Avalon Cl Basestation | DE44809184 | Philips Healthcare | H2 - Labor and Delivery Unit (L&D) | Akron | Akron City Campus | H Tower | 2nd Floor | 2019-05-14 | Low
No | 060033 | Monitors, Physiologic, Fetal, Intrapartum, Bedside | 866074 - Avalon Cl Basestation | DE44810392 | Philips Healthcare | H2 - Labor and Delivery Unit (L&D) | Akron | Akron City Campus | H Tower | 2nd Floor | 2019-05-14 | Low
No | 060034 | Monitors, Physiologic, Fetal, Intrapartum, Bedside | 866074 - Avalon Cl Basestation | DE44810396 | Philips Healthcare | H2 - Labor and Delivery Unit (L&D) | Akron | Akron City Campus | H Tower | 2nd Floor | 2019-05-14 | Low
No | 060036 | Monitors, Physiologic, Fetal, Intrapartum, Bedside | 866074 - Avalon Cl Basestation | DE44809190 | Philips Healthcare | Health Tech Mgmt | Akron | Akron City Campus | H Tower | Basement | 2019-05-14 | Low
No | 050757 | Monitors, Physiologic, Fetal, Intrapartum, Bedside | M2702A - Avalon Fm20 | DE59045082 | Philips Healthcare | Health Tech Mgmt - SB | Barberton | Barberton Campus | Summa Barberton Hospital | 5th Floor | 2017-02-24 | Low
No | 050761 | Monitors, Physiologic, Fetal, Intrapartum, Bedside | M2702A - Avalon Fm20 | DE59045084 | Philips Healthcare | Maternal Fetal Medicine | Akron | Akron City Campus | 75 Arch | 1st Floor | 2017-02-24 | Low
No | 029755 | Monitors, Physiologic, Fetal, Intrapartum, Bedside | M2703A - Avalon FM30 | DE45825716 | Philips Healthcare | H2 - Perinatal Unit | Akron | Akron City Campus | H Tower | 2nd Floor | 2016-04-11 | Low
No | 029756 | Monitors, Physiologic, Fetal, Intrapartum, Bedside | M2703A - Avalon FM30 | DE45825719 | Philips Healthcare | H2 - Labor and Delivery Unit (L&D) | Akron | Akron City Campus | H Tower | 2nd Floor | 2016-04-11 | Low
No | 029757 | Monitors, Physiologic, Fetal, Intrapartum, Bedside | M2703A - Avalon FM30 | DE45825689 | Philips Healthcare | H2 - Labor and Delivery Unit (L&D) | Akron | Akron City Campus | H Tower | 2nd Floor | 2016-04-11 | Low
No | 029758 | Monitors, Physiologic, Fetal, Intrapartum, Bedside | M2703A - Avalon FM30 | DE45825722 | Philips Healthcare | H2 - Labor and Delivery Unit (L&D) | Akron | Akron City Campus | H Tower | 2nd Floor | 2017-02-24 | Low
No | 029759 | Monitors, Physiologic, Fetal, Intrapartum, Bedside | M2703A - Avalon FM30 | DE45825706 | Philips Healthcare | H2 - Perinatal Unit | Akron | Akron City Campus | H Tower | 2nd Floor | 2016-04-11 | Low
No | 029760 | Monitors, Physiologic, Fetal, Intrapartum, Bedside | M2703A - Avalon FM30 | DE45825682 | Philips Healthcare | H2 - Perinatal Unit | Akron | Akron City Campus | H Tower | 2nd Floor | 2017-02-24 | Low
No | 029761 | Monitors, Physiologic, Fetal, Intrapartum, Bedside | M2703A - Avalon FM30 | DE45825721 | Philips Healthcare | H2 - Labor and Delivery Unit (L&D) | Akron | Akron City Campus | H Tower | 2nd Floor | 2017-02-24 | Low
No | 029762 | Monitors, Physiologic, Fetal, Intrapartum, Bedside | M2703A - Avalon FM30 | DE45825720 | Philips Healthcare | H2 - Labor and Delivery Unit (L&D) | Akron | Akron City Campus | H Tower | 2nd Floor | 2016-04-11 | Low
No | 029763 | Monitors, Physiologic, Fetal, Intrapartum, Bedside | M2703A - Avalon FM30 | DE45825696 | Philips Healthcare | H2 - Perinatal Unit | Akron | Akron City Campus | H Tower | 2nd Floor | 2017-02-24 | Low
No | 029764 | Monitors, Physiologic, Fetal, Intrapartum, Bedside | M2703A - Avalon FM30 | DE45825690 | Philips Healthcare | H2 - Labor and Delivery Unit (L&D) | Akron | Akron City Campus | H Tower | 2nd Floor | 2017-02-24 | Low
No | 029765 | Monitors, Physiologic, Fetal, Intrapartum, Bedside | M2703A - Avalon FM30 | DE45825691 | Philips Healthcare | H2 - Perinatal Unit | Akron | Akron City Campus | H Tower | 2nd Floor | 2017-02-24 | Low
No | 050406 | Monitors, Physiologic, Fetal, Intrapartum, Bedside | M2703A - Avalon FM30 | DE59127889 | Philips Healthcare | H2 - Perinatal Unit | Akron | Akron City Campus | H Tower | 2nd Floor | 2017-02-24 | Low
No | 050705 | Monitors, Physiologic, Fetal, Intrapartum, Bedside | M2703A - Avalon FM30 | DE59127878 | Philips Healthcare | H2 - Labor and Delivery Unit (L&D) | Akron | Akron City Campus | H Tower | 2nd Floor | 2017-02-24 | Low
No | 050712 | Monitors, Physiologic, Fetal, Intrapartum, Bedside | M2703A - Avalon FM30 | DE59127909 | Philips Healthcare | H2 - Labor and Delivery Unit (L&D) | Akron | Akron City Campus | H Tower | 2nd Floor | 2017-02-24 | Low
No | 050719 | Monitors, Physiologic, Fetal, Intrapartum, Bedside | M2703A - Avalon FM30 | DE59127894 | Philips Healthcare | H2 - Labor and Delivery Unit (L&D) | Akron | Akron City Campus | H Tower | 2nd Floor | 2017-02-24 | Low
No | 050726 | Monitors, Physiologic, Fetal, Intrapartum, Bedside | M2703A - Avalon FM30 | DE59127896 | Philips Healthcare | H2 - Labor and Delivery Unit (L&D) | Akron | Akron City Campus | H Tower | 2nd Floor | 2017-02-24 | Low
No | 050727 | Monitors, Physiologic, Fetal, Intrapartum, Bedside | M2703A - Avalon FM30 | DE59127898 | Philips Healthcare | H2 - Labor and Delivery Unit (L&D) | Akron | Akron City Campus | H Tower | 2nd Floor | 2017-02-24 | Low
No | 050729 | Monitors, Physiologic, Fetal, Intrapartum, Bedside | M2703A - Avalon FM30 | DE59127884 | Philips Healthcare | H2 - Labor and Delivery Unit (L&D) | Akron | Akron City Campus | H Tower | 2nd Floor | 2017-02-24 | Low
No | 050732 | Monitors, Physiologic, Fetal, Intrapartum, Bedside | M2703A - Avalon FM30 | DE59127891 | Philips Healthcare | H2 - Labor and Delivery Unit (L&D) | Akron | Akron City Campus | H Tower | 2nd Floor | 2017-02-24 | Low
No | 050754 | Monitors, Physiologic, Fetal, Intrapartum, Bedside | M2703A - Avalon FM30 | DE59127906 | Philips Healthcare | H2 - Labor and Delivery Unit (L&D) | Akron | Akron City Campus | H Tower | 2nd Floor | 2017-02-24 | Low
No | 050779 | Monitors, Physiologic, Fetal, Intrapartum, Bedside | M2703A - Avalon FM30 | DE59127885 | Philips Healthcare | H2 - Labor and Delivery Unit (L&D) | Akron | Akron City Campus | H Tower | 2nd Floor | 2017-02-24 | Low
No | 050803 | Monitors, Physiologic, Fetal, Intrapartum, Bedside | M2703A - Avalon FM30 | DE59127880 | Philips Healthcare | H2 - Labor and Delivery Unit (L&D) | Akron | Akron City Campus | H Tower | 2nd Floor | 2017-02-23 | Low
No | 050810 | Monitors, Physiologic, Fetal, Intrapartum, Bedside | M2703A - Avalon FM30 | DE59127897 | Philips Healthcare | H2 - Perinatal Unit | Akron | Akron City Campus | H Tower | 2nd Floor | 2017-02-24 | Low
No | 050819 | Monitors, Physiologic, Fetal, Intrapartum, Bedside | M2703A - Avalon FM30 | DE59127905 | Philips Healthcare | H2 - Labor and Delivery Unit (L&D) | Akron | Akron City Campus | H Tower | 2nd Floor | 2017-02-24 | Low
No | 050821 | Monitors, Physiologic, Fetal, Intrapartum, Bedside | M2703A - Avalon FM30 | DE59127910 | Philips Healthcare | H2 - Labor and Delivery Unit (L&D) | Akron | Akron City Campus | H Tower | 2nd Floor | 2017-02-24 | Low
No | 050887 | Monitors, Physiologic, Fetal, Intrapartum, Bedside | M2703A - Avalon FM30 | DE59127888 | Philips Healthcare | H2 - Labor and Delivery Unit (L&D) | Akron | Akron City Campus | H Tower | 2nd Floor | 2017-02-24 | Low
No | 050889 | Monitors, Physiologic, Fetal, Intrapartum, Bedside | M2703A - Avalon FM30 | DE59127881 | Philips Healthcare | H2 - Labor and Delivery Unit (L&D) | Akron | Akron City Campus | H Tower | 2nd Floor | 2017-02-24 | Low
No | 050899 | Monitors, Physiologic, Fetal, Intrapartum, Bedside | M2703A - Avalon FM30 | DE59127902 | Philips Healthcare | H2 - Labor and Delivery Unit (L&D) | Akron | Akron City Campus | H Tower | 2nd Floor | 2017-02-24 | Low
No | 050932 | Monitors, Physiologic, Fetal, Intrapartum, Bedside | M2703A - Avalon FM30 | DE59127874 | Philips Healthcare | H2 - Labor and Delivery Unit (L&D) | Akron | Akron City Campus | H Tower | 2nd Floor | 2017-02-24 | Low
No | 050935 | Monitors, Physiologic, Fetal, Intrapartum, Bedside | M2703A - Avalon FM30 | DE59127900 | Philips Healthcare | H2 - Labor and Delivery Unit (L&D) | Akron | Akron City Campus | H Tower | 2nd Floor | 2017-02-23 | Low
No | 050940 | Monitors, Physiologic, Fetal, Intrapartum, Bedside | M2703A - Avalon FM30 | DE59127904 | Philips Healthcare | H2 - Labor and Delivery Unit (L&D) | Akron | Akron City Campus | H Tower | 2nd Floor | 2017-02-24 | Low
No | 053451 | Monitors, Physiologic, Fetal, Intrapartum, Bedside | M2703A - Avalon FM30 | DE59127912 | Philips Healthcare | Emergency Department (ED) - ACH | Akron | Akron City Campus | Akron City Hospital | Ground Floor | 2017-02-24 | Low
No | 053455 | Monitors, Physiologic, Fetal, Intrapartum, Bedside | M2703A - Avalon FM30 | DE59127911 | Philips Healthcare | H2 - Labor and Delivery Unit (L&D) | Akron | Akron City Campus | H Tower | 2nd Floor | 2017-02-24 | Low
No | 053458 | Monitors, Physiologic, Fetal, Intrapartum, Bedside | M2703A - Avalon FM30 | DE59127903 | Philips Healthcare | H2 - Labor and Delivery Unit (L&D) | Akron | Akron City Campus | H Tower | 2nd Floor | 2017-02-24 | Low
No | 053469 | Monitors, Physiologic, Fetal, Intrapartum, Bedside | M2703A - Avalon FM30 | DE59127895 | Philips Healthcare | H2 - Labor and Delivery Unit (L&D) | Akron | Akron City Campus | H Tower | 2nd Floor | 2017-02-22 | Low
No | 055796 | Monitors, Physiologic, Fetal, Intrapartum, Bedside | M2703A - Avalon FM30 | DE65932902 | Philips Healthcare | H2 - Labor and Delivery Unit (L&D) | Akron | Akron City Campus | H Tower | 2nd Floor | 2019-07-22 | Low
No | 055797 | Monitors, Physiologic, Fetal, Intrapartum, Bedside | M2703A - Avalon FM30 | DE65932891 | Philips Healthcare | H2 - Labor and Delivery Unit (L&D) | Akron | Akron City Campus | H Tower | 2nd Floor | 2019-07-22 | Low
No | 055798 | Monitors, Physiologic, Fetal, Intrapartum, Bedside | M2703A - Avalon FM30 | DE65932886 | Philips Healthcare | H2 - Labor and Delivery Unit (L&D) | Akron | Akron City Campus | H Tower | 2nd Floor | 2019-07-22 | Low
No | 057151 | Monitors, Physiologic, Fetal, Intrapartum, Bedside | M2703A - Avalon FM30 | DE65932892 | Philips Healthcare | H2 - Labor and Delivery Unit (L&D) | Akron | Akron City Campus | H Tower | 2nd Floor | 2019-05-14 | Low
No | 057168 | Monitors, Physiologic, Fetal, Intrapartum, Bedside | M2703A - Avalon FM30 | DE65932978 | Philips Healthcare | H2 - Labor and Delivery Unit (L&D) | Akron | Akron City Campus | H Tower | 2nd Floor | 2019-05-14 | Low
No | 057174 | Monitors, Physiologic, Fetal, Intrapartum, Bedside | M2703A - Avalon FM30 | DE65932906 | Philips Healthcare | H2 - Labor and Delivery Unit (L&D) | Akron | Akron City Campus | H Tower | 2nd Floor | 2019-05-14 | Low
No | 057175 | Monitors, Physiologic, Fetal, Intrapartum, Bedside | M2703A - Avalon FM30 | DE65932893 | Philips Healthcare | H2 - Labor and Delivery Unit (L&D) | Akron | Akron City Campus | H Tower | 2nd Floor | 2019-05-14 | Low
No | 060703 | Monitors, Physiologic, Fetal, Intrapartum, Bedside | M2703A - Avalon FM30 | DE53116679 | Philips Healthcare | Health Tech Mgmt | Akron | Akron City Campus | H Tower | Basement | 2021-11-03 | Low
No | 038373 | Monitors, Physiologic, Fetal, Intrapartum, Bedside | M2705A - Avalon Fm50 | DE81107313 | Philips Healthcare | Maternal Fetal Medicine | Akron | Akron City Campus | 75 Arch | 1st Floor | 2013-04-09 | Low
No | 038455 | Monitors, Physiologic, Fetal, Intrapartum, Bedside | M2705A - Avalon Fm50 | DE81107310 | Philips Healthcare | Maternal Fetal Medicine | Akron | Akron City Campus | 75 Arch | 1st Floor | 2013-04-09 | Low
No | 043555 | Monitors, Physiologic, Fetal, Intrapartum, Bedside | MS9-108022-UL | Unknown | CooperSurgical | SHMG OB/GYN - Stow | Akron | Stow-Kent Campus | Stow-Kent Medical Center | 2nd Floor | 2021-07-22 | Low
No | 059911 | Monitors, Physiologic, Fetal, Intrapartum, Bedside | MS9-108022-UL | F9A3021040944EGT | CooperSurgical | SHMG OB/GYN - Rootstown | Akron | Rootstown Campus | Rootstown Medical Center |  | 2021-01-22 | Low
No | 059917 | Monitors, Physiologic, Fetal, Intrapartum, Bedside | MS9-108022-UL | F9A3021040952EGT | CooperSurgical | SHMG OB/GYN - Green | Barberton | Green Campus | Green Physician Office Building | 2nd Floor | 2021-01-22 | Low
No | 060102 | Monitors, Physiologic, Fetal, Intrapartum, Bedside | MS9-108022-UL | F9A3021040935EGT | CooperSurgical | Women's Health Center | Akron | Akron City Campus | 75 Arch | Basement | 2023-08-14 09:03 | Low
No | 060183 | Monitors, Physiologic, Fetal, Intrapartum, Bedside | MS9-108022-UL | F9A3021040922EGT | CooperSurgical | SHMG OB/GYN - Park West | Barberton | White Pond Campus | Akron OBGYN | 2nd Floor | 2021-03-05 | Low
No | 060184 | Monitors, Physiologic, Fetal, Intrapartum, Bedside | MS9-108022-UL | F9A3021040921EGT | CooperSurgical | SHMG OB/GYN - Park West | Barberton | White Pond Campus | Akron OBGYN | 2nd Floor | 2021-03-05 | Low
No | 026831 | Monitors, Physiologic, Fetal, Intrapartum, Bedside | Wallach Fetal2EMR | 330070-M12803890037 | CooperSurgical | Medina OB/GYN | Barberton | Medina Campus | Medina Medical Center | 2nd Floor | 2020-02-17 | Low
No | 058072 | Monitors, Physiologic, Fetal, Intrapartum, Bedside | Wallach Fetal2EMR | 330070-M12A02460024 | CooperSurgical | Wadsworth OB/GYN | Barberton | Wadsworth Campus | Founder's Hall | 3rd Floor | 2019-09-04 | Low
No | 058211 | Monitors, Physiologic, Fetal, Intrapartum, Bedside | Wallach Fetal2EMR | 330070-M12803890001 | CooperSurgical | Barberton OB/GYN | Barberton | Barberton Campus | Tuscora Park Pavilion | Ground Floor | 2019-10-16 | Low
No | 064810 | Monitors, Physiologic, Fetal, Intrapartum, Bedside | Wallach Fetal2EMR | 460956-M19B01000004 | CooperSurgical | SHMG OB/GYN - Cuyahoga Falls | Akron | Cuyahoga Falls Campus | Cuyahoga Falls Medical Center |  | 2024-12-20 10:42 | Low
No | 038849 | Monitors, Physiologic, Hemodynamic, Telemetric | CM3000 - Cardiomems Hospital Electronics System | M181008889 | St Jude Medical Inc / Abbott Laboratories | SCI-Cardiac Cath Lab Svcs - SB | Barberton | Barberton Campus | Summa Barberton Hospital | 2nd Floor | 2019-03-05 | Low
No | 052715 | Monitors, Physiologic, Hemodynamic, Telemetric | CM3000 - Cardiomems Hospital Electronics System | M180608809 | St Jude Medical Inc / Abbott Laboratories | SCI-Cardiac Cath Lab Svcs | Akron | Akron City Campus | Akron City Hospital | 1st Floor | 2018-09-20 | Low
No | 052723 | Monitors, Physiologic, Hemodynamic, Telemetric | CM3000 - Cardiomems Hospital Electronics System | M150804911 | St Jude Medical Inc / Abbott Laboratories | SCI-Cardiac Cath Lab Svcs | Akron | Akron City Campus | Akron City Hospital | 1st Floor | 2018-10-22 | Low
No | 057617 | Monitors, Physiologic, Hemodynamic, Telemetric | CM3000 - Cardiomems Hospital Electronics System | M181008892 | St Jude Medical Inc / Abbott Laboratories | SCI-Cardiac Cath Lab Svcs | Akron | Akron City Campus | Akron City Hospital | 1st Floor | 2019-03-05 | Low
No | 062466 | Monitors, Physiologic, Hemodynamic, Telemetric | CM3100 - CardioMEMS Hospital Electronics System | M220700106 | St Jude Medical Inc / Abbott Laboratories | SCI-Cardiac Cath Lab Svcs | Akron | Akron City Campus | Akron City Hospital | 1st Floor | 2022-11-30 | Low
No | 035281 | Monitors, Physiologic, Intracranial Pressure | CAM02 - Camino | 1150702703 | Integra Lifesciences | T2 - STN Intensive Care Unit (STN-ICU) | Akron | Akron City Campus | Critical Care Tower | 2nd Floor | 2015-09-25 | Low
No | 035285 | Monitors, Physiologic, Intracranial Pressure | CAM02 - Camino | 1150602673 | Integra Lifesciences | T2 - STN Intensive Care Unit (STN-ICU) | Akron | Akron City Campus | Critical Care Tower | 2nd Floor | 2015-09-25 | Low
No | 035286 | Monitors, Physiologic, Intracranial Pressure | CAM02 - Camino | 1150702682 | Integra Lifesciences | T2 - STN Intensive Care Unit (STN-ICU) | Akron | Akron City Campus | Critical Care Tower | 2nd Floor | 2015-09-25 | Low
No | 061968 | Monitors, Physiologic, Intracranial Pressure | CAM02 - Camino | CAM02C0531 | Integra Lifesciences | T2 - STN Intensive Care Unit (STN-ICU) | Akron | Akron City Campus | Critical Care Tower | 2nd Floor | 2022-07-07 | Low
No | 038900 | Monitors, Physiologic, Multipurpose, MRI Safe | 3880M-3 | IR388001748 | Iradimed | Magnetic Resonance Imaging - SB | Barberton | Barberton Campus | Summa Barberton Hospital | Ground Floor | 2020-09-28 | Low
No | 062114 | Monitors, Physiologic, Multipurpose, MRI Safe | 3880M-3 | IR388002547 | Iradimed | Magnetic Resonance Imaging | Akron | Akron City Campus | 95 Arch |  | 2022-09-01 | Low
No | 020971 | Monitors, Physiologic, Multipurpose, MRI Safe | 865214 - Invivo Expression | US00200808 | Philips Healthcare / Invivo | Magnetic Resonance Imaging | Akron | Akron City Campus | 95 Arch | 1st Floor | 2010-10-05 | Low
No | 064219 | Monitors, Physiologic, Multipurpose, MRI Safe | 866185 - Expression MR400 | US34807251 | Philips Healthcare | Magnetic Resonance Imaging | Akron | Akron City Campus | Akron City Hospital | Ground Floor | 2025-03-17 12:33 | Low
No | 064220 | Monitors, Physiologic, Multipurpose, MRI Safe | 866185 - Expression MR400 | US34807250 | Philips Healthcare | Magnetic Resonance Imaging | Akron | Akron City Campus | Akron City Hospital | Ground Floor | 2025-03-17 12:33 | Low
No | 015623 | Monitors, Physiologic, Multipurpose, Telemetric | 210 - PH Reciever | 400708 | Medtronic | Endoscopy - Outpatient | Akron | Akron City Campus | 95 Arch | Ground Floor | 2004-07-08 | Low
No | 015624 | Monitors, Physiologic, Multipurpose, Telemetric | 210 - PH Reciever | 400707 | Medtronic | Endoscopy - Outpatient | Akron | Akron City Campus | 95 Arch | Ground Floor | 2004-07-08 | Low
Yes | 033171 | Monitors, Physiologic, Multipurpose, Telemetric | 239 - Innovo, Telepacktransmitter | 304143 | Scottcare Cardiovascular Solutions | SCI - Cardio & Pulm Rehab | Akron | Akron City Campus | 95 Arch | Ground Floor | 2015-04-14 | Low
Yes | 033172 | Monitors, Physiologic, Multipurpose, Telemetric | 239 - Innovo, Telepacktransmitter | 302333 | Scottcare Cardiovascular Solutions | SCI - Cardio & Pulm Rehab | Akron | Akron City Campus | 95 Arch | Ground Floor | 2015-04-14 | Low
Yes | 033175 | Monitors, Physiologic, Multipurpose, Telemetric | 239 - Innovo, Telepacktransmitter | 302336 | Scottcare Cardiovascular Solutions | SCI - Cardio & Pulm Rehab | Akron | Akron City Campus | 95 Arch | Ground Floor | 2015-04-14 | Low
Yes | 033179 | Monitors, Physiologic, Multipurpose, Telemetric | 239 - Innovo, Telepacktransmitter | 302340 | Scottcare Cardiovascular Solutions | SCI - Cardio & Pulm Rehab | Akron | Akron City Campus | 95 Arch | Ground Floor | 2015-04-14 | Low
Yes | 033181 | Monitors, Physiologic, Multipurpose, Telemetric | 239 - Innovo, Telepacktransmitter | 302347 | Scottcare Cardiovascular Solutions | SCI - Cardio & Pulm Rehab | Akron | Akron City Campus | 95 Arch | Ground Floor | 2015-04-14 | Low
Yes | 033182 | Monitors, Physiologic, Multipurpose, Telemetric | 239 - Innovo, Telepacktransmitter | 302343 | Scottcare Cardiovascular Solutions | SCI - Cardio & Pulm Rehab | Akron | Akron City Campus | 95 Arch | Ground Floor | 2015-04-14 | Low
Yes | 033183 | Monitors, Physiologic, Multipurpose, Telemetric | 239 - Innovo, Telepacktransmitter | 303110 | Scottcare Cardiovascular Solutions | SCI - Cardio & Pulm Rehab | Akron | Akron City Campus | 95 Arch | Ground Floor | 2015-04-14 | Low
Yes | 033184 | Monitors, Physiologic, Multipurpose, Telemetric | 239 - Innovo, Telepacktransmitter | 304142 | Scottcare Cardiovascular Solutions | SCI - Cardio & Pulm Rehab | Akron | Akron City Campus | 95 Arch | Ground Floor | 2015-04-14 | Low
Yes | 033185 | Monitors, Physiologic, Multipurpose, Telemetric | 239 - Innovo, Telepacktransmitter | 302346 | Scottcare Cardiovascular Solutions | SCI - Cardio & Pulm Rehab | Akron | Akron City Campus | 95 Arch | Ground Floor | 2015-04-14 | Low
Yes | 038874 | Monitors, Physiologic, Multipurpose, Telemetric | 239 - Innovo, Telepacktransmitter | 302349 | Scottcare Cardiovascular Solutions | SCI - Cardiac Rehab - SB | Barberton | Barberton Campus | Summa Barberton Hospital | Ground Floor | 2015-04-14 | Low
Yes | 038875 | Monitors, Physiologic, Multipurpose, Telemetric | 239 - Innovo, Telepacktransmitter | 303785 | Scottcare Cardiovascular Solutions | SCI - Cardiac Rehab - SB | Barberton | Barberton Campus | Summa Barberton Hospital | Ground Floor | 2015-04-14 | Low
Yes | 038876 | Monitors, Physiologic, Multipurpose, Telemetric | 239 - Innovo, Telepacktransmitter | 302351 | Scottcare Cardiovascular Solutions | SCI - Cardiac Rehab - SB | Barberton | Barberton Campus | Summa Barberton Hospital | Ground Floor | 2015-04-14 | Low
Yes | 038877 | Monitors, Physiologic, Multipurpose, Telemetric | 239 - Innovo, Telepacktransmitter | 302352 | Scottcare Cardiovascular Solutions | SCI - Cardiac Rehab - SB | Barberton | Barberton Campus | Summa Barberton Hospital | Ground Floor | 2015-04-14 | Low
Yes | 038878 | Monitors, Physiologic, Multipurpose, Telemetric | 239 - Innovo, Telepacktransmitter | 302353 | Scottcare Cardiovascular Solutions | SCI - Cardiac Rehab - SB | Barberton | Barberton Campus | Summa Barberton Hospital | Ground Floor | 2015-04-14 | Low
Yes | 038879 | Monitors, Physiologic, Multipurpose, Telemetric | 239 - Innovo, Telepacktransmitter | 302354 | Scottcare Cardiovascular Solutions | SCI - Cardiac Rehab - SB | Barberton | Barberton Campus | Summa Barberton Hospital | Ground Floor | 2015-04-14 | Low
Yes | 038880 | Monitors, Physiologic, Multipurpose, Telemetric | 239 - Innovo, Telepacktransmitter | 302355 | Scottcare Cardiovascular Solutions | SCI - Cardiac Rehab - SB | Barberton | Barberton Campus | Summa Barberton Hospital | Ground Floor | 2015-04-14 | Low
Yes | 038881 | Monitors, Physiologic, Multipurpose, Telemetric | 239 - Innovo, Telepacktransmitter | 302356 | Scottcare Cardiovascular Solutions | SCI - Cardiac Rehab - SB | Barberton | Barberton Campus | Summa Barberton Hospital | Ground Floor | 2015-04-14 | Low
Yes | 038882 | Monitors, Physiologic, Multipurpose, Telemetric | 239 - Innovo, Telepacktransmitter | 302348 | Scottcare Cardiovascular Solutions | SCI - Cardiac Rehab - SB | Barberton | Barberton Campus | Summa Barberton Hospital | Ground Floor | 2015-04-14 | Low
Yes | 039802 | Monitors, Physiologic, Multipurpose, Telemetric | 239 - Innovo, Telepacktransmitter | 317609 | Scottcare Cardiovascular Solutions | SCI - Cardiac Rehab - SB | Barberton | Barberton Campus | Summa Barberton Hospital | Ground Floor | 2015-04-14 | Low
Yes | 057569 | Monitors, Physiologic, Multipurpose, Telemetric | 239 - Innovo, Telepacktransmitter | 301335 | Scottcare Cardiovascular Solutions | SCI - Cardio & Pulm Rehab | Akron | Akron City Campus | 95 Arch | Ground Floor | 2019-06-17 | Low
Yes | 059221 | Monitors, Physiologic, Multipurpose, Telemetric | 239 - Innovo, Telepacktransmitter | 312680 | Scottcare Cardiovascular Solutions | SCI - Cardio & Pulm Rehab | Akron | Akron City Campus | 95 Arch | Ground Floor | 2020-09-02 | Low
Yes | 059225 | Monitors, Physiologic, Multipurpose, Telemetric | 239 - Innovo, Telepacktransmitter | 303599 | Scottcare Cardiovascular Solutions | SCI - Cardio & Pulm Rehab | Akron | Akron City Campus | 95 Arch | Ground Floor | 2020-09-16 | Low
Yes | 060855 | Monitors, Physiologic, Multipurpose, Telemetric | 239 - Innovo, Telepacktransmitter | 319275 | Scottcare Cardiovascular Solutions | SCI - Cardio & Pulm Rehab | Akron | Akron City Campus | 95 Arch | Ground Floor | 2021-09-09 | Low
Yes | 060977 | Monitors, Physiologic, Multipurpose, Telemetric | 239 - Innovo, Telepacktransmitter | 316890 | Scottcare Cardiovascular Solutions | SCI - Cardio & Pulm Rehab | Akron | Akron City Campus | 95 Arch | Ground Floor | 2021-10-04 | Low
Yes | 060984 | Monitors, Physiologic, Multipurpose, Telemetric | 239 - Innovo, Telepacktransmitter | 317066 | Scottcare Cardiovascular Solutions | SCI - Cardio & Pulm Rehab | Akron | Akron City Campus | 95 Arch | Ground Floor | 2021-12-22 | Low
Yes | 061972 | Monitors, Physiologic, Multipurpose, Telemetric | 239 - Innovo, Telepacktransmitter | 316748 | Scottcare Cardiovascular Solutions | SCI - Cardio & Pulm Rehab | Akron | Akron City Campus | 95 Arch | Ground Floor | 2022-08-24 | Low
Yes | 063212 | Monitors, Physiologic, Multipurpose, Telemetric | 239 - Innovo, Telepacktransmitter | 321589 | Scottcare Cardiovascular Solutions | SCI - Cardio & Pulm Rehab | Akron | Akron City Campus | 95 Arch | Ground Floor | 2023-09-20 08:55 | Low
No | 06533 | Monitors, Physiologic, Multipurpose, Telemetric | 865351 - Intellivue MX40 | US156R5120 | Philips Healthcare | 5 West - Cardiac Progressive Care Unit (PCU) | Akron | Akron City Campus | Akron City Hospital | 5th Floor | 2023-10-31 13:08 | Low
No | 028478 | Monitors, Physiologic, Multipurpose, Telemetric | 865351 - Intellivue MX40 | US00702109 | Philips Healthcare | 4 South - Medical/Surgical Unit (MSU) - SB | Barberton | Barberton Campus | Summa Barberton Hospital | 4th Floor | 2011-12-09 | Low
No | 028490 | Monitors, Physiologic, Multipurpose, Telemetric | 865351 - Intellivue MX40 | US01442454 | Philips Healthcare | 4 South - Medical/Surgical Unit (MSU) - SB | Barberton | Barberton Campus | Summa Barberton Hospital | 4th Floor | 2014-05-05 | Low
No | 028491 | Monitors, Physiologic, Multipurpose, Telemetric | 865351 - Intellivue MX40 | US01442453 | Philips Healthcare | 4 South - Medical/Surgical Unit (MSU) - SB | Barberton | Barberton Campus | Summa Barberton Hospital | 4th Floor | 2014-05-05 | Low
No | 028995 | Monitors, Physiologic, Multipurpose, Telemetric | 865351 - Intellivue MX40 | US00702108 | Philips Healthcare | 4 South - Medical/Surgical Unit (MSU) - SB | Barberton | Barberton Campus | Summa Barberton Hospital | 4th Floor | 2011-12-09 | Low
No | 028996 | Monitors, Physiologic, Multipurpose, Telemetric | 865351 - Intellivue MX40 | US00702110 | Philips Healthcare | 4 South - Medical/Surgical Unit (MSU) - SB | Barberton | Barberton Campus | Summa Barberton Hospital | 4th Floor | 2011-12-09 | Low
No | 028997 | Monitors, Physiologic, Multipurpose, Telemetric | 865351 - Intellivue MX40 | US00702107 | Philips Healthcare | 4 South - Medical/Surgical Unit (MSU) - SB | Barberton | Barberton Campus | Summa Barberton Hospital | 4th Floor | 2011-12-09 | Low
No | 037412 | Monitors, Physiologic, Multipurpose, Telemetric | 865351 - Intellivue MX40 | US139H2130 | Philips Healthcare | 4 South - Medical/Surgical Unit (MSU) - SB | Barberton | Barberton Campus | Summa Barberton Hospital | 4th Floor | 2020-04-29 | Low
No | 037413 | Monitors, Physiologic, Multipurpose, Telemetric | 865351 - Intellivue MX40 | US139H2141 | Philips Healthcare | 4 South - Medical/Surgical Unit (MSU) - SB | Barberton | Barberton Campus | Summa Barberton Hospital | 4th Floor | 2020-04-29 | Low
No | 037414 | Monitors, Physiologic, Multipurpose, Telemetric | 865351 - Intellivue MX40 | US139H2143 | Philips Healthcare | 4 South - Medical/Surgical Unit (MSU) - SB | Barberton | Barberton Campus | Summa Barberton Hospital | 4th Floor | 2020-04-29 | Low
No | 037415 | Monitors, Physiologic, Multipurpose, Telemetric | 865351 - Intellivue MX40 | US139H2145 | Philips Healthcare | 4 South - Medical/Surgical Unit (MSU) - SB | Barberton | Barberton Campus | Summa Barberton Hospital | 4th Floor | 2020-04-29 | Low
No | 037416 | Monitors, Physiologic, Multipurpose, Telemetric | 865351 - Intellivue MX40 | US139H2148 | Philips Healthcare | 4 South - Medical/Surgical Unit (MSU) - SB | Barberton | Barberton Campus | Summa Barberton Hospital | 4th Floor | 2020-04-29 | Low
No | 037893 | Monitors, Physiologic, Multipurpose, Telemetric | 865351 - Intellivue MX40 | US03574108 | Philips Healthcare | 2 East - Cardiac Progressive Care Unit (PCU) - SB | Barberton | Barberton Campus | Summa Barberton Hospital | 2nd Floor | 2016-04-20 | Low
No | 037897 | Monitors, Physiologic, Multipurpose, Telemetric | 865351 - Intellivue MX40 | US01850787 | Philips Healthcare | 2 East - Cardiac Progressive Care Unit (PCU) - SB | Barberton | Barberton Campus | Summa Barberton Hospital | 2nd Floor | 2019-04-01 | Low
No | 037961 | Monitors, Physiologic, Multipurpose, Telemetric | 865351 - Intellivue MX40 | US099F7581 | Philips Healthcare | Acuity Adaptable Unit (AAU) - SB | Barberton | Barberton Campus | Summa Barberton Hospital | 2nd Floor | 2019-10-18 | Low
No | 037962 | Monitors, Physiologic, Multipurpose, Telemetric | 865351 - Intellivue MX40 | US099F7585 | Philips Healthcare | Acuity Adaptable Unit (AAU) - SB | Barberton | Barberton Campus | Summa Barberton Hospital | 2nd Floor | 2019-10-18 | Low
No | 038779 | Monitors, Physiologic, Multipurpose, Telemetric | 865351 - Intellivue MX40 | US03574099 | Philips Healthcare | 2 East - Cardiac Progressive Care Unit (PCU) - SB | Barberton | Barberton Campus | Summa Barberton Hospital | 2nd Floor | 2016-04-20 | Low
No | 039334 | Monitors, Physiologic, Multipurpose, Telemetric | 865351 - Intellivue MX40 | US03574101 | Philips Healthcare | 2 East - Cardiac Progressive Care Unit (PCU) - SB | Barberton | Barberton Campus | Summa Barberton Hospital | 2nd Floor | 2016-04-20 | Low
No | 039563 | Monitors, Physiologic, Multipurpose, Telemetric | 865351 - Intellivue MX40 | US156L0489 | Philips Healthcare | 4 South - Medical/Surgical Unit (MSU) - SB | Barberton | Barberton Campus | Summa Barberton Hospital | 4th Floor | 2021-12-01 | Low
No | 039564 | Monitors, Physiologic, Multipurpose, Telemetric | 865351 - Intellivue MX40 | US156L0498 | Philips Healthcare | 4 South - Medical/Surgical Unit (MSU) - SB | Barberton | Barberton Campus | Summa Barberton Hospital | 4th Floor | 2021-12-01 | Low
No | 039565 | Monitors, Physiologic, Multipurpose, Telemetric | 865351 - Intellivue MX40 | US156L0505 | Philips Healthcare | 4 South - Medical/Surgical Unit (MSU) - SB | Barberton | Barberton Campus | Summa Barberton Hospital | 4th Floor | 2021-12-01 | Low
No | 039567 | Monitors, Physiologic, Multipurpose, Telemetric | 865351 - Intellivue MX40 | US156L0492 | Philips Healthcare | 4 South - Medical/Surgical Unit (MSU) - SB | Barberton | Barberton Campus | Summa Barberton Hospital | 4th Floor | 2021-12-01 | Low
No | 039569 | Monitors, Physiologic, Multipurpose, Telemetric | 865351 - Intellivue MX40 | US00701918 | Philips Healthcare | 4 South - Medical/Surgical Unit (MSU) - SB | Barberton | Barberton Campus | Summa Barberton Hospital | 4th Floor | 2021-12-08 | Low
No | 039573 | Monitors, Physiologic, Multipurpose, Telemetric | 865351 - Intellivue MX40 | US156K1176 | Philips Healthcare | 2 East - Cardiac Progressive Care Unit (PCU) - SB | Barberton | Barberton Campus | Summa Barberton Hospital | 2nd Floor | 2021-12-08 | Low
No | 039575 | Monitors, Physiologic, Multipurpose, Telemetric | 865351 - Intellivue MX40 | US00701925 | Philips Healthcare | 2 East - Cardiac Progressive Care Unit (PCU) - SB | Barberton | Barberton Campus | Summa Barberton Hospital | 2nd Floor | 2021-12-14 | Low
No | 039721 | Monitors, Physiologic, Multipurpose, Telemetric | 865351 - Intellivue MX40 | US03574125 | Philips Healthcare | Acuity Adaptable Unit (AAU) - SB | Barberton | Barberton Campus | Summa Barberton Hospital | 2nd Floor | 2024-05-23 14:18 | Low
No | 039969 | Monitors, Physiologic, Multipurpose, Telemetric | 865351 - Intellivue MX40 | US00701522 | Philips Healthcare | 4 South - Medical/Surgical Unit (MSU) - SB | Barberton | Barberton Campus | Summa Barberton Hospital | 4th Floor | 2011-11-29 | Low
No | 043125 | Monitors, Physiologic, Multipurpose, Telemetric | 865351 - Intellivue MX40 | US03574097 | Philips Healthcare | 2 East - Cardiac Progressive Care Unit (PCU) - SB | Barberton | Barberton Campus | Summa Barberton Hospital | 2nd Floor | 2016-04-20 | Low
No | 043901 | Monitors, Physiologic, Multipurpose, Telemetric | 865351 - Intellivue MX40 | US156K1520 | Philips Healthcare | 2 East - Cardiac Progressive Care Unit (PCU) - SB | Barberton | Barberton Campus | Summa Barberton Hospital | 2nd Floor | 2021-12-14 | Low
No | 043902 | Monitors, Physiologic, Multipurpose, Telemetric | 865351 - Intellivue MX40 | US156L7793 | Philips Healthcare | 2 East - Cardiac Progressive Care Unit (PCU) - SB | Barberton | Barberton Campus | Summa Barberton Hospital | 2nd Floor | 2021-12-14 | Low
No | 043904 | Monitors, Physiologic, Multipurpose, Telemetric | 865351 - Intellivue MX40 | US03574102 | Philips Healthcare | 2 East - Cardiac Progressive Care Unit (PCU) - SB | Barberton | Barberton Campus | Summa Barberton Hospital | 2nd Floor | 2016-04-20 | Low
No | 043906 | Monitors, Physiologic, Multipurpose, Telemetric | 865351 - Intellivue MX40 | US156K1161 | Philips Healthcare | 2 East - Cardiac Progressive Care Unit (PCU) - SB | Barberton | Barberton Campus | Summa Barberton Hospital | 2nd Floor | 2021-12-15 | Low
No | 051552 | Monitors, Physiologic, Multipurpose, Telemetric | 865351 - Intellivue MX40 | US09688395 | Philips Healthcare | 5 West - Cardiac Progressive Care Unit (PCU) | Akron | Akron City Campus | Akron City Hospital | 5th Floor | 2016-12-02 | Low
No | 051555 | Monitors, Physiologic, Multipurpose, Telemetric | 865351 - Intellivue MX40 | US09688400 | Philips Healthcare | T1 - CTV Intensive Care Unit (CTV-ICU) | Akron | Akron City Campus | Critical Care Tower | 1st Floor | 2016-12-02 | Low
No | 051558 | Monitors, Physiologic, Multipurpose, Telemetric | 865351 - Intellivue MX40 | US09688411 | Philips Healthcare | T1 - CTV Intensive Care Unit (CTV-ICU) | Akron | Akron City Campus | Critical Care Tower | 1st Floor | 2016-12-02 | Low
No | 051559 | Monitors, Physiologic, Multipurpose, Telemetric | 865351 - Intellivue MX40 | US09688423 | Philips Healthcare | T1 - CTV Intensive Care Unit (CTV-ICU) | Akron | Akron City Campus | Critical Care Tower | 1st Floor | 2016-12-02 | Low
No | 051560 | Monitors, Physiologic, Multipurpose, Telemetric | 865351 - Intellivue MX40 | US09688418 | Philips Healthcare | T1 - CTV Intensive Care Unit (CTV-ICU) | Akron | Akron City Campus | Critical Care Tower | 1st Floor | 2016-12-02 | Low
No | 051561 | Monitors, Physiologic, Multipurpose, Telemetric | 865351 - Intellivue MX40 | US09688405 | Philips Healthcare | T1 - CTV Intensive Care Unit (CTV-ICU) | Akron | Akron City Campus | Critical Care Tower | 1st Floor | 2016-12-02 | Low
No | 051562 | Monitors, Physiologic, Multipurpose, Telemetric | 865351 - Intellivue MX40 | US09688399 | Philips Healthcare | T1 - CTV Intensive Care Unit (CTV-ICU) | Akron | Akron City Campus | Critical Care Tower | 1st Floor | 2016-12-02 | Low
No | 051563 | Monitors, Physiologic, Multipurpose, Telemetric | 865351 - Intellivue MX40 | US09688410 | Philips Healthcare | T1 - CTV Intensive Care Unit (CTV-ICU) | Akron | Akron City Campus | Critical Care Tower | 1st Floor | 2016-12-02 | Low
No | 051567 | Monitors, Physiologic, Multipurpose, Telemetric | 865351 - Intellivue MX40 | US09688402 | Philips Healthcare | 5 West - Cardiac Progressive Care Unit (PCU) | Akron | Akron City Campus | Akron City Hospital | 5th Floor | 2016-12-02 | Low
No | 051568 | Monitors, Physiologic, Multipurpose, Telemetric | 865351 - Intellivue MX40 | US09688414 | Philips Healthcare | T1 - CTV Intensive Care Unit (CTV-ICU) | Akron | Akron City Campus | Critical Care Tower | 1st Floor | 2016-12-02 | Low
No | 051569 | Monitors, Physiologic, Multipurpose, Telemetric | 865351 - Intellivue MX40 | US09688409 | Philips Healthcare | T1 - CTV Intensive Care Unit (CTV-ICU) | Akron | Akron City Campus | Critical Care Tower | 1st Floor | 2016-12-02 | Low
No | 051571 | Monitors, Physiologic, Multipurpose, Telemetric | 865351 - Intellivue MX40 | US09688384 | Philips Healthcare | 5 West - Cardiac Progressive Care Unit (PCU) | Akron | Akron City Campus | Akron City Hospital | 5th Floor | 2016-12-02 | Low
No | 051572 | Monitors, Physiologic, Multipurpose, Telemetric | 865351 - Intellivue MX40 | US09688401 | Philips Healthcare | 1 Central - CV Progressive Care Unit (PCU) | Akron | Akron City Campus | Akron City Hospital | 1st Floor | 2016-12-02 | Low
No | 051573 | Monitors, Physiologic, Multipurpose, Telemetric | 865351 - Intellivue MX40 | US09688404 | Philips Healthcare | 5 West - Cardiac Progressive Care Unit (PCU) | Akron | Akron City Campus | Akron City Hospital | 5th Floor | 2016-12-02 | Low
No | 051577 | Monitors, Physiologic, Multipurpose, Telemetric | 865351 - Intellivue MX40 | US09688381 | Philips Healthcare | 1 Central - CV Progressive Care Unit (PCU) | Akron | Akron City Campus | Akron City Hospital | 1st Floor | 2016-12-02 | Low
No | 051578 | Monitors, Physiologic, Multipurpose, Telemetric | 865351 - Intellivue MX40 | US09688398 | Philips Healthcare | 5 West - Cardiac Progressive Care Unit (PCU) | Akron | Akron City Campus | Akron City Hospital | 5th Floor | 2016-12-02 | Low
No | 052423 | Monitors, Physiologic, Multipurpose, Telemetric | 865351 - Intellivue MX40 | US09693118 | Philips Healthcare | 3 West - Trauma/Neuro Progressive Care Unit (PCU) | Akron | Akron City Campus | Akron City Hospital | 3rd Floor | 2017-02-08 | Low
No | 052425 | Monitors, Physiologic, Multipurpose, Telemetric | 865351 - Intellivue MX40 | US09693135 | Philips Healthcare | 3 West - Trauma/Neuro Progressive Care Unit (PCU) | Akron | Akron City Campus | Akron City Hospital | 3rd Floor | 2017-02-08 | Low
No | 052427 | Monitors, Physiologic, Multipurpose, Telemetric | 865351 - Intellivue MX40 | US09693138 | Philips Healthcare | 3 West - Trauma/Neuro Progressive Care Unit (PCU) | Akron | Akron City Campus | Akron City Hospital | 3rd Floor | 2017-02-08 | Low
No | 052431 | Monitors, Physiologic, Multipurpose, Telemetric | 865351 - Intellivue MX40 | US09693095 | Philips Healthcare | 5 East - Observation Unit | Akron | Akron City Campus | Akron City Hospital | 5th Floor | 2017-02-08 | Low
No | 052436 | Monitors, Physiologic, Multipurpose, Telemetric | 865351 - Intellivue MX40 | US09693097 | Philips Healthcare | 5 East - Observation Unit | Akron | Akron City Campus | Akron City Hospital | 5th Floor | 2017-02-08 | Low
No | 052437 | Monitors, Physiologic, Multipurpose, Telemetric | 865351 - Intellivue MX40 | US09693090 | Philips Healthcare | 4 West - CPI Progressive Care Unit (CPI-PCU) | Akron | Akron City Campus | Akron City Hospital | 4th Floor | 2017-02-08 | Low
No | 052440 | Monitors, Physiologic, Multipurpose, Telemetric | 865351 - Intellivue MX40 | US09693125 | Philips Healthcare | 3 West - Trauma/Neuro Progressive Care Unit (PCU) | Akron | Akron City Campus | Akron City Hospital | 3rd Floor | 2017-02-08 | Low
No | 052443 | Monitors, Physiologic, Multipurpose, Telemetric | 865351 - Intellivue MX40 | US09693141 | Philips Healthcare | 3 West - Trauma/Neuro Progressive Care Unit (PCU) | Akron | Akron City Campus | Akron City Hospital | 3rd Floor | 2017-02-08 | Low
No | 052447 | Monitors, Physiologic, Multipurpose, Telemetric | 865351 - Intellivue MX40 | US09693137 | Philips Healthcare | 3 West - Trauma/Neuro Progressive Care Unit (PCU) | Akron | Akron City Campus | Akron City Hospital | 3rd Floor | 2017-02-08 | Low
No | 052448 | Monitors, Physiologic, Multipurpose, Telemetric | 865351 - Intellivue MX40 | US09693115 | Philips Healthcare | 4 West - CPI Progressive Care Unit (CPI-PCU) | Akron | Akron City Campus | Akron City Hospital | 4th Floor | 2017-02-08 | Low
No | 052449 | Monitors, Physiologic, Multipurpose, Telemetric | 865351 - Intellivue MX40 | US09693120 | Philips Healthcare | 3 West - Trauma/Neuro Progressive Care Unit (PCU) | Akron | Akron City Campus | Akron City Hospital | 3rd Floor | 2017-02-08 | Low
No | 052450 | Monitors, Physiologic, Multipurpose, Telemetric | 865351 - Intellivue MX40 | US09693114 | Philips Healthcare | 3 West - Trauma/Neuro Progressive Care Unit (PCU) | Akron | Akron City Campus | Akron City Hospital | 3rd Floor | 2017-02-08 | Low
No | 052451 | Monitors, Physiologic, Multipurpose, Telemetric | 865351 - Intellivue MX40 | US09693130 | Philips Healthcare | 3 West - Trauma/Neuro Progressive Care Unit (PCU) | Akron | Akron City Campus | Akron City Hospital | 3rd Floor | 2017-02-08 | Low
No | 052452 | Monitors, Physiologic, Multipurpose, Telemetric | 865351 - Intellivue MX40 | US09693121 | Philips Healthcare | 3 West - Trauma/Neuro Progressive Care Unit (PCU) | Akron | Akron City Campus | Akron City Hospital | 3rd Floor | 2017-02-08 | Low
No | 052453 | Monitors, Physiologic, Multipurpose, Telemetric | 865351 - Intellivue MX40 | US09693119 | Philips Healthcare | 3 West - Trauma/Neuro Progressive Care Unit (PCU) | Akron | Akron City Campus | Akron City Hospital | 3rd Floor | 2017-02-08 | Low
No | 052454 | Monitors, Physiologic, Multipurpose, Telemetric | 865351 - Intellivue MX40 | US09693128 | Philips Healthcare | 3 West - Trauma/Neuro Progressive Care Unit (PCU) | Akron | Akron City Campus | Akron City Hospital | 3rd Floor | 2017-02-08 | Low
No | 052455 | Monitors, Physiologic, Multipurpose, Telemetric | 865351 - Intellivue MX40 | US09693111 | Philips Healthcare | 4 West - CPI Progressive Care Unit (CPI-PCU) | Akron | Akron City Campus | Akron City Hospital | 4th Floor | 2017-02-08 | Low
No | 052456 | Monitors, Physiologic, Multipurpose, Telemetric | 865351 - Intellivue MX40 | US09693109 | Philips Healthcare | 4 West - CPI Progressive Care Unit (CPI-PCU) | Akron | Akron City Campus | Akron City Hospital | 4th Floor | 2017-02-08 | Low
No | 052457 | Monitors, Physiologic, Multipurpose, Telemetric | 865351 - Intellivue MX40 | US09693098 | Philips Healthcare | 5 East - Observation Unit | Akron | Akron City Campus | Akron City Hospital | 5th Floor | 2017-02-08 | Low
No | 052458 | Monitors, Physiologic, Multipurpose, Telemetric | 865351 - Intellivue MX40 | US09693116 | Philips Healthcare | 5 East - Observation Unit | Akron | Akron City Campus | Akron City Hospital | 5th Floor | 2017-02-08 | Low
No | 052460 | Monitors, Physiologic, Multipurpose, Telemetric | 865351 - Intellivue MX40 | US09693103 | Philips Healthcare | 5 East - Observation Unit | Akron | Akron City Campus | Akron City Hospital | 5th Floor | 2017-02-08 | Low
No | 052462 | Monitors, Physiologic, Multipurpose, Telemetric | 865351 - Intellivue MX40 | US09693089 | Philips Healthcare | 5 East - Observation Unit | Akron | Akron City Campus | Akron City Hospital | 5th Floor | 2017-02-08 | Low
No | 052463 | Monitors, Physiologic, Multipurpose, Telemetric | 865351 - Intellivue MX40 | US09693129 | Philips Healthcare | 3 West - Trauma/Neuro Progressive Care Unit (PCU) | Akron | Akron City Campus | Akron City Hospital | 3rd Floor | 2017-02-08 | Low
No | 052465 | Monitors, Physiologic, Multipurpose, Telemetric | 865351 - Intellivue MX40 | US09693110 | Philips Healthcare | 3 West - Trauma/Neuro Progressive Care Unit (PCU) | Akron | Akron City Campus | Akron City Hospital | 3rd Floor | 2017-02-08 | Low
No | 052466 | Monitors, Physiologic, Multipurpose, Telemetric | 865351 - Intellivue MX40 | US09693122 | Philips Healthcare | Health Tech Mgmt | Akron | Akron City Campus | H Tower | Basement | 2017-02-08 | Low
No | 052468 | Monitors, Physiologic, Multipurpose, Telemetric | 865351 - Intellivue MX40 | US09693127 | Philips Healthcare | 5 East - Observation Unit | Akron | Akron City Campus | Akron City Hospital | 5th Floor | 2017-02-08 | Low
No | 052470 | Monitors, Physiologic, Multipurpose, Telemetric | 865351 - Intellivue MX40 | US09693117 | Philips Healthcare | 3 West - Trauma/Neuro Progressive Care Unit (PCU) | Akron | Akron City Campus | Akron City Hospital | 3rd Floor | 2017-02-08 | Low
No | 052471 | Monitors, Physiologic, Multipurpose, Telemetric | 865351 - Intellivue MX40 | US09693006 | Philips Healthcare | H6 - Surgical Progressive Care Unit (PCU) | Akron | Akron City Campus | H Tower | 6th Floor | 2017-02-08 | Low
No | 052472 | Monitors, Physiologic, Multipurpose, Telemetric | 865351 - Intellivue MX40 | US09693012 | Philips Healthcare | 4 West - CPI Progressive Care Unit (CPI-PCU) | Akron | Akron City Campus | Akron City Hospital | 4th Floor | 2017-02-08 | Low
No | 052475 | Monitors, Physiologic, Multipurpose, Telemetric | 865351 - Intellivue MX40 | US09693008 | Philips Healthcare | 4 North - Medical Unit | Akron | Akron City Campus | Akron City Hospital | 4th Floor | 2017-02-08 | Low
No | 052476 | Monitors, Physiologic, Multipurpose, Telemetric | 865351 - Intellivue MX40 | US09693007 | Philips Healthcare | 5 East - Observation Unit | Akron | Akron City Campus | Akron City Hospital | 5th Floor | 2017-02-08 | Low
No | 052477 | Monitors, Physiologic, Multipurpose, Telemetric | 865351 - Intellivue MX40 | US09693000 | Philips Healthcare | 4 North - Medical Unit | Akron | Akron City Campus | Akron City Hospital | 4th Floor | 2017-02-08 | Low
No | 052478 | Monitors, Physiologic, Multipurpose, Telemetric | 865351 - Intellivue MX40 | US09693015 | Philips Healthcare | H6 - Surgical Progressive Care Unit (PCU) | Akron | Akron City Campus | H Tower | 6th Floor | 2017-02-08 | Low
No | 052479 | Monitors, Physiologic, Multipurpose, Telemetric | 865351 - Intellivue MX40 | US09693020 | Philips Healthcare | 5 West - Cardiac Progressive Care Unit (PCU) | Akron | Akron City Campus | Akron City Hospital | 5th Floor | 2017-02-08 | Low
No | 052505 | Monitors, Physiologic, Multipurpose, Telemetric | 865351 - Intellivue MX40 | US09693010 | Philips Healthcare | H6 - Surgical Progressive Care Unit (PCU) | Akron | Akron City Campus | H Tower | 6th Floor | 2017-02-08 | Low
No | 052506 | Monitors, Physiologic, Multipurpose, Telemetric | 865351 - Intellivue MX40 | US09693009 | Philips Healthcare | 5 East - Observation Unit | Akron | Akron City Campus | Akron City Hospital | 5th Floor | 2017-02-08 | Low
No | 052507 | Monitors, Physiologic, Multipurpose, Telemetric | 865351 - Intellivue MX40 | US09693011 | Philips Healthcare | Health Tech Mgmt | Akron | Akron City Campus | ACH Admin Building | Ground Floor | 2017-02-08 | Low
No | 052516 | Monitors, Physiologic, Multipurpose, Telemetric | 865351 - Intellivue MX40 | US09693100 | Philips Healthcare | 5 West - Cardiac Progressive Care Unit (PCU) | Akron | Akron City Campus | Akron City Hospital | 5th Floor | 2017-02-08 | Low
No | 052519 | Monitors, Physiologic, Multipurpose, Telemetric | 865351 - Intellivue MX40 | US09693104 | Philips Healthcare | 4 West - CPI Progressive Care Unit (CPI-PCU) | Akron | Akron City Campus | Akron City Hospital | 4th Floor | 2017-02-08 | Low
No | 052520 | Monitors, Physiologic, Multipurpose, Telemetric | 865351 - Intellivue MX40 | US09693094 | Philips Healthcare | H6 - Surgical Progressive Care Unit (PCU) | Akron | Akron City Campus | H Tower | 6th Floor | 2017-02-08 | Low
No | 052521 | Monitors, Physiologic, Multipurpose, Telemetric | 865351 - Intellivue MX40 | US09693102 | Philips Healthcare | 5 West - Cardiac Progressive Care Unit (PCU) | Akron | Akron City Campus | Akron City Hospital | 5th Floor | 2017-02-08 | Low
No | 052522 | Monitors, Physiologic, Multipurpose, Telemetric | 865351 - Intellivue MX40 | US09693018 | Philips Healthcare | 5 East - Observation Unit | Akron | Akron City Campus | Akron City Hospital | 5th Floor | 2017-02-08 | Low
No | 052523 | Monitors, Physiologic, Multipurpose, Telemetric | 865351 - Intellivue MX40 | US09693013 | Philips Healthcare | 4 West - CPI Progressive Care Unit (CPI-PCU) | Akron | Akron City Campus | Akron City Hospital | 4th Floor | 2017-02-08 | Low
No | 052524 | Monitors, Physiologic, Multipurpose, Telemetric | 865351 - Intellivue MX40 | US09693107 | Philips Healthcare | 5 East - Observation Unit | Akron | Akron City Campus | Akron City Hospital | 5th Floor | 2017-02-08 | Low
No | 052526 | Monitors, Physiologic, Multipurpose, Telemetric | 865351 - Intellivue MX40 | US09692999 | Philips Healthcare | H6 - Surgical Progressive Care Unit (PCU) | Akron | Akron City Campus | H Tower | 6th Floor | 2017-02-08 | Low
No | 052562 | Monitors, Physiologic, Multipurpose, Telemetric | 865351 - Intellivue MX40 | US09693525 | Philips Healthcare | 4 West - CPI Progressive Care Unit (CPI-PCU) | Akron | Akron City Campus | Akron City Hospital | 4th Floor | 2017-02-08 | Low
No | 052564 | Monitors, Physiologic, Multipurpose, Telemetric | 865351 - Intellivue MX40 | US09693518 | Philips Healthcare | 4 West - CPI Progressive Care Unit (CPI-PCU) | Akron | Akron City Campus | Akron City Hospital | 4th Floor | 2017-02-08 | Low
No | 052565 | Monitors, Physiologic, Multipurpose, Telemetric | 865351 - Intellivue MX40 | US09693522 | Philips Healthcare | 4 West - CPI Progressive Care Unit (CPI-PCU) | Akron | Akron City Campus | Akron City Hospital | 4th Floor | 2017-02-08 | Low
No | 052566 | Monitors, Physiologic, Multipurpose, Telemetric | 865351 - Intellivue MX40 | US09693515 | Philips Healthcare | 5 East - Observation Unit | Akron | Akron City Campus | Akron City Hospital | 5th Floor | 2017-02-08 | Low
No | 052567 | Monitors, Physiologic, Multipurpose, Telemetric | 865351 - Intellivue MX40 | US09693517 | Philips Healthcare | 5 East - Observation Unit | Akron | Akron City Campus | Akron City Hospital | 5th Floor | 2017-02-08 | Low
No | 052574 | Monitors, Physiologic, Multipurpose, Telemetric | 865351 - Intellivue MX40 | US09693031 | Philips Healthcare | 5 West - Cardiac Progressive Care Unit (PCU) | Akron | Akron City Campus | Akron City Hospital | 5th Floor | 2017-03-03 | Low
No | 052575 | Monitors, Physiologic, Multipurpose, Telemetric | 865351 - Intellivue MX40 | US09693026 | Philips Healthcare | Health Tech Mgmt | Akron | Akron City Campus | H Tower | Basement | 2017-03-03 | Low
No | 052579 | Monitors, Physiologic, Multipurpose, Telemetric | 865351 - Intellivue MX40 | US09693037 | Philips Healthcare | 5 West - Cardiac Progressive Care Unit (PCU) | Akron | Akron City Campus | Akron City Hospital | 5th Floor | 2017-03-03 | Low
No | 052580 | Monitors, Physiologic, Multipurpose, Telemetric | 865351 - Intellivue MX40 | US09693025 | Philips Healthcare | 5 West - Cardiac Progressive Care Unit (PCU) | Akron | Akron City Campus | Akron City Hospital | 5th Floor | 2017-03-03 | Low
No | 052585 | Monitors, Physiologic, Multipurpose, Telemetric | 865351 - Intellivue MX40 | US09693022 | Philips Healthcare | 4 West - CPI Progressive Care Unit (CPI-PCU) | Akron | Akron City Campus | Akron City Hospital | 4th Floor | 2017-03-03 | Low
No | 052586 | Monitors, Physiologic, Multipurpose, Telemetric | 865351 - Intellivue MX40 | US09693048 | Philips Healthcare | 5 West - Cardiac Progressive Care Unit (PCU) | Akron | Akron City Campus | Akron City Hospital | 5th Floor | 2017-03-03 | Low
No | 052587 | Monitors, Physiologic, Multipurpose, Telemetric | 865351 - Intellivue MX40 | US09693047 | Philips Healthcare | H6 - Surgical Progressive Care Unit (PCU) | Akron | Akron City Campus | H Tower | 6th Floor | 2017-03-03 | Low
No | 052588 | Monitors, Physiologic, Multipurpose, Telemetric | 865351 - Intellivue MX40 | US09693058 | Philips Healthcare | 5 West - Cardiac Progressive Care Unit (PCU) | Akron | Akron City Campus | Akron City Hospital | 5th Floor | 2017-03-03 | Low
No | 052589 | Monitors, Physiologic, Multipurpose, Telemetric | 865351 - Intellivue MX40 | US09693028 | Philips Healthcare | 5 East - Observation Unit | Akron | Akron City Campus | Akron City Hospital | 5th Floor | 2017-03-03 | Low
No | 052591 | Monitors, Physiologic, Multipurpose, Telemetric | 865351 - Intellivue MX40 | US09693040 | Philips Healthcare | 5 West - Cardiac Progressive Care Unit (PCU) | Akron | Akron City Campus | Akron City Hospital | 5th Floor | 2017-03-03 | Low
No | 052592 | Monitors, Physiologic, Multipurpose, Telemetric | 865351 - Intellivue MX40 | US09693038 | Philips Healthcare | 5 West - Cardiac Progressive Care Unit (PCU) | Akron | Akron City Campus | Akron City Hospital | 5th Floor | 2017-03-03 | Low
No | 052598 | Monitors, Physiologic, Multipurpose, Telemetric | 865351 - Intellivue MX40 | US09693033 | Philips Healthcare | 5 West - Cardiac Progressive Care Unit (PCU) | Akron | Akron City Campus | Akron City Hospital | 5th Floor | 2017-03-03 | Low
No | 052599 | Monitors, Physiologic, Multipurpose, Telemetric | 865351 - Intellivue MX40 | US09693023 | Philips Healthcare | 5 West - Cardiac Progressive Care Unit (PCU) | Akron | Akron City Campus | Akron City Hospital | 5th Floor | 2017-03-03 | Low
No | 052600 | Monitors, Physiologic, Multipurpose, Telemetric | 865351 - Intellivue MX40 | US09693044 | Philips Healthcare | 5 West - Cardiac Progressive Care Unit (PCU) | Akron | Akron City Campus | Akron City Hospital | 5th Floor | 2023-01-07 | Low
No | 052601 | Monitors, Physiologic, Multipurpose, Telemetric | 865351 - Intellivue MX40 | US09693042 | Philips Healthcare | 5 West - Cardiac Progressive Care Unit (PCU) | Akron | Akron City Campus | Akron City Hospital | 5th Floor | 2017-03-03 | Low
No | 052603 | Monitors, Physiologic, Multipurpose, Telemetric | 865351 - Intellivue MX40 | US09693032 | Philips Healthcare | 5 West - Cardiac Progressive Care Unit (PCU) | Akron | Akron City Campus | Akron City Hospital | 5th Floor | 2017-03-03 | Low
No | 053041 | Monitors, Physiologic, Multipurpose, Telemetric | 865351 - Intellivue MX40 | US01855077 | Philips Healthcare | 4 North - Medical Unit | Akron | Akron City Campus | Akron City Hospital | 4th Floor | 2017-09-07 | Low
No | 053206 | Monitors, Physiologic, Multipurpose, Telemetric | 865351 - Intellivue MX40 | US00701063 | Philips Healthcare | 4 North - Medical Unit | Akron | Akron City Campus | Akron City Hospital | 4th Floor | 2017-11-15 | Low
No | 054251 | Monitors, Physiologic, Multipurpose, Telemetric | 865351 - Intellivue MX40 | US09693516 | Philips Healthcare | 4 West - CPI Progressive Care Unit (CPI-PCU) | Akron | Akron City Campus | Akron City Hospital | 4th Floor | 2017-03-03 | Low
No | 054254 | Monitors, Physiologic, Multipurpose, Telemetric | 865351 - Intellivue MX40 | US09693536 | Philips Healthcare | 5 West - Cardiac Progressive Care Unit (PCU) | Akron | Akron City Campus | Akron City Hospital | 5th Floor | 2017-03-03 | Low
No | 054256 | Monitors, Physiologic, Multipurpose, Telemetric | 865351 - Intellivue MX40 | US09693539 | Philips Healthcare | 5 West - Cardiac Progressive Care Unit (PCU) | Akron | Akron City Campus | Akron City Hospital | 5th Floor | 2017-03-03 | Low
No | 054258 | Monitors, Physiologic, Multipurpose, Telemetric | 865351 - Intellivue MX40 | US09693540 | Philips Healthcare | 4 West - CPI Progressive Care Unit (CPI-PCU) | Akron | Akron City Campus | Akron City Hospital | 4th Floor | 2017-03-03 | Low
No | 054259 | Monitors, Physiologic, Multipurpose, Telemetric | 865351 - Intellivue MX40 | US09693532 | Philips Healthcare | 5 West - Cardiac Progressive Care Unit (PCU) | Akron | Akron City Campus | Akron City Hospital | 5th Floor | 2017-03-03 | Low
No | 054261 | Monitors, Physiologic, Multipurpose, Telemetric | 865351 - Intellivue MX40 | US09693533 | Philips Healthcare | 4 West - CPI Progressive Care Unit (CPI-PCU) | Akron | Akron City Campus | Akron City Hospital | 4th Floor | 2017-03-03 | Low
No | 054368 | Monitors, Physiologic, Multipurpose, Telemetric | 865351 - Intellivue MX40 | US09693136 | Philips Healthcare | 4 West - CPI Progressive Care Unit (CPI-PCU) | Akron | Akron City Campus | Akron City Hospital | 4th Floor | 2017-02-08 | Low
No | 054542 | Monitors, Physiologic, Multipurpose, Telemetric | 865351 - Intellivue MX40 | US00701059 | Philips Healthcare | 4 North - Medical Unit | Akron | Akron City Campus | Akron City Hospital | 4th Floor | 2018-02-15 | Low
No | 054892 | Monitors, Physiologic, Multipurpose, Telemetric | 865351 - Intellivue MX40 | US01442278 | Philips Healthcare | 4 North - Medical Unit | Akron | Akron City Campus | Akron City Hospital | 4th Floor | 2018-10-04 | Low
No | 054895 | Monitors, Physiologic, Multipurpose, Telemetric | 865351 - Intellivue MX40 | US096B4480 | Philips Healthcare | 3 West - Trauma/Neuro Progressive Care Unit (PCU) | Akron | Akron City Campus | Akron City Hospital | 3rd Floor | 2018-10-23 | Low
No | 054912 | Monitors, Physiologic, Multipurpose, Telemetric | 865351 - Intellivue MX40 | US01850637 | Philips Healthcare | 5 East - Observation Unit | Akron | Akron City Campus | Akron City Hospital | 5th Floor | 2018-11-12 | Low
No | 054939 | Monitors, Physiologic, Multipurpose, Telemetric | 865351 - Intellivue MX40 | US01014243 | Philips Healthcare | 1 Central - CV Progressive Care Unit (PCU) | Akron | Akron City Campus | Akron City Hospital | 1st Floor | 2019-01-17 | Low
No | 054947 | Monitors, Physiologic, Multipurpose, Telemetric | 865351 - Intellivue MX40 | US09685533 | Philips Healthcare | 3 West - Trauma/Neuro Progressive Care Unit (PCU) | Akron | Akron City Campus | Akron City Hospital | 3rd Floor | 2019-02-06 | Low
No | 056616 | Monitors, Physiologic, Multipurpose, Telemetric | 865351 - Intellivue MX40 | US01014162 | Philips Healthcare | 5 West - Cardiac Progressive Care Unit (PCU) | Akron | Akron City Campus | Akron City Hospital | 5th Floor | 2019-05-24 | Low
No | 057376 | Monitors, Physiologic, Multipurpose, Telemetric | 865351 - Intellivue MX40 | US098E5100 | Philips Healthcare | H6 - Surgical Progressive Care Unit (PCU) | Akron | Akron City Campus | H Tower | 6th Floor | 2019-05-24 | Low
No | 057377 | Monitors, Physiologic, Multipurpose, Telemetric | 865351 - Intellivue MX40 | US098E5104 | Philips Healthcare | H6 - Surgical Progressive Care Unit (PCU) | Akron | Akron City Campus | H Tower | 6th Floor | 2019-05-24 | Low
No | 057378 | Monitors, Physiologic, Multipurpose, Telemetric | 865351 - Intellivue MX40 | US098E5103 | Philips Healthcare | H6 - Surgical Progressive Care Unit (PCU) | Akron | Akron City Campus | H Tower | 6th Floor | 2019-05-24 | Low
No | 057379 | Monitors, Physiologic, Multipurpose, Telemetric | 865351 - Intellivue MX40 | US098E5105 | Philips Healthcare | H6 - Surgical Progressive Care Unit (PCU) | Akron | Akron City Campus | H Tower | 6th Floor | 2019-05-24 | Low
No | 057380 | Monitors, Physiologic, Multipurpose, Telemetric | 865351 - Intellivue MX40 | US098E5107 | Philips Healthcare | H6 - Surgical Progressive Care Unit (PCU) | Akron | Akron City Campus | H Tower | 6th Floor | 2019-05-24 | Low
No | 057381 | Monitors, Physiologic, Multipurpose, Telemetric | 865351 - Intellivue MX40 | US098E5109 | Philips Healthcare | H6 - Surgical Progressive Care Unit (PCU) | Akron | Akron City Campus | H Tower | 6th Floor | 2019-05-24 | Low
No | 057382 | Monitors, Physiologic, Multipurpose, Telemetric | 865351 - Intellivue MX40 | US098E5111 | Philips Healthcare | H6 - Surgical Progressive Care Unit (PCU) | Akron | Akron City Campus | H Tower | 6th Floor | 2019-05-24 | Low
No | 057383 | Monitors, Physiologic, Multipurpose, Telemetric | 865351 - Intellivue MX40 | US098E5112 | Philips Healthcare | H6 - Surgical Progressive Care Unit (PCU) | Akron | Akron City Campus | H Tower | 6th Floor | 2019-05-24 | Low
No | 057384 | Monitors, Physiologic, Multipurpose, Telemetric | 865351 - Intellivue MX40 | US098E5114 | Philips Healthcare | H6 - Surgical Progressive Care Unit (PCU) | Akron | Akron City Campus | H Tower | 6th Floor | 2019-05-24 | Low
No | 057385 | Monitors, Physiologic, Multipurpose, Telemetric | 865351 - Intellivue MX40 | US098E5115 | Philips Healthcare | H6 - Surgical Progressive Care Unit (PCU) | Akron | Akron City Campus | H Tower | 6th Floor | 2019-05-24 | Low
No | 057386 | Monitors, Physiologic, Multipurpose, Telemetric | 865351 - Intellivue MX40 | US098E5117 | Philips Healthcare | H6 - Surgical Progressive Care Unit (PCU) | Akron | Akron City Campus | H Tower | 6th Floor | 2019-05-24 | Low
No | 057387 | Monitors, Physiologic, Multipurpose, Telemetric | 865351 - Intellivue MX40 | US098E5119 | Philips Healthcare | H6 - Surgical Progressive Care Unit (PCU) | Akron | Akron City Campus | H Tower | 6th Floor | 2019-05-24 | Low
No | 057388 | Monitors, Physiologic, Multipurpose, Telemetric | 865351 - Intellivue MX40 | US098E5120 | Philips Healthcare | H6 - Surgical Progressive Care Unit (PCU) | Akron | Akron City Campus | H Tower | 6th Floor | 2019-05-24 | Low
No | 057389 | Monitors, Physiologic, Multipurpose, Telemetric | 865351 - Intellivue MX40 | US098E5123 | Philips Healthcare | H6 - Surgical Progressive Care Unit (PCU) | Akron | Akron City Campus | H Tower | 6th Floor | 2019-05-24 | Low
No | 057390 | Monitors, Physiologic, Multipurpose, Telemetric | 865351 - Intellivue MX40 | US098E5124 | Philips Healthcare | Health Tech Mgmt | Akron | Akron City Campus | H Tower | Basement | 2019-05-24 | Low
No | 057391 | Monitors, Physiologic, Multipurpose, Telemetric | 865351 - Intellivue MX40 | US098E5125 | Philips Healthcare | H6 - Surgical Progressive Care Unit (PCU) | Akron | Akron City Campus | H Tower | 6th Floor | 2019-05-24 | Low
No | 057392 | Monitors, Physiologic, Multipurpose, Telemetric | 865351 - Intellivue MX40 | US098E5127 | Philips Healthcare | H6 - Surgical Progressive Care Unit (PCU) | Akron | Akron City Campus | H Tower | 6th Floor | 2019-05-24 | Low
No | 057393 | Monitors, Physiologic, Multipurpose, Telemetric | 865351 - Intellivue MX40 | US098E5129 | Philips Healthcare | H6 - Surgical Progressive Care Unit (PCU) | Akron | Akron City Campus | H Tower | 6th Floor | 2019-05-24 | Low
No | 057394 | Monitors, Physiologic, Multipurpose, Telemetric | 865351 - Intellivue MX40 | US098E5131 | Philips Healthcare | H6 - Surgical Progressive Care Unit (PCU) | Akron | Akron City Campus | H Tower | 6th Floor | 2019-05-24 | Low
No | 057395 | Monitors, Physiologic, Multipurpose, Telemetric | 865351 - Intellivue MX40 | US098E5132 | Philips Healthcare | H6 - Surgical Progressive Care Unit (PCU) | Akron | Akron City Campus | H Tower | 6th Floor | 2019-05-24 | Low
No | 057396 | Monitors, Physiologic, Multipurpose, Telemetric | 865351 - Intellivue MX40 | US098E5133 | Philips Healthcare | 5 West - Cardiac Progressive Care Unit (PCU) | Akron | Akron City Campus | Akron City Hospital | 5th Floor | 2019-05-24 | Low
No | 057397 | Monitors, Physiologic, Multipurpose, Telemetric | 865351 - Intellivue MX40 | US098E5136 | Philips Healthcare | 4 North - Medical Unit | Akron | Akron City Campus | Akron City Hospital | 4th Floor | 2019-05-24 | Low
No | 057399 | Monitors, Physiologic, Multipurpose, Telemetric | 865351 - Intellivue MX40 | US098E5139 | Philips Healthcare | 4 North - Medical Unit | Akron | Akron City Campus | Akron City Hospital | 4th Floor | 2019-05-24 | Low
No | 057566 | Monitors, Physiologic, Multipurpose, Telemetric | 865351 - Intellivue MX40 | US09688408 | Philips Healthcare | T1 - CTV Intensive Care Unit (CTV-ICU) | Akron | Akron City Campus | Critical Care Tower | 1st Floor | 2019-06-05 | Low
No | 057626 | Monitors, Physiologic, Multipurpose, Telemetric | 865351 - Intellivue MX40 | US098E5141 | Philips Healthcare | 4 North - Medical Unit | Akron | Akron City Campus | Akron City Hospital | 4th Floor | 2019-05-24 | Low
No | 057631 | Monitors, Physiologic, Multipurpose, Telemetric | 865351 - Intellivue MX40 | US098E5146 | Philips Healthcare | 4 North - Medical Unit | Akron | Akron City Campus | Akron City Hospital | 4th Floor | 2019-05-24 | Low
No | 057633 | Monitors, Physiologic, Multipurpose, Telemetric | 865351 - Intellivue MX40 | US098E5148 | Philips Healthcare | 4 North - Medical Unit | Akron | Akron City Campus | Akron City Hospital | 4th Floor | 2019-05-24 | Low
No | 057636 | Monitors, Physiologic, Multipurpose, Telemetric | 865351 - Intellivue MX40 | US098E5161 | Philips Healthcare | 4 North - Medical Unit | Akron | Akron City Campus | Akron City Hospital | 4th Floor | 2019-05-24 | Low
No | 057672 | Monitors, Physiologic, Multipurpose, Telemetric | 865351 - Intellivue MX40 | US01438161 | Philips Healthcare | 4 West - CPI Progressive Care Unit (CPI-PCU) | Akron | Akron City Campus | Akron City Hospital | 4th Floor | 2019-06-11 | Low
No | 057674 | Monitors, Physiologic, Multipurpose, Telemetric | 865351 - Intellivue MX40 | US01442711 | Philips Healthcare | 4 West - CPI Progressive Care Unit (CPI-PCU) | Akron | Akron City Campus | Akron City Hospital | 4th Floor | 2019-06-11 | Low
No | 057797 | Monitors, Physiologic, Multipurpose, Telemetric | 865351 - Intellivue MX40 | US03571368 | Philips Healthcare | 3 West - Trauma/Neuro Progressive Care Unit (PCU) | Akron | Akron City Campus | Akron City Hospital | 3rd Floor | 2019-11-15 | Low
No | 057798 | Monitors, Physiologic, Multipurpose, Telemetric | 865351 - Intellivue MX40 | US01854463 | Philips Healthcare | 3 West - Trauma/Neuro Progressive Care Unit (PCU) | Akron | Akron City Campus | Akron City Hospital | 3rd Floor | 2019-11-15 | Low
No | 057799 | Monitors, Physiologic, Multipurpose, Telemetric | 865351 - Intellivue MX40 | US03564068 | Philips Healthcare | 5 West - Cardiac Progressive Care Unit (PCU) | Akron | Akron City Campus | Akron City Hospital | 5th Floor | 2019-12-03 | Low
No | 057800 | Monitors, Physiologic, Multipurpose, Telemetric | 865351 - Intellivue MX40 | US01013818 | Philips Healthcare | 5 West - Cardiac Progressive Care Unit (PCU) | Akron | Akron City Campus | Akron City Hospital | 5th Floor | 2019-12-03 | Low
No | 057874 | Monitors, Physiologic, Multipurpose, Telemetric | 865351 - Intellivue MX40 | US099F2785 | Philips Healthcare | 4 North - Medical Unit | Akron | Akron City Campus | Akron City Hospital | 4th Floor | 2019-07-18 | Low
No | 058036 | Monitors, Physiologic, Multipurpose, Telemetric | 865351 - Intellivue MX40 | US096C3221 | Philips Healthcare | 5 West - Cardiac Progressive Care Unit (PCU) | Akron | Akron City Campus | Akron City Hospital | 5th Floor | 2019-09-23 | Low
No | 058585 | Monitors, Physiologic, Multipurpose, Telemetric | 865351 - Intellivue MX40 | US09685409 | Philips Healthcare | T1 - CTV Intensive Care Unit (CTV-ICU) | Akron | Akron City Campus | Critical Care Tower | 1st Floor | 2020-01-15 | Low
No | 058586 | Monitors, Physiologic, Multipurpose, Telemetric | 865351 - Intellivue MX40 | US01317328 | Philips Healthcare | T1 - CTV Intensive Care Unit (CTV-ICU) | Akron | Akron City Campus | Critical Care Tower | 1st Floor | 2020-01-15 | Low
No | 058587 | Monitors, Physiologic, Multipurpose, Telemetric | 865351 - Intellivue MX40 | US01851629 | Philips Healthcare | T1 - CTV Intensive Care Unit (CTV-ICU) | Akron | Akron City Campus | Critical Care Tower | 1st Floor | 2020-01-15 | Low
No | 058588 | Monitors, Physiologic, Multipurpose, Telemetric | 865351 - Intellivue MX40 | US01434187 | Philips Healthcare | T1 - CTV Intensive Care Unit (CTV-ICU) | Akron | Akron City Campus | Critical Care Tower | 1st Floor | 2020-01-15 | Low
No | 058594 | Monitors, Physiologic, Multipurpose, Telemetric | 865351 - Intellivue MX40 | US01014234 | Philips Healthcare | T1 - CTV Intensive Care Unit (CTV-ICU) | Akron | Akron City Campus | Critical Care Tower | 1st Floor | 2020-01-24 | Low
No | 058775 | Monitors, Physiologic, Multipurpose, Telemetric | 865351 - Intellivue MX40 | US03564565 | Philips Healthcare | T1 - CTV Intensive Care Unit (CTV-ICU) | Akron | Akron City Campus | Critical Care Tower | 1st Floor | 2020-04-03 | Low
No | 059377 | Monitors, Physiologic, Multipurpose, Telemetric | 865351 - Intellivue MX40 | US09691857 | Philips Healthcare | 4 North - Medical Unit | Akron | Akron City Campus | Akron City Hospital | 4th Floor | 2020-09-16 | Low
No | 059379 | Monitors, Physiologic, Multipurpose, Telemetric | 865351 - Intellivue MX40 | US09688412 | Philips Healthcare | 3 West - Trauma/Neuro Progressive Care Unit (PCU) | Akron | Akron City Campus | Akron City Hospital | 3rd Floor | 2020-09-28 | Low
No | 059380 | Monitors, Physiologic, Multipurpose, Telemetric | 865351 - Intellivue MX40 | US099G3590 | Philips Healthcare | 5 West - Cardiac Progressive Care Unit (PCU) | Akron | Akron City Campus | Akron City Hospital | 5th Floor | 2020-10-15 | Low
No | 059590 | Monitors, Physiologic, Multipurpose, Telemetric | 865351 - Intellivue MX40 | US01006661 | Philips Healthcare | 5 East - Observation Unit | Akron | Akron City Campus | Akron City Hospital | 5th Floor | 2020-11-18 | Low
No | 060013 | Monitors, Physiologic, Multipurpose, Telemetric | 865351 - Intellivue MX40 | US01321364 | Philips Healthcare | 5 West - Cardiac Progressive Care Unit (PCU) | Akron | Akron City Campus | Akron City Hospital | 5th Floor | 2017-09-07 | Low
No | 060270 | Monitors, Physiologic, Multipurpose, Telemetric | 865351 - Intellivue MX40 | US09692020 | Philips Healthcare | T1 - CTV Intensive Care Unit (CTV-ICU) | Akron | Akron City Campus | Critical Care Tower | 1st Floor | 2021-07-08 | Low
No | 060271 | Monitors, Physiologic, Multipurpose, Telemetric | 865351 - Intellivue MX40 | US096C0051 | Philips Healthcare | T1 - CTV Intensive Care Unit (CTV-ICU) | Akron | Akron City Campus | Critical Care Tower | 1st Floor | 2021-07-08 | Low
No | 060272 | Monitors, Physiologic, Multipurpose, Telemetric | 865351 - Intellivue MX40 | US01430016 | Philips Healthcare | T1 - CTV Intensive Care Unit (CTV-ICU) | Akron | Akron City Campus | Critical Care Tower | 1st Floor | 2021-07-08 | Low
No | 060273 | Monitors, Physiologic, Multipurpose, Telemetric | 865351 - Intellivue MX40 | US01426321 | Philips Healthcare | T1 - CTV Intensive Care Unit (CTV-ICU) | Akron | Akron City Campus | Critical Care Tower | 1st Floor | 2021-07-08 | Low
No | 060407 | Monitors, Physiologic, Multipurpose, Telemetric | 865351 - Intellivue MX40 | US156K6201 | Philips Healthcare | 4 North - Medical Unit | Akron | Akron City Campus | Akron City Hospital | 4th Floor | 2021-04-15 | Low
No | 060408 | Monitors, Physiologic, Multipurpose, Telemetric | 865351 - Intellivue MX40 | US156K6232 | Philips Healthcare | 4 North - Medical Unit | Akron | Akron City Campus | Akron City Hospital | 4th Floor | 2021-04-15 | Low
No | 060409 | Monitors, Physiologic, Multipurpose, Telemetric | 865351 - Intellivue MX40 | US156K6214 | Philips Healthcare | 3 West - Trauma/Neuro Progressive Care Unit (PCU) | Akron | Akron City Campus | Akron City Hospital | 3rd Floor | 2021-04-15 | Low
No | 060410 | Monitors, Physiologic, Multipurpose, Telemetric | 865351 - Intellivue MX40 | US156K6209 | Philips Healthcare | 1 Central - CV Progressive Care Unit (PCU) | Akron | Akron City Campus | Akron City Hospital | 1st Floor | 2021-04-15 | Low
No | 060411 | Monitors, Physiologic, Multipurpose, Telemetric | 865351 - Intellivue MX40 | US156K6205 | Philips Healthcare | 1 Central - CV Progressive Care Unit (PCU) | Akron | Akron City Campus | Akron City Hospital | 1st Floor | 2021-04-15 | Low
No | 060412 | Monitors, Physiologic, Multipurpose, Telemetric | 865351 - Intellivue MX40 | US156K6240 | Philips Healthcare | 1 Central - CV Progressive Care Unit (PCU) | Akron | Akron City Campus | Akron City Hospital | 1st Floor | 2021-04-15 | Low
No | 060413 | Monitors, Physiologic, Multipurpose, Telemetric | 865351 - Intellivue MX40 | US156K6220 | Philips Healthcare | 1 Central - CV Progressive Care Unit (PCU) | Akron | Akron City Campus | Akron City Hospital | 1st Floor | 2021-04-15 | Low
No | 060414 | Monitors, Physiologic, Multipurpose, Telemetric | 865351 - Intellivue MX40 | US156K6247 | Philips Healthcare | H6 - Surgical Progressive Care Unit (PCU) | Akron | Akron City Campus | H Tower | 6th Floor | 2021-04-15 | Low
No | 060415 | Monitors, Physiologic, Multipurpose, Telemetric | 865351 - Intellivue MX40 | US156K6216 | Philips Healthcare | 3 North - Epilepsy Monitoring Unit (EMU) | Akron | Akron City Campus | Akron City Hospital | 3rd Floor | 2021-04-15 | Low
No | 060416 | Monitors, Physiologic, Multipurpose, Telemetric | 865351 - Intellivue MX40 | US156K6224 | Philips Healthcare | 3 North - Epilepsy Monitoring Unit (EMU) | Akron | Akron City Campus | Akron City Hospital | 3rd Floor | 2021-04-15 | Low
No | 060417 | Monitors, Physiologic, Multipurpose, Telemetric | 865351 - Intellivue MX40 | US156K6250 | Philips Healthcare | 3 North - Epilepsy Monitoring Unit (EMU) | Akron | Akron City Campus | Akron City Hospital | 3rd Floor | 2021-04-15 | Low
No | 060418 | Monitors, Physiologic, Multipurpose, Telemetric | 865351 - Intellivue MX40 | US156K6197 | Philips Healthcare | 3 North - Epilepsy Monitoring Unit (EMU) | Akron | Akron City Campus | Akron City Hospital | 3rd Floor | 2021-04-15 | Low
No | 060419 | Monitors, Physiologic, Multipurpose, Telemetric | 865351 - Intellivue MX40 | US156K6194 | Philips Healthcare | 3 North - Epilepsy Monitoring Unit (EMU) | Akron | Akron City Campus | Akron City Hospital | 3rd Floor | 2021-04-15 | Low
No | 060420 | Monitors, Physiologic, Multipurpose, Telemetric | 865351 - Intellivue MX40 | US156K6228 | Philips Healthcare | 3 North - Epilepsy Monitoring Unit (EMU) | Akron | Akron City Campus | Akron City Hospital | 3rd Floor | 2021-04-15 | Low
No | 060421 | Monitors, Physiologic, Multipurpose, Telemetric | 865351 - Intellivue MX40 | US156K6244 | Philips Healthcare | 3 North - Epilepsy Monitoring Unit (EMU) | Akron | Akron City Campus | Akron City Hospital | 3rd Floor | 2021-04-15 | Low
No | 060422 | Monitors, Physiologic, Multipurpose, Telemetric | 865351 - Intellivue MX40 | US156K6236 | Philips Healthcare | 3 North - Epilepsy Monitoring Unit (EMU) | Akron | Akron City Campus | Akron City Hospital | 3rd Floor | 2021-04-15 | Low
No | 060427 | Monitors, Physiologic, Multipurpose, Telemetric | 865351 - Intellivue MX40 | US156K7838 | Philips Healthcare | 3 North - Epilepsy Monitoring Unit (EMU) | Akron | Akron City Campus | Akron City Hospital | 3rd Floor | 2021-04-22 | Low
No | 060428 | Monitors, Physiologic, Multipurpose, Telemetric | 865351 - Intellivue MX40 | US156k7840 | Philips Healthcare | 3 North - Epilepsy Monitoring Unit (EMU) | Akron | Akron City Campus | Akron City Hospital | 3rd Floor | 2021-04-22 | Low
No | 060429 | Monitors, Physiologic, Multipurpose, Telemetric | 865351 - Intellivue MX40 | US156k7829 | Philips Healthcare | 3 North - Epilepsy Monitoring Unit (EMU) | Akron | Akron City Campus | Akron City Hospital | 3rd Floor | 2021-04-22 | Low
No | 060430 | Monitors, Physiologic, Multipurpose, Telemetric | 865351 - Intellivue MX40 | US156k7851 | Philips Healthcare | 3 North - Epilepsy Monitoring Unit (EMU) | Akron | Akron City Campus | Akron City Hospital | 3rd Floor | 2021-04-22 | Low
No | 060431 | Monitors, Physiologic, Multipurpose, Telemetric | 865351 - Intellivue MX40 | US156K7847 | Philips Healthcare | 3 West - Trauma/Neuro Progressive Care Unit (PCU) | Akron | Akron City Campus | Akron City Hospital | 3rd Floor | 2021-04-22 | Low
No | 060432 | Monitors, Physiologic, Multipurpose, Telemetric | 865351 - Intellivue MX40 | US156K7844 | Philips Healthcare | 3 North - Epilepsy Monitoring Unit (EMU) | Akron | Akron City Campus | Akron City Hospital | 3rd Floor | 2021-04-22 | Low
No | 060433 | Monitors, Physiologic, Multipurpose, Telemetric | 865351 - Intellivue MX40 | US156K7831 | Philips Healthcare | 3 North - Epilepsy Monitoring Unit (EMU) | Akron | Akron City Campus | Akron City Hospital | 3rd Floor | 2021-04-22 | Low
No | 060434 | Monitors, Physiologic, Multipurpose, Telemetric | 865351 - Intellivue MX40 | US156K7849 | Philips Healthcare | 3 North - Epilepsy Monitoring Unit (EMU) | Akron | Akron City Campus | Akron City Hospital | 3rd Floor | 2021-04-22 | Low
No | 060436 | Monitors, Physiologic, Multipurpose, Telemetric | 865351 - Intellivue MX40 | US156K7836 | Philips Healthcare | 3 North - Epilepsy Monitoring Unit (EMU) | Akron | Akron City Campus | Akron City Hospital | 3rd Floor | 2021-04-22 | Low
No | 060437 | Monitors, Physiologic, Multipurpose, Telemetric | 865351 - Intellivue MX40 | US156K7833 | Philips Healthcare | 3 North - Epilepsy Monitoring Unit (EMU) | Akron | Akron City Campus | Akron City Hospital | 3rd Floor | 2021-04-22 | Low
No | 060473 | Monitors, Physiologic, Multipurpose, Telemetric | 865351 - Intellivue MX40 | US01009168 | Philips Healthcare | 4 West - CPI Progressive Care Unit (CPI-PCU) | Akron | Akron City Campus | Akron City Hospital | 4th Floor | 2021-05-20 | Low
No | 060479 | Monitors, Physiologic, Multipurpose, Telemetric | 865351 - Intellivue MX40 | US09692056 | Philips Healthcare | 5 East - Observation Unit | Akron | Akron City Campus | Akron City Hospital | 5th Floor | 2021-06-14 | Low
No | 060484 | Monitors, Physiologic, Multipurpose, Telemetric | 865351 - Intellivue MX40 | US096A5538 | Philips Healthcare | H6 - Surgical Progressive Care Unit (PCU) | Akron | Akron City Campus | H Tower | 6th Floor | 2021-06-25 | Low
No | 060485 | Monitors, Physiologic, Multipurpose, Telemetric | 865351 - Intellivue MX40 | US096B8139 | Philips Healthcare | H6 - Surgical Progressive Care Unit (PCU) | Akron | Akron City Campus | H Tower | 6th Floor | 2021-06-25 | Low
No | 060486 | Monitors, Physiologic, Multipurpose, Telemetric | 865351 - Intellivue MX40 | US01011051 | Philips Healthcare | 5 East - Observation Unit | Akron | Akron City Campus | Akron City Hospital | 5th Floor | 2021-08-02 | Low
No | 060487 | Monitors, Physiologic, Multipurpose, Telemetric | 865351 - Intellivue MX40 | US156L0503 | Philips Healthcare | 5 West - Cardiac Progressive Care Unit (PCU) | Akron | Akron City Campus | Akron City Hospital | 5th Floor | 2021-08-02 | Low
No | 060576 | Monitors, Physiologic, Multipurpose, Telemetric | 865351 - Intellivue MX40 | US096A5951 | Philips Healthcare | 1 Central - CV Progressive Care Unit (PCU) | Akron | Akron City Campus | Akron City Hospital | 1st Floor | 2021-06-01 | Low
No | 060577 | Monitors, Physiologic, Multipurpose, Telemetric | 865351 - Intellivue MX40 | US09691989 | Philips Healthcare | 1 Central - CV Progressive Care Unit (PCU) | Akron | Akron City Campus | Akron City Hospital | 1st Floor | 2021-06-01 | Low
No | 060578 | Monitors, Physiologic, Multipurpose, Telemetric | 865351 - Intellivue MX40 | US01317099 | Philips Healthcare | 1 Central - CV Progressive Care Unit (PCU) | Akron | Akron City Campus | Akron City Hospital | 1st Floor | 2021-06-01 | Low
No | 060579 | Monitors, Physiologic, Multipurpose, Telemetric | 865351 - Intellivue MX40 | US09677994 | Philips Healthcare | 1 Central - CV Progressive Care Unit (PCU) | Akron | Akron City Campus | Akron City Hospital | 1st Floor | 2021-06-01 | Low
No | 060580 | Monitors, Physiologic, Multipurpose, Telemetric | 865351 - Intellivue MX40 | US09678697 | Philips Healthcare | 1 Central - CV Progressive Care Unit (PCU) | Akron | Akron City Campus | Akron City Hospital | 1st Floor | 2021-06-01 | Low
No | 061133 | Monitors, Physiologic, Multipurpose, Telemetric | 865351 - Intellivue MX40 | US09692120 | Philips Healthcare | 5 East - Observation Unit | Akron | Akron City Campus | Akron City Hospital | 5th Floor | 2021-12-30 | Low
No | 061138 | Monitors, Physiologic, Multipurpose, Telemetric | 865351 - Intellivue MX40 | US156M3634 | Philips Healthcare | 5 East - Observation Unit | Akron | Akron City Campus | Akron City Hospital | 5th Floor | 2016-12-02 | Low
No | 061277 | Monitors, Physiologic, Multipurpose, Telemetric | 865351 - Intellivue MX40 | US156L0511 | Philips Healthcare | 3 West - Trauma/Neuro Progressive Care Unit (PCU) | Akron | Akron City Campus | Akron City Hospital | 3rd Floor | 2021-11-18 | Low
No | 061278 | Monitors, Physiologic, Multipurpose, Telemetric | 865351 - Intellivue MX40 | US156L0500 | Philips Healthcare | 3 North - Epilepsy Monitoring Unit (EMU) | Akron | Akron City Campus | Akron City Hospital | 3rd Floor | 2021-11-18 | Low
No | 061595 | Monitors, Physiologic, Multipurpose, Telemetric | 865351 - Intellivue MX40 | US156M3636 | Philips Healthcare | 3 West - Trauma/Neuro Progressive Care Unit (PCU) | Akron | Akron City Campus | Akron City Hospital | 3rd Floor | 2022-04-04 | Low
No | 061596 | Monitors, Physiologic, Multipurpose, Telemetric | 865351 - Intellivue MX40 | US156M3628 | Philips Healthcare | 4 North - Medical Unit | Akron | Akron City Campus | Akron City Hospital | 4th Floor | 2022-04-04 | Low
No | 061598 | Monitors, Physiologic, Multipurpose, Telemetric | 865351 - Intellivue MX40 | US156M3632 | Philips Healthcare | 4 North - Medical Unit | Akron | Akron City Campus | Akron City Hospital | 4th Floor | 2022-04-04 | Low
No | 062070 | Monitors, Physiologic, Multipurpose, Telemetric | 865351 - Intellivue MX40 | US09692698 | Philips Healthcare | Health Tech Mgmt | Akron | Akron City Campus | H Tower | Basement | 2023-01-07 17:08 | Low
No | 062795 | Monitors, Physiologic, Multipurpose, Telemetric | 865351 - Intellivue MX40 | US01433927 | Philips Healthcare | 5 West - Cardiac Progressive Care Unit (PCU) | Akron | Akron City Campus | Akron City Hospital | 5th Floor | 2023-01-05 08:45 | Low
No | 062796 | Monitors, Physiologic, Multipurpose, Telemetric | 865351 - Intellivue MX40 | US01854849 | Philips Healthcare | 5 West - Cardiac Progressive Care Unit (PCU) | Akron | Akron City Campus | Akron City Hospital | 5th Floor | 2023-01-05 08:21 | Low
No | 062797 | Monitors, Physiologic, Multipurpose, Telemetric | 865351 - Intellivue MX40 | US09690475 | Philips Healthcare | 5 West - Cardiac Progressive Care Unit (PCU) | Akron | Akron City Campus | Akron City Hospital | 5th Floor | 2023-01-05 08:50 | Low
No | 062798 | Monitors, Physiologic, Multipurpose, Telemetric | 865351 - Intellivue MX40 | US099F7379 | Philips Healthcare | H6 - Surgical Progressive Care Unit (PCU) | Akron | Akron City Campus | H Tower | 6th Floor | 2023-01-05 08:33 | Low
No | 062799 | Monitors, Physiologic, Multipurpose, Telemetric | 865351 - Intellivue MX40 | US01322374 | Philips Healthcare | 4 West - CPI Progressive Care Unit (CPI-PCU) | Akron | Akron City Campus | Akron City Hospital | 4th Floor | 2023-01-20 13:01 | Low
No | 062800 | Monitors, Physiologic, Multipurpose, Telemetric | 865351 - Intellivue MX40 | US09692696 | Philips Healthcare | 4 West - CPI Progressive Care Unit (CPI-PCU) | Akron | Akron City Campus | Akron City Hospital | 4th Floor | 2023-01-20 13:00 | Low
No | 062861 | Monitors, Physiologic, Multipurpose, Telemetric | 865351 - Intellivue MX40 | US01003003 | Philips Healthcare | T1 - CTV Intensive Care Unit (CTV-ICU) | Akron | Akron City Campus | Critical Care Tower | 1st Floor | 2023-02-27 07:51 | Low
No | 062862 | Monitors, Physiologic, Multipurpose, Telemetric | 865351 - Intellivue MX40 | US01010611 | Philips Healthcare | T1 - CTV Intensive Care Unit (CTV-ICU) | Akron | Akron City Campus | Critical Care Tower | 1st Floor | 2023-02-27 07:46 | Low
No | 062863 | Monitors, Physiologic, Multipurpose, Telemetric | 865351 - Intellivue MX40 | US01444957 | Philips Healthcare | T1 - CTV Intensive Care Unit (CTV-ICU) | Akron | Akron City Campus | Critical Care Tower | 1st Floor | 2023-02-27 07:48 | Low
No | 062864 | Monitors, Physiologic, Multipurpose, Telemetric | 865351 - Intellivue MX40 | US03568327 | Philips Healthcare | T1 - CTV Intensive Care Unit (CTV-ICU) | Akron | Akron City Campus | Critical Care Tower | 1st Floor | 2023-02-27 07:50 | Low
No | 062865 | Monitors, Physiologic, Multipurpose, Telemetric | 865351 - Intellivue MX40 | US156J4280 | Philips Healthcare | T1 - CTV Intensive Care Unit (CTV-ICU) | Akron | Akron City Campus | Critical Care Tower | 1st Floor | 2023-02-27 07:53 | Low
No | 062916 | Monitors, Physiologic, Multipurpose, Telemetric | 865351 - Intellivue MX40 | US156L3883 | Philips Healthcare | 4 North - Medical Unit | Akron | Akron City Campus | Akron City Hospital | 4th Floor | 2023-01-31 10:20 | Low
No | 062917 | Monitors, Physiologic, Multipurpose, Telemetric | 865351 - Intellivue MX40 | US156L3891 | Philips Healthcare | 4 North - Medical Unit | Akron | Akron City Campus | Akron City Hospital | 4th Floor | 2023-01-31 10:21 | Low
No | 062918 | Monitors, Physiologic, Multipurpose, Telemetric | 865351 - Intellivue MX40 | US156L3869 | Philips Healthcare | 4 North - Medical Unit | Akron | Akron City Campus | Akron City Hospital | 4th Floor | 2023-01-31 10:21 | Low
No | 062919 | Monitors, Physiologic, Multipurpose, Telemetric | 865351 - Intellivue MX40 | US156L3914 | Philips Healthcare | 4 North - Medical Unit | Akron | Akron City Campus | Akron City Hospital | 4th Floor | 2023-01-31 10:21 | Low
No | 062920 | Monitors, Physiologic, Multipurpose, Telemetric | 865351 - Intellivue MX40 | US156L3874 | Philips Healthcare | 4 North - Medical Unit | Akron | Akron City Campus | Akron City Hospital | 4th Floor | 2023-01-31 10:22 | Low
No | 062921 | Monitors, Physiologic, Multipurpose, Telemetric | 865351 - Intellivue MX40 | US156L3904 | Philips Healthcare | 4 North - Medical Unit | Akron | Akron City Campus | Akron City Hospital | 4th Floor | 2023-01-31 10:22 | Low
No | 062922 | Monitors, Physiologic, Multipurpose, Telemetric | 865351 - Intellivue MX40 | US156L4016 | Philips Healthcare | 4 North - Medical Unit | Akron | Akron City Campus | Akron City Hospital | 4th Floor | 2023-02-12 11:51 | Low
No | 062923 | Monitors, Physiologic, Multipurpose, Telemetric | 865351 - Intellivue MX40 | US156L3858 | Philips Healthcare | 4 North - Medical Unit | Akron | Akron City Campus | Akron City Hospital | 4th Floor | 2023-01-31 11:55 | Low
No | 062924 | Monitors, Physiologic, Multipurpose, Telemetric | 865351 - Intellivue MX40 | US156L3852 | Philips Healthcare | 4 North - Medical Unit | Akron | Akron City Campus | Akron City Hospital | 4th Floor | 2023-01-31 11:59 | Low
No | 062925 | Monitors, Physiologic, Multipurpose, Telemetric | 865351 - Intellivue MX40 | US156L3900 | Philips Healthcare | 4 North - Medical Unit | Akron | Akron City Campus | Akron City Hospital | 4th Floor | 2023-01-31 11:56 | Low
No | 063006 | Monitors, Physiologic, Multipurpose, Telemetric | 865351 - Intellivue MX40 | US156J6304 | Philips Healthcare | 5 West - Cardiac Progressive Care Unit (PCU) | Akron | Akron City Campus | Akron City Hospital | 5th Floor | 2023-05-17 13:27 | Low
No | 063021 | Monitors, Physiologic, Multipurpose, Telemetric | 865351 - Intellivue MX40 | US156R1051 | Philips Healthcare | 4 North - Medical Unit | Akron | Akron City Campus | Akron City Hospital | 4th Floor | 2023-07-19 17:37 | Low
No | 063022 | Monitors, Physiologic, Multipurpose, Telemetric | 865351 - Intellivue MX40 | US156R1028 | Philips Healthcare | 4 North - Medical Unit | Akron | Akron City Campus | Akron City Hospital | 4th Floor | 2023-07-19 17:36 | Low
No | 063023 | Monitors, Physiologic, Multipurpose, Telemetric | 865351 - Intellivue MX40 | US156R1050 | Philips Healthcare | 4 North - Medical Unit | Akron | Akron City Campus | Akron City Hospital | 4th Floor | 2023-07-19 17:37 | Low
No | 063024 | Monitors, Physiologic, Multipurpose, Telemetric | 865351 - Intellivue MX40 | US156R1023 | Philips Healthcare | 5 West - Cardiac Progressive Care Unit (PCU) | Akron | Akron City Campus | Akron City Hospital | 5th Floor | 2023-08-04 06:35 | Low
No | 063132 | Monitors, Physiologic, Multipurpose, Telemetric | 865351 - Intellivue MX40 | US156J6291 | Philips Healthcare | 3 West - Trauma/Neuro Progressive Care Unit (PCU) | Akron | Akron City Campus | Akron City Hospital | 3rd Floor | 2017-02-08 | Low
No | 063288 | Monitors, Physiologic, Multipurpose, Telemetric | 865351 - Intellivue MX40 | US156R5973 | Philips Healthcare | Clinical Decision Unit (CDU) - ACH | Akron | Akron City Campus | Akron City Hospital | Ground Floor | 2023-07-19 17:36 | Low
No | 063289 | Monitors, Physiologic, Multipurpose, Telemetric | 865351 - Intellivue MX40 | US156R5971 | Philips Healthcare | Clinical Decision Unit (CDU) - ACH | Akron | Akron City Campus | Akron City Hospital | Ground Floor | 2023-07-19 17:36 | Low
No | 063290 | Monitors, Physiologic, Multipurpose, Telemetric | 865351 - Intellivue MX40 | US156R5975 | Philips Healthcare | Clinical Decision Unit (CDU) - ACH | Akron | Akron City Campus | Akron City Hospital | Ground Floor | 2023-07-19 17:36 | Low
No | 063291 | Monitors, Physiologic, Multipurpose, Telemetric | 865351 - Intellivue MX40 | US156R5972 | Philips Healthcare | Clinical Decision Unit (CDU) - ACH | Akron | Akron City Campus | Akron City Hospital | Ground Floor | 2023-07-19 17:36 | Low
No | 063292 | Monitors, Physiologic, Multipurpose, Telemetric | 865351 - Intellivue MX40 | US156R5978 | Philips Healthcare | Clinical Decision Unit (CDU) - ACH | Akron | Akron City Campus | Akron City Hospital | Ground Floor | 2023-07-19 17:36 | Low
No | 063293 | Monitors, Physiologic, Multipurpose, Telemetric | 865351 - Intellivue MX40 | US156R5974 | Philips Healthcare | Clinical Decision Unit (CDU) - ACH | Akron | Akron City Campus | Akron City Hospital | Ground Floor | 2023-07-19 17:36 | Low
No | 063294 | Monitors, Physiologic, Multipurpose, Telemetric | 865351 - Intellivue MX40 | US156R5979 | Philips Healthcare | Clinical Decision Unit (CDU) - ACH | Akron | Akron City Campus | Akron City Hospital | Ground Floor | 2023-07-19 17:36 | Low
No | 063295 | Monitors, Physiologic, Multipurpose, Telemetric | 865351 - Intellivue MX40 | US156R5970 | Philips Healthcare | Clinical Decision Unit (CDU) - ACH | Akron | Akron City Campus | Akron City Hospital | Ground Floor | 2023-07-19 17:36 | Low
No | 063296 | Monitors, Physiologic, Multipurpose, Telemetric | 865351 - Intellivue MX40 | US156R5980 | Philips Healthcare | Clinical Decision Unit (CDU) - ACH | Akron | Akron City Campus | Akron City Hospital | Ground Floor | 2023-07-19 17:36 | Low
No | 063297 | Monitors, Physiologic, Multipurpose, Telemetric | 865351 - Intellivue MX40 | US156R5981 | Philips Healthcare | Clinical Decision Unit (CDU) - ACH | Akron | Akron City Campus | Akron City Hospital | Ground Floor | 2023-07-19 17:36 | Low
No | 063298 | Monitors, Physiologic, Multipurpose, Telemetric | 865351 - Intellivue MX40 | US156R5976 | Philips Healthcare | Clinical Decision Unit (CDU) - ACH | Akron | Akron City Campus | Akron City Hospital | Ground Floor | 2023-07-19 17:36 | Low
No | 063299 | Monitors, Physiologic, Multipurpose, Telemetric | 865351 - Intellivue MX40 | US156R5977 | Philips Healthcare | Clinical Decision Unit (CDU) - ACH | Akron | Akron City Campus | Akron City Hospital | Ground Floor | 2023-07-19 17:36 | Low
No | 063326 | Monitors, Physiologic, Multipurpose, Telemetric | 865351 - Intellivue MX40 | US156R1041 | Philips Healthcare | 4 West - CPI Progressive Care Unit (CPI-PCU) | Akron | Akron City Campus | Akron City Hospital | 4th Floor | 2023-01-20 13:01 | Low
No | 063453 | Monitors, Physiologic, Multipurpose, Telemetric | 865351 - Intellivue MX40 | US156R6233 | Philips Healthcare | 5 West - Cardiac Progressive Care Unit (PCU) | Akron | Akron City Campus | Akron City Hospital | 5th Floor | 2023-10-09 13:26 | Low
No | 063532 | Monitors, Physiologic, Multipurpose, Telemetric | 865351 - Intellivue MX40 | US156R6237 | Philips Healthcare | H6 - Surgical Progressive Care Unit (PCU) | Akron | Akron City Campus | H Tower | 6th Floor | 2023-10-31 13:13 | Low
No | 063534 | Monitors, Physiologic, Multipurpose, Telemetric | 865351 - Intellivue MX40 | US156R6234 | Philips Healthcare | 5 West - Cardiac Progressive Care Unit (PCU) | Akron | Akron City Campus | Akron City Hospital | 5th Floor | 2023-10-31 13:09 | Low
No | 063535 | Monitors, Physiologic, Multipurpose, Telemetric | 865351 - Intellivue MX40 | US156R5114 | Philips Healthcare | 5 West - Cardiac Progressive Care Unit (PCU) | Akron | Akron City Campus | Akron City Hospital | 5th Floor | 2023-10-31 13:11 | Low
No | 063621 | Monitors, Physiologic, Multipurpose, Telemetric | 865351 - Intellivue MX40 | US156R2479 | Philips Healthcare | 5 West - Cardiac Progressive Care Unit (PCU) | Akron | Akron City Campus | Akron City Hospital | 5th Floor | 2023-11-30 09:23 | Low
No | 063646 | Monitors, Physiologic, Multipurpose, Telemetric | 865351 - Intellivue MX40 | US139H2495 | Philips Healthcare | 3 North - Epilepsy Monitoring Unit (EMU) | Akron | Akron City Campus | Akron City Hospital | 3rd Floor | 2024-09-24 11:58 | Low
No | 063647 | Monitors, Physiologic, Multipurpose, Telemetric | 865351 - Intellivue MX40 | US09698530 | Philips Healthcare | 1 Central - CV Progressive Care Unit (PCU) | Akron | Akron City Campus | Critical Care Tower | 1st Floor | 2024-09-24 11:59 | Low
No | 063648 | Monitors, Physiologic, Multipurpose, Telemetric | 865351 - Intellivue MX40 | US098E4392 | Philips Healthcare | 1 Central - CV Progressive Care Unit (PCU) | Akron | Akron City Campus | Critical Care Tower | 1st Floor | 2024-09-24 11:59 | Low
No | 063649 | Monitors, Physiologic, Multipurpose, Telemetric | 865351 - Intellivue MX40 | US01442710 | Philips Healthcare | 1 Central - CV Progressive Care Unit (PCU) | Akron | Akron City Campus | Critical Care Tower | 1st Floor | 2024-09-24 11:59 | Low
No | 063650 | Monitors, Physiologic, Multipurpose, Telemetric | 865351 - Intellivue MX40 | US096C3734 | Philips Healthcare | 1 Central - CV Progressive Care Unit (PCU) | Akron | Akron City Campus | Critical Care Tower | 1st Floor | 2024-09-24 11:59 | Low
No | 063876 | Monitors, Physiologic, Multipurpose, Telemetric | 865351 - Intellivue MX40 | US01014199 | Philips Healthcare | Health Tech Mgmt - SB | Barberton | Barberton Campus | Summa Barberton Hospital | 5th Floor | 2018-07-26 | Low
No | 063877 | Monitors, Physiologic, Multipurpose, Telemetric | 865351 - Intellivue MX40 | US096B4504 | Philips Healthcare | Health Tech Mgmt - SB | Barberton | Barberton Campus | Summa Barberton Hospital | 5th Floor | 2018-07-26 | Low
No | 063878 | Monitors, Physiologic, Multipurpose, Telemetric | 865351 - Intellivue MX40 | US01323927 | Philips Healthcare | Health Tech Mgmt - SB | Barberton | Barberton Campus | Summa Barberton Hospital | 5th Floor | 2018-07-26 | Low
No | 063879 | Monitors, Physiologic, Multipurpose, Telemetric | 865351 - Intellivue MX40 | US01014195 | Philips Healthcare | Health Tech Mgmt - SB | Barberton | Barberton Campus | Summa Barberton Hospital | 5th Floor | 2018-07-26 | Low
No | 063880 | Monitors, Physiologic, Multipurpose, Telemetric | 865351 - Intellivue MX40 | US096B4503 | Philips Healthcare | Health Tech Mgmt - SB | Barberton | Barberton Campus | Summa Barberton Hospital | 5th Floor | 2018-07-26 | Low
No | 063979 | Monitors, Physiologic, Multipurpose, Telemetric | 865351 - Intellivue MX40 | US156T3542 | Philips Healthcare | 4 West - CPI Progressive Care Unit (CPI-PCU) | Akron | Akron City Campus | Akron City Hospital | 4th Floor | 2024-04-10 12:32 | Low
No | 063980 | Monitors, Physiologic, Multipurpose, Telemetric | 865351 - Intellivue MX40 | US156T3544 | Philips Healthcare | 5 West - Cardiac Progressive Care Unit (PCU) | Akron | Akron City Campus | Akron City Hospital | 5th Floor | 2024-04-10 12:33 | Low
No | 063981 | Monitors, Physiologic, Multipurpose, Telemetric | 865351 - Intellivue MX40 | US096B5785 | Philips Healthcare | H6 - Surgical Progressive Care Unit (PCU) | Akron | Akron City Campus | H Tower | 6th Floor | 2024-04-29 09:24 | Low
No | 063982 | Monitors, Physiologic, Multipurpose, Telemetric | 865351 - Intellivue MX40 | US156J6295 | Philips Healthcare | H6 - Surgical Progressive Care Unit (PCU) | Akron | Akron City Campus | H Tower | 6th Floor | 2024-04-29 09:24 | Low
No | 063984 | Monitors, Physiologic, Multipurpose, Telemetric | 865351 - Intellivue MX40 | US01442733 | Philips Healthcare | 3 West - Trauma/Neuro Progressive Care Unit (PCU) | Akron | Akron City Campus | Akron City Hospital | 3rd Floor | 2024-06-04 06:50 | Low
No | 063985 | Monitors, Physiologic, Multipurpose, Telemetric | 865351 - Intellivue MX40 | US139H4715 | Philips Healthcare | 4 West - CPI Progressive Care Unit (CPI-PCU) | Akron | Akron City Campus | Akron City Hospital | 4th Floor | 2024-06-10 06:51 | Low
No | 064167 | Monitors, Physiologic, Multipurpose, Telemetric | 865351 - Intellivue MX40 | US097C8526 | Philips Healthcare | 5 West - Cardiac Progressive Care Unit (PCU) | Akron | Akron City Campus | Akron City Hospital | 5th Floor | 2024-09-09 09:14 | Low
No | 064168 | Monitors, Physiologic, Multipurpose, Telemetric | 865351 - Intellivue MX40 | US096C2274 | Philips Healthcare | 4 North - Medical Unit | Akron | Akron City Campus | Akron City Hospital | 4th Floor | 2024-09-26 12:23 | Low
No | 064291 | Monitors, Physiologic, Multipurpose, Telemetric | 865351 - Intellivue MX40 | US09693570 | Philips Healthcare | T1 - CTV Intensive Care Unit (CTV-ICU) | Akron | Akron City Campus | Critical Care Tower | 1st Floor | 2024-09-27 16:39 | Low
No | 064292 | Monitors, Physiologic, Multipurpose, Telemetric | 865351 - Intellivue MX40 | US09693550 | Philips Healthcare | T1 - CTV Intensive Care Unit (CTV-ICU) | Akron | Akron City Campus | Critical Care Tower | 1st Floor | 2024-09-27 16:39 | Low
No | 064293 | Monitors, Physiologic, Multipurpose, Telemetric | 865351 - Intellivue MX40 | US09693571 | Philips Healthcare | T1 - CTV Intensive Care Unit (CTV-ICU) | Akron | Akron City Campus | Critical Care Tower | 1st Floor | 2024-09-27 16:39 | Low
No | 064294 | Monitors, Physiologic, Multipurpose, Telemetric | 865351 - Intellivue MX40 | US01434373 | Philips Healthcare | T1 - CTV Intensive Care Unit (CTV-ICU) | Akron | Akron City Campus | Critical Care Tower | 1st Floor | 2024-09-27 16:39 | Low
No | 064295 | Monitors, Physiologic, Multipurpose, Telemetric | 865351 - Intellivue MX40 | US156M6131 | Philips Healthcare | T1 - CTV Intensive Care Unit (CTV-ICU) | Akron | Akron City Campus | Critical Care Tower | 1st Floor | 2024-09-27 16:39 | Low
No | 064617 | Monitors, Physiologic, Multipurpose, Telemetric | 865351 - Intellivue MX40 | US09693561 | Philips Healthcare | 5 West - Cardiac Progressive Care Unit (PCU) | Akron | Akron City Campus | Akron City Hospital | 5th Floor | 2024-10-07 12:14 | Low
No | 064806 | Monitors, Physiologic, Multipurpose, Telemetric | 865351 - Intellivue MX40 | US156L6805 | Philips Healthcare | 4 West - CPI Progressive Care Unit (CPI-PCU) | Akron | Akron City Campus | Akron City Hospital | 4th Floor | 2024-11-22 08:32 | Low
No | 064876 | Monitors, Physiologic, Multipurpose, Telemetric | 865351 - Intellivue MX40 | US139H2030 | Philips Healthcare | 4 North - Medical Unit | Akron | Akron City Campus | Akron City Hospital | 4th Floor | 2024-12-03 07:40 | Low
No | 064900 | Monitors, Physiologic, Multipurpose, Telemetric | 865351 - Intellivue MX40 | US099F4053 | Philips Healthcare | H6 - Surgical Progressive Care Unit (PCU) | Akron | Akron City Campus | H Tower | 6th Floor | 2024-12-19 09:03 | Low
No | 064958 | Monitors, Physiologic, Multipurpose, Telemetric | 865351 - Intellivue MX40 | US01015488 | Philips Healthcare | H6 - Surgical Progressive Care Unit (PCU) | Akron | Akron City Campus | H Tower | 6th Floor | 2024-12-30 10:12 | Low
No | 065075 | Monitors, Physiologic, Multipurpose, Telemetric | 865351 - Intellivue MX40 | US096B2692 | Philips Healthcare | 4 North - Medical Unit | Akron | Akron City Campus | Akron City Hospital | 4th Floor | 2025-03-18 | Low
No | 070057 | Monitors, Physiologic, Multipurpose, Telemetric | 865351 - Intellivue MX40 | US03574126 | Philips Healthcare | Acuity Adaptable Unit (AAU) - SB | Barberton | Barberton Campus | Summa Barberton Hospital | 2nd Floor | 2016-04-20 | Low
No | 070401 | Monitors, Physiologic, Multipurpose, Telemetric | 865351 - Intellivue MX40 | US156T2142 | Philips Healthcare | 1 West - Joint Center of Excellence (COE) | Barberton | Barberton Campus | Summa Barberton Hospital | 1st Floor | 2024-01-26 08:03 | Low
No | 070402 | Monitors, Physiologic, Multipurpose, Telemetric | 865351 - Intellivue MX40 | US156T2143 | Philips Healthcare | 1 West - Joint Center of Excellence (COE) | Barberton | Barberton Campus | Summa Barberton Hospital | 1st Floor | 2024-01-26 08:03 | Low
No | 070403 | Monitors, Physiologic, Multipurpose, Telemetric | 865351 - Intellivue MX40 | US156T2140 | Philips Healthcare | 1 West - Joint Center of Excellence (COE) | Barberton | Barberton Campus | Summa Barberton Hospital | 1st Floor | 2024-01-26 08:03 | Low
No | 070404 | Monitors, Physiologic, Multipurpose, Telemetric | 865351 - Intellivue MX40 | US156Y2141 | Philips Healthcare | 1 West - Joint Center of Excellence (COE) | Barberton | Barberton Campus | Summa Barberton Hospital | 1st Floor | 2024-01-26 08:03 | Low
No | 070449 | Monitors, Physiologic, Multipurpose, Telemetric | 865351 - Intellivue MX40 | US00701532 | Philips Healthcare | 4 South - Medical/Surgical Unit (MSU) - SB | Barberton | Barberton Campus | Summa Barberton Hospital | 4th Floor | 2011-11-29 | Low
No | 070586 | Monitors, Physiologic, Multipurpose, Telemetric | 865351 - Intellivue MX40 | US03574103 | Philips Healthcare | 2 East - Cardiac Progressive Care Unit (PCU) - SB | Barberton | Barberton Campus | Summa Barberton Hospital | 2nd Floor | 2016-04-20 | Low
No | 070646 | Monitors, Physiologic, Multipurpose, Telemetric | 865351 - Intellivue MX40 | US01322785 | Philips Healthcare | 4 South - Medical/Surgical Unit (MSU) - SB | Barberton | Barberton Campus | Summa Barberton Hospital | 4th Floor | 2013-03-27 | Low
No | 070667 | Monitors, Physiologic, Multipurpose, Telemetric | 865351 - Intellivue MX40 | US03574093 | Philips Healthcare | 2 East - Cardiac Progressive Care Unit (PCU) - SB | Barberton | Barberton Campus | Summa Barberton Hospital | 2nd Floor | 2016-04-20 | Low
No | 070690 | Monitors, Physiologic, Multipurpose, Telemetric | 865351 - Intellivue MX40 | US09693560 | Philips Healthcare | Acuity Adaptable Unit (AAU) - SB | Barberton | Barberton Campus | Summa Barberton Hospital | 2nd Floor | 2024-10-04 12:27 | Low
No | 070691 | Monitors, Physiologic, Multipurpose, Telemetric | 865351 - Intellivue MX40 | US09693564 | Philips Healthcare | Acuity Adaptable Unit (AAU) - SB | Barberton | Barberton Campus | Summa Barberton Hospital | 2nd Floor | 2024-10-04 12:27 | Low
No | 070692 | Monitors, Physiologic, Multipurpose, Telemetric | 865351 - Intellivue MX40 | US09693567 | Philips Healthcare | Acuity Adaptable Unit (AAU) - SB | Barberton | Barberton Campus | Summa Barberton Hospital | 2nd Floor | 2024-10-04 12:27 | Low
No | 070693 | Monitors, Physiologic, Multipurpose, Telemetric | 865351 - Intellivue MX40 | US156M2966 | Philips Healthcare | Acuity Adaptable Unit (AAU) - SB | Barberton | Barberton Campus | Summa Barberton Hospital | 2nd Floor | 2024-10-04 12:27 | Low
No | 070839 | Monitors, Physiologic, Multipurpose, Telemetric | 865351 - Intellivue MX40 | US007001526 | Philips Healthcare | 4 South - Medical/Surgical Unit (MSU) - SB | Barberton | Barberton Campus | Summa Barberton Hospital | 4th Floor | 2011-11-29 | Low
No | 070840 | Monitors, Physiologic, Multipurpose, Telemetric | 865351 - Intellivue MX40 | US01007095 | Philips Healthcare | 4 South - Medical/Surgical Unit (MSU) - SB | Barberton | Barberton Campus | Summa Barberton Hospital | 4th Floor | 2013-03-27 | Low
No | 070857 | Monitors, Physiologic, Multipurpose, Telemetric | 865351 - Intellivue MX40 | US03574083 | Philips Healthcare | 2 East - Cardiac Progressive Care Unit (PCU) - SB | Barberton | Barberton Campus | Summa Barberton Hospital | 2nd Floor | 2016-04-20 | Low
No | 070858 | Monitors, Physiologic, Multipurpose, Telemetric | 865351 - Intellivue MX40 | US03574111 | Philips Healthcare | 2 East - Cardiac Progressive Care Unit (PCU) - SB | Barberton | Barberton Campus | Summa Barberton Hospital | 2nd Floor | 2016-04-20 | Low
No | 070859 | Monitors, Physiologic, Multipurpose, Telemetric | 865351 - Intellivue MX40 | US03574115 | Philips Healthcare | 2 East - Cardiac Progressive Care Unit (PCU) - SB | Barberton | Barberton Campus | Summa Barberton Hospital | 2nd Floor | 2016-04-20 | Low
No | 070860 | Monitors, Physiologic, Multipurpose, Telemetric | 865351 - Intellivue MX40 | US03574106 | Philips Healthcare | 2 East - Cardiac Progressive Care Unit (PCU) - SB | Barberton | Barberton Campus | Summa Barberton Hospital | 2nd Floor | 2016-04-20 | Low
No | 070861 | Monitors, Physiologic, Multipurpose, Telemetric | 865351 - Intellivue MX40 | US03574092 | Philips Healthcare | 2 East - Cardiac Progressive Care Unit (PCU) - SB | Barberton | Barberton Campus | Summa Barberton Hospital | 2nd Floor | 2016-04-20 | Low
No | 070862 | Monitors, Physiologic, Multipurpose, Telemetric | 865351 - Intellivue MX40 | US03574120 | Philips Healthcare | 2 East - Cardiac Progressive Care Unit (PCU) - SB | Barberton | Barberton Campus | Summa Barberton Hospital | 2nd Floor | 2016-04-20 | Low
No | 070863 | Monitors, Physiologic, Multipurpose, Telemetric | 865351 - Intellivue MX40 | US03574118 | Philips Healthcare | 2 East - Cardiac Progressive Care Unit (PCU) - SB | Barberton | Barberton Campus | Summa Barberton Hospital | 2nd Floor | 2016-04-20 | Low
No | 070864 | Monitors, Physiologic, Multipurpose, Telemetric | 865351 - Intellivue MX40 | US03574104 | Philips Healthcare | 2 East - Cardiac Progressive Care Unit (PCU) - SB | Barberton | Barberton Campus | Summa Barberton Hospital | 2nd Floor | 2016-04-20 | Low
No | 070865 | Monitors, Physiologic, Multipurpose, Telemetric | 865351 - Intellivue MX40 | US03574112 | Philips Healthcare | 2 East - Cardiac Progressive Care Unit (PCU) - SB | Barberton | Barberton Campus | Summa Barberton Hospital | 2nd Floor | 2016-04-20 | Low
No | 070866 | Monitors, Physiologic, Multipurpose, Telemetric | 865351 - Intellivue MX40 | US03574085 | Philips Healthcare | 2 East - Cardiac Progressive Care Unit (PCU) - SB | Barberton | Barberton Campus | Summa Barberton Hospital | 2nd Floor | 2016-04-20 | Low
No | 070868 | Monitors, Physiologic, Multipurpose, Telemetric | 865351 - Intellivue MX40 | US03574094 | Philips Healthcare | 2 East - Cardiac Progressive Care Unit (PCU) - SB | Barberton | Barberton Campus | Summa Barberton Hospital | 2nd Floor | 2016-04-20 | Low
No | 070870 | Monitors, Physiologic, Multipurpose, Telemetric | 865351 - Intellivue MX40 | US03574109 | Philips Healthcare | 2 East - Cardiac Progressive Care Unit (PCU) - SB | Barberton | Barberton Campus | Summa Barberton Hospital | 2nd Floor | 2016-04-20 | Low
No | 070871 | Monitors, Physiologic, Multipurpose, Telemetric | 865351 - Intellivue MX40 | US03574090 | Philips Healthcare | 2 East - Cardiac Progressive Care Unit (PCU) - SB | Barberton | Barberton Campus | Summa Barberton Hospital | 2nd Floor | 2016-04-20 | Low
No | 070873 | Monitors, Physiologic, Multipurpose, Telemetric | 865351 - Intellivue MX40 | US03574124 | Philips Healthcare | 2 East - Cardiac Progressive Care Unit (PCU) - SB | Barberton | Barberton Campus | Summa Barberton Hospital | 2nd Floor | 2016-04-20 | Low
No | 070875 | Monitors, Physiologic, Multipurpose, Telemetric | 865351 - Intellivue MX40 | US03574119 | Philips Healthcare | 2 East - Cardiac Progressive Care Unit (PCU) - SB | Barberton | Barberton Campus | Summa Barberton Hospital | 2nd Floor | 2016-04-20 | Low
No | 070878 | Monitors, Physiologic, Multipurpose, Telemetric | 865351 - Intellivue MX40 | US03574100 | Philips Healthcare | 2 East - Cardiac Progressive Care Unit (PCU) - SB | Barberton | Barberton Campus | Summa Barberton Hospital | 2nd Floor | 2016-04-20 | Low
No | 070941 | Monitors, Physiologic, Multipurpose, Telemetric | 865351 - Intellivue MX40 | US096B2722 | Philips Healthcare | 2 East - Cardiac Progressive Care Unit (PCU) - SB | Barberton | Barberton Campus | Summa Barberton Hospital | 2nd Floor | 2025-02-24 11:00 | Low
No | 070942 | Monitors, Physiologic, Multipurpose, Telemetric | 865351 - Intellivue MX40 | US03560972 | Philips Healthcare | 2 East - Cardiac Progressive Care Unit (PCU) - SB | Barberton | Barberton Campus | Summa Barberton Hospital | 2nd Floor | 2025-02-24 11:00 | Low
No | 022525 | Monitors, Physiologic, Multipurpose, Telemetric | DS2 598100-SC - Trans,Digital,608-614 Mhz | 21808 | Scottcare Cardiovascular Solutions | SCI - Cardio & Pulm Rehab | Akron | Akron City Campus | 95 Arch | Ground Floor | 2007-05-24 | Low
No | 007833 | Monitors, Physiologic, Multipurpose, Telemetric | M2601A - Tele Transmitter | 3751A03756 | Philips Healthcare | Receiving / Warehouse - COC | Akron | Distribution Center | Distribution Center | Ground Floor | 1998-02-01 | Low
No | 007841 | Monitors, Physiologic, Multipurpose, Telemetric | M2601A - Tele Transmitter | 3751A03759 | Philips Healthcare | Receiving / Warehouse - COC | Akron | Distribution Center | Distribution Center | Ground Floor | 1998-02-01 | Low
No | 007843 | Monitors, Physiologic, Multipurpose, Telemetric | M2601A - Tele Transmitter | 3751A03767 | Philips Healthcare | Receiving / Warehouse - COC | Akron | Distribution Center | Distribution Center | Ground Floor | 1998-02-01 | Low
No | 007844 | Monitors, Physiologic, Multipurpose, Telemetric | M2601A - Tele Transmitter | 3751A03768 | Philips Healthcare | Receiving / Warehouse - COC | Akron | Distribution Center | Distribution Center | Ground Floor | 1998-02-01 | Low
No | 028338 | Monitors, Physiologic, Multipurpose, Telemetric | M2720A - Avalon Fetal Telemetry | DE30407516 | Philips Healthcare | H2 - Labor and Delivery Unit (L&D) | Akron | Akron City Campus | H Tower | 2nd Floor | 2011-01-05 | Low
No | 032692 | Monitors, Physiologic, Multipurpose, Telemetric | M2720A - Avalon Fetal Telemetry | DE30407624 | Philips Healthcare | H2 - Labor and Delivery Unit (L&D) | Akron | Akron City Campus | H Tower | 2nd Floor | 2011-01-05 | Low
No | 007845 | Monitors, Physiologic, Multipurpose, Telemetric | M601A - Telemetry, Trans/Receiver | 3751A03763 | Hewlett Packard | Receiving / Warehouse - COC | Akron | Distribution Center | Distribution Center | Ground Floor | 1998-02-01 | Low
No | 033189 | Monitors, Physiologic, Multipurpose, Telemetric | TR620 - Telemetry Receiver Box | 46934 | Scottcare Cardiovascular Solutions | SCI - Cardio & Pulm Rehab | Akron | Akron City Campus | 95 Arch | Ground Floor | 2015-04-14 | Low
No | 033190 | Monitors, Physiologic, Multipurpose, Telemetric | TR620 - Telemetry Receiver Box | 46935 | Scottcare Cardiovascular Solutions | SCI - Cardio & Pulm Rehab | Akron | Akron City Campus | 95 Arch | Ground Floor | 2015-04-14 | Low
No | 033192 | Monitors, Physiologic, Multipurpose, Telemetric | TR620 - Telemetry Receiver Box | Unknown | Scottcare Cardiovascular Solutions | SCI - Cardio & Pulm Rehab | Akron | Akron City Campus | 95 Arch | Ground Floor | 2015-04-30 | Low
No | 052125 | Monitors, Physiologic, Multipurpose, Telemetric | TR620 - Telemetry Receiver Box | 46833 | Scottcare Cardiovascular Solutions | SCI - Cardiac Rehab - SB | Barberton | Barberton Campus | Summa Barberton Hospital | Ground Floor | 2015-04-14 | Low
No | 052126 | Monitors, Physiologic, Multipurpose, Telemetric | TR620 - Telemetry Receiver Box | 46937 | Scottcare Cardiovascular Solutions | SCI - Cardiac Rehab - SB | Barberton | Barberton Campus | Summa Barberton Hospital | Ground Floor | 2015-04-14 | Low
No | 002631 | Monitors, Physiologic, Neonatal/Infant, Bedside | E100 - Neonatal Monitor | 11120 | Medical Data Electronics | Virtual Care Simulation Lab | Akron | Akron City Campus | Akron City Hospital | 1st Floor | 1993-01-27 | Low
No | 003031 | Monitors, Physiologic, Neonatal/Infant, Bedside | E100 - Neonatal Monitor | 13171 | Medical Data Electronics | Virtual Care Simulation Lab | Akron | Akron City Campus | Akron City Hospital | 1st Floor | 1993-12-21 | Low
No | 014837 | Monitors, Physiologic, Patient Transport | 0998-00-0900 L5014A - Passport 2 | TS115076A8 | Mindray / Datascope | Hemodialysis | Akron | Akron City Campus | Akron City Hospital | Ground Floor | 2008-02-19 | Low
No | 020983 | Monitors, Physiologic, Patient Transport | 0998-00-0900 L5014A - Passport 2 | TS113428-L7 | Mindray / Datascope | Health Tech Mgmt | Akron | Akron City Campus | H Tower | Basement | 2008-01-08 | Low
No | 014838 | Monitors, Physiologic, Patient Transport | 0998-00-0900-5010A - Passport 2 | TS116800A8 | Mindray / Datascope | Hemodialysis | Akron | Akron City Campus | Akron City Hospital | Ground Floor | 2008-02-19 | Low
No | 014839 | Monitors, Physiologic, Patient Transport | 0998-00-0900-5010A - Passport 2 | TS111871L7 | Mindray / Datascope | Hemodialysis | Akron | Akron City Campus | Akron City Hospital | Ground Floor | 2008-02-19 | Low
No | 014841 | Monitors, Physiologic, Patient Transport | 0998-00-0900-5010A - Passport 2 | TS111898L7 | Mindray / Datascope | Hemodialysis | Akron | Akron City Campus | Akron City Hospital | Ground Floor | 2008-02-19 | Low
No | 025957 | Monitors, Physiologic, Patient Transport | 42N0B-E1-M | 201001535 | Hill-Rom / Welch Allyn | Women's Health Center | Akron | Akron City Campus | 75 Arch | Basement | 2010-02-17 | Low
No | 058199 | Monitors, Physiologic, Patient Transport | 42N0B-E1-M | 200818492 | Hill-Rom / Welch Allyn | Medina OB/GYN | Barberton | Medina Campus | Medina Medical Center | 2nd Floor | 2019-10-16 | Low
No | 028546 | Monitors, Physiologic, Patient Transport | 6100F-PA00219 - Passport V | PV05023-G0 | Mindray / Datascope | Medina ASC | Barberton | Medina Campus | Medina Medical Center | 1st Floor | 2010-10-26 | Low
No | 028990 | Monitors, Physiologic, Patient Transport | 865039 - M3002A - Intellivue Multi Measurement Server X2 | DE03783158 | Philips Healthcare | Medina ASC | Barberton | Medina Campus | Medina Medical Center | 1st Floor | 2011-11-22 | Low
No | 028991 | Monitors, Physiologic, Patient Transport | 865039 - M3002A - Intellivue Multi Measurement Server X2 | DE03783157 | Philips Healthcare | Medina ASC | Barberton | Medina Campus | Medina Medical Center | 1st Floor | 2011-11-22 | Low
No | 029097 | Monitors, Physiologic, Patient Transport | 865039 - M3002A - Intellivue Multi Measurement Server X2 | DE03784557 | Philips Healthcare | Emergency Department (ED) - ACH | Akron | Akron City Campus | Akron City Hospital | Ground Floor | 2012-01-19 | Low
No | 029098 | Monitors, Physiologic, Patient Transport | 865039 - M3002A - Intellivue Multi Measurement Server X2 | DE03784490 | Philips Healthcare | Emergency Department (ED) - ACH | Akron | Akron City Campus | Akron City Hospital | Ground Floor | 2012-01-19 | Low
No | 029099 | Monitors, Physiologic, Patient Transport | 865039 - M3002A - Intellivue Multi Measurement Server X2 | DE49408712 | Philips Healthcare | Emergency Department (ED) - ACH | Akron | Akron City Campus | Akron City Hospital | Ground Floor | 2012-01-19 | Low
No | 029100 | Monitors, Physiologic, Patient Transport | 865039 - M3002A - Intellivue Multi Measurement Server X2 | DE03784236 | Philips Healthcare | Emergency Department (ED) - ACH | Akron | Akron City Campus | Akron City Hospital | Ground Floor | 2012-01-19 | Low
No | 029101 | Monitors, Physiologic, Patient Transport | 865039 - M3002A - Intellivue Multi Measurement Server X2 | DE03784240 | Philips Healthcare | Emergency Department (ED) - ACH | Akron | Akron City Campus | Akron City Hospital | Ground Floor | 2012-01-19 | Low
No | 029102 | Monitors, Physiologic, Patient Transport | 865039 - M3002A - Intellivue Multi Measurement Server X2 | DE03784244 | Philips Healthcare | Emergency Department (ED) - ACH | Akron | Akron City Campus | Akron City Hospital | Ground Floor | 2012-01-19 | Low
No | 029103 | Monitors, Physiologic, Patient Transport | 865039 - M3002A - Intellivue Multi Measurement Server X2 | DE03784534 | Philips Healthcare | Emergency Department (ED) - ACH | Akron | Akron City Campus | Akron City Hospital | Ground Floor | 2012-01-19 | Low
No | 029104 | Monitors, Physiologic, Patient Transport | 865039 - M3002A - Intellivue Multi Measurement Server X2 | DE03784237 | Philips Healthcare | Emergency Department (ED) - ACH | Akron | Akron City Campus | Akron City Hospital | Ground Floor | 2012-01-19 | Low
No | 029105 | Monitors, Physiologic, Patient Transport | 865039 - M3002A - Intellivue Multi Measurement Server X2 | DE03784554 | Philips Healthcare | Emergency Department (ED) - ACH | Akron | Akron City Campus | Akron City Hospital | Ground Floor | 2012-01-19 | Low
No | 029106 | Monitors, Physiologic, Patient Transport | 865039 - M3002A - Intellivue Multi Measurement Server X2 | DE49408694 | Philips Healthcare | Emergency Department (ED) - ACH | Akron | Akron City Campus | Akron City Hospital | Ground Floor | 2012-01-19 | Low
No | 029534 | Monitors, Physiologic, Patient Transport | 865039 - M3002A - Intellivue Multi Measurement Server X2 | DE49408703 | Philips Healthcare | Emergency Department (ED) - ACH | Akron | Akron City Campus | Akron City Hospital | Ground Floor | 2012-08-15 | Low
No | 029535 | Monitors, Physiologic, Patient Transport | 865039 - M3002A - Intellivue Multi Measurement Server X2 | DE49408707 | Philips Healthcare | Emergency Department (ED) - ACH | Akron | Akron City Campus | Akron City Hospital | Ground Floor | 2012-08-15 | Low
No | 029536 | Monitors, Physiologic, Patient Transport | 865039 - M3002A - Intellivue Multi Measurement Server X2 | DE49409708 | Philips Healthcare | Emergency Department (ED) - ACH | Akron | Akron City Campus | Akron City Hospital | Ground Floor | 2012-08-15 | Low
No | 029537 | Monitors, Physiologic, Patient Transport | 865039 - M3002A - Intellivue Multi Measurement Server X2 | DE037A0716 | Philips Healthcare | Emergency Department (ED) - ACH | Akron | Akron City Campus | Akron City Hospital | Ground Floor | 2012-08-15 | Low
No | 029538 | Monitors, Physiologic, Patient Transport | 865039 - M3002A - Intellivue Multi Measurement Server X2 | DE037A0635 | Philips Healthcare | Emergency Department (ED) - ACH | Akron | Akron City Campus | Akron City Hospital | Ground Floor | 2012-08-15 | Low
No | 029539 | Monitors, Physiologic, Patient Transport | 865039 - M3002A - Intellivue Multi Measurement Server X2 | DE037A0729 | Philips Healthcare | Emergency Department (ED) - ACH | Akron | Akron City Campus | Akron City Hospital | Ground Floor | 2012-08-15 | Low
No | 029540 | Monitors, Physiologic, Patient Transport | 865039 - M3002A - Intellivue Multi Measurement Server X2 | DE037A0737 | Philips Healthcare | Emergency Department (ED) - ACH | Akron | Akron City Campus | Akron City Hospital | Ground Floor | 2012-08-15 | Low
No | 029541 | Monitors, Physiologic, Patient Transport | 865039 - M3002A - Intellivue Multi Measurement Server X2 | DE037A0634 | Philips Healthcare | Emergency Department (ED) - ACH | Akron | Akron City Campus | Akron City Hospital | Ground Floor | 2012-08-15 | Low
No | 030032 | Monitors, Physiologic, Patient Transport | 865039 - M3002A - Intellivue Multi Measurement Server X2 | DE49408497 | Philips Healthcare | Anesthesia - SB | Barberton | Barberton Campus | Summa Barberton Hospital | 2nd Floor | 2011-11-08 | Low
No | 030042 | Monitors, Physiologic, Patient Transport | 865039 - M3002A - Intellivue Multi Measurement Server X2 | DE49408494 | Philips Healthcare | Anesthesia - SB | Barberton | Barberton Campus | Summa Barberton Hospital | 2nd Floor | 2011-11-08 | Low
No | 031445 | Monitors, Physiologic, Patient Transport | 865039 - M3002A - Intellivue Multi Measurement Server X2 | DE49408966 | Philips Healthcare | Emergency Department (ED) - Green | Barberton | Green Campus | Green Medical Center | Ground Floor | 2012-06-25 | Low
No | 032783 | Monitors, Physiologic, Patient Transport | 865039 - M3002A - Intellivue Multi Measurement Server X2 | DE315F1264 | Philips Healthcare | Anesthesia | Akron | Akron City Campus | Akron City Hospital | 1st Floor | 2014-05-06 | Low
No | 032784 | Monitors, Physiologic, Patient Transport | 865039 - M3002A - Intellivue Multi Measurement Server X2 | DE315F1167 | Philips Healthcare | Anesthesia | Akron | Akron City Campus | Akron City Hospital | 1st Floor | 2014-05-06 | Low
No | 032785 | Monitors, Physiologic, Patient Transport | 865039 - M3002A - Intellivue Multi Measurement Server X2 | DE315F0883 | Philips Healthcare | Anesthesia | Akron | Akron City Campus | Akron City Hospital | 1st Floor | 2014-05-06 | Low
No | 032786 | Monitors, Physiologic, Patient Transport | 865039 - M3002A - Intellivue Multi Measurement Server X2 | DE315F1076 | Philips Healthcare | Anesthesia | Akron | Akron City Campus | Akron City Hospital | 1st Floor | 2014-05-06 | Low
No | 032787 | Monitors, Physiologic, Patient Transport | 865039 - M3002A - Intellivue Multi Measurement Server X2 | DE315F0882 | Philips Healthcare | Anesthesia | Akron | Akron City Campus | Akron City Hospital | 1st Floor | 2014-05-06 | Low
No | 032788 | Monitors, Physiologic, Patient Transport | 865039 - M3002A - Intellivue Multi Measurement Server X2 | DE315F1172 | Philips Healthcare | Anesthesia | Akron | Akron City Campus | Akron City Hospital | 1st Floor | 2014-05-06 | Low
No | 032789 | Monitors, Physiologic, Patient Transport | 865039 - M3002A - Intellivue Multi Measurement Server X2 | DE315F1083 | Philips Healthcare | Anesthesia | Akron | Akron City Campus | Akron City Hospital | 1st Floor | 2014-05-06 | Low
No | 032790 | Monitors, Physiologic, Patient Transport | 865039 - M3002A - Intellivue Multi Measurement Server X2 | DE315F1044 | Philips Healthcare | Anesthesia | Akron | Akron City Campus | Akron City Hospital | 1st Floor | 2014-05-06 | Low
No | 032791 | Monitors, Physiologic, Patient Transport | 865039 - M3002A - Intellivue Multi Measurement Server X2 | DE315F1097 | Philips Healthcare | Anesthesia | Akron | Akron City Campus | Akron City Hospital | 1st Floor | 2014-05-06 | Low
No | 032792 | Monitors, Physiologic, Patient Transport | 865039 - M3002A - Intellivue Multi Measurement Server X2 | DE315F1077 | Philips Healthcare | Anesthesia | Akron | Akron City Campus | Akron City Hospital | 1st Floor | 2014-05-06 | Low
No | 032793 | Monitors, Physiologic, Patient Transport | 865039 - M3002A - Intellivue Multi Measurement Server X2 | DE315F1154 | Philips Healthcare | Anesthesia | Akron | Akron City Campus | Akron City Hospital | 1st Floor | 2014-05-06 | Low
No | 032794 | Monitors, Physiologic, Patient Transport | 865039 - M3002A - Intellivue Multi Measurement Server X2 | DE315F1155 | Philips Healthcare | Anesthesia | Akron | Akron City Campus | Akron City Hospital | 1st Floor | 2014-05-06 | Low
No | 032795 | Monitors, Physiologic, Patient Transport | 865039 - M3002A - Intellivue Multi Measurement Server X2 | DE315F1093 | Philips Healthcare | Anesthesia | Akron | Akron City Campus | Akron City Hospital | 1st Floor | 2014-05-06 | Low
No | 032796 | Monitors, Physiologic, Patient Transport | 865039 - M3002A - Intellivue Multi Measurement Server X2 | DE315F1055 | Philips Healthcare | Anesthesia | Akron | Akron City Campus | Akron City Hospital | 1st Floor | 2014-05-06 | Low
No | 032797 | Monitors, Physiologic, Patient Transport | 865039 - M3002A - Intellivue Multi Measurement Server X2 | DE315F1171 | Philips Healthcare | Anesthesia | Akron | Akron City Campus | Akron City Hospital | 1st Floor | 2014-05-06 | Low
No | 032798 | Monitors, Physiologic, Patient Transport | 865039 - M3002A - Intellivue Multi Measurement Server X2 | DE315F1161 | Philips Healthcare | Anesthesia | Akron | Akron City Campus | Akron City Hospital | 1st Floor | 2014-05-06 | Low
No | 032799 | Monitors, Physiologic, Patient Transport | 865039 - M3002A - Intellivue Multi Measurement Server X2 | DE315F0846 | Philips Healthcare | Anesthesia | Akron | Akron City Campus | Akron City Hospital | 1st Floor | 2014-05-06 | Low
No | 032800 | Monitors, Physiologic, Patient Transport | 865039 - M3002A - Intellivue Multi Measurement Server X2 | DE315F1070 | Philips Healthcare | Anesthesia | Akron | Akron City Campus | Akron City Hospital | 1st Floor | 2014-05-06 | Low
No | 032801 | Monitors, Physiologic, Patient Transport | 865039 - M3002A - Intellivue Multi Measurement Server X2 | DE315F1089 | Philips Healthcare | Anesthesia | Akron | Akron City Campus | Akron City Hospital | 1st Floor | 2014-05-06 | Low
No | 032802 | Monitors, Physiologic, Patient Transport | 865039 - M3002A - Intellivue Multi Measurement Server X2 | DE315F1166 | Philips Healthcare | Anesthesia | Akron | Akron City Campus | Akron City Hospital | 1st Floor | 2014-05-06 | Low
No | 032803 | Monitors, Physiologic, Patient Transport | 865039 - M3002A - Intellivue Multi Measurement Server X2 | DE315F1158 | Philips Healthcare | Anesthesia | Akron | Akron City Campus | Akron City Hospital | 1st Floor | 2014-05-06 | Low
No | 032804 | Monitors, Physiologic, Patient Transport | 865039 - M3002A - Intellivue Multi Measurement Server X2 | DE315F1126 | Philips Healthcare | Anesthesia | Akron | Akron City Campus | Akron City Hospital | 1st Floor | 2014-05-06 | Low
No | 033379 | Monitors, Physiologic, Patient Transport | 865039 - M3002A - Intellivue Multi Measurement Server X2 | DE575N7836 | Philips Healthcare | Anesthesia | Akron | Akron City Campus | Akron City Hospital | 1st Floor | 2016-11-29 | Low
No | 033385 | Monitors, Physiologic, Patient Transport | 865039 - M3002A - Intellivue Multi Measurement Server X2 | DE575N7920 | Philips Healthcare | Endoscopy - Outpatient | Akron | Akron City Campus | 95 Arch | Ground Floor | 2016-10-23 | Low
No | 033389 | Monitors, Physiologic, Patient Transport | 865039 - M3002A - Intellivue Multi Measurement Server X2 | DE575N7838 | Philips Healthcare | Endoscopy - Outpatient | Akron | Akron City Campus | 95 Arch | Ground Floor | 2016-10-23 | Low
No | 037234 | Monitors, Physiologic, Patient Transport | 865039 - M3002A - Intellivue Multi Measurement Server X2 | DE654U0169 | Philips Healthcare | PACU - SB | Barberton | Barberton Campus | Summa Barberton Hospital | 2nd Floor | 2017-11-03 | Low
No | 037235 | Monitors, Physiologic, Patient Transport | 865039 - M3002A - Intellivue Multi Measurement Server X2 | DE654U0109 | Philips Healthcare | PACU - SB | Barberton | Barberton Campus | Summa Barberton Hospital | 2nd Floor | 2017-11-03 | Low
No | 037236 | Monitors, Physiologic, Patient Transport | 865039 - M3002A - Intellivue Multi Measurement Server X2 | DE654U0311 | Philips Healthcare | PACU - SW | Barberton | Wadsworth Campus | Wadsworth-Rittman Medical Center | 1st Floor | 2017-11-03 | Low
No | 037237 | Monitors, Physiologic, Patient Transport | 865039 - M3002A - Intellivue Multi Measurement Server X2 | DE654U0129 | Philips Healthcare | PACU - SB | Barberton | Barberton Campus | Summa Barberton Hospital | 2nd Floor | 2017-11-03 | Low
No | 037272 | Monitors, Physiologic, Patient Transport | 865039 - M3002A - Intellivue Multi Measurement Server X2 | DE654U0352 | Philips Healthcare | PACU - SW | Barberton | Wadsworth Campus | Wadsworth-Rittman Medical Center | 1st Floor | 2017-10-30 | Low
No | 037275 | Monitors, Physiologic, Patient Transport | 865039 - M3002A - Intellivue Multi Measurement Server X2 | DE654U0339 | Philips Healthcare | PACU - SW | Barberton | Wadsworth Campus | Wadsworth-Rittman Medical Center | 1st Floor | 2017-10-30 | Low
No | 037278 | Monitors, Physiologic, Patient Transport | 865039 - M3002A - Intellivue Multi Measurement Server X2 | DE654U0342 | Philips Healthcare | PACU - SW | Barberton | Wadsworth Campus | Wadsworth-Rittman Medical Center | 1st Floor | 2017-10-30 | Low
No | 037281 | Monitors, Physiologic, Patient Transport | 865039 - M3002A - Intellivue Multi Measurement Server X2 | DE654U0343 | Philips Healthcare | Endoscopy - SW | Barberton | Wadsworth Campus | Wadsworth-Rittman Medical Center | 1st Floor | 2017-10-30 | Low
No | 037434 | Monitors, Physiologic, Patient Transport | 865039 - M3002A - Intellivue Multi Measurement Server X2 | DE575N3054 | Philips Healthcare | Endoscopy - SW | Barberton | Wadsworth Campus | Wadsworth-Rittman Medical Center | 1st Floor | 2016-08-25 | Low
No | 037643 | Monitors, Physiologic, Patient Transport | 865039 - M3002A - Intellivue Multi Measurement Server X2 | DE654U0492 | Philips Healthcare | PACU - SB | Barberton | Barberton Campus | Summa Barberton Hospital | 2nd Floor | 2017-11-03 | Low
No | 037645 | Monitors, Physiologic, Patient Transport | 865039 - M3002A - Intellivue Multi Measurement Server X2 | DE654U0253 | Philips Healthcare | Ultrasound - SB | Barberton | Barberton Campus | Summa Barberton Hospital | Ground Floor | 2017-11-03 | Low
No | 037647 | Monitors, Physiologic, Patient Transport | 865039 - M3002A - Intellivue Multi Measurement Server X2 | DE654U0286 | Philips Healthcare | PACU - SB | Barberton | Barberton Campus | Summa Barberton Hospital | 2nd Floor | 2017-11-03 | Low
No | 037649 | Monitors, Physiologic, Patient Transport | 865039 - M3002A - Intellivue Multi Measurement Server X2 | DE654U0128 | Philips Healthcare | Sameday Surgery Center - SW | Barberton | Wadsworth Campus | Wadsworth-Rittman Medical Center | 1st Floor | 2017-11-03 | Low
No | 037651 | Monitors, Physiologic, Patient Transport | 865039 - M3002A - Intellivue Multi Measurement Server X2 | DE654U0385 | Philips Healthcare | PACU - SB | Barberton | Barberton Campus | Summa Barberton Hospital | 2nd Floor | 2017-11-03 | Low
No | 037653 | Monitors, Physiologic, Patient Transport | 865039 - M3002A - Intellivue Multi Measurement Server X2 | DE654U0133 | Philips Healthcare | PACU - SB | Barberton | Barberton Campus | Summa Barberton Hospital | 2nd Floor | 2017-11-03 | Low
No | 037654 | Monitors, Physiologic, Patient Transport | 865039 - M3002A - Intellivue Multi Measurement Server X2 | DE654U0243 | Philips Healthcare | PACU - SB | Barberton | Barberton Campus | Summa Barberton Hospital | 2nd Floor | 2017-11-03 | Low
No | 037657 | Monitors, Physiologic, Patient Transport | 865039 - M3002A - Intellivue Multi Measurement Server X2 | DE654T9932 | Philips Healthcare | PACU - SB | Barberton | Barberton Campus | Summa Barberton Hospital | 2nd Floor | 2017-11-03 | Low
No | 037660 | Monitors, Physiologic, Patient Transport | 865039 - M3002A - Intellivue Multi Measurement Server X2 | DE654U0378 | Philips Healthcare | PACU - SB | Barberton | Barberton Campus | Summa Barberton Hospital | 2nd Floor | 2017-11-03 | Low
No | 037663 | Monitors, Physiologic, Patient Transport | 865039 - M3002A - Intellivue Multi Measurement Server X2 | DE654U0056 | Philips Healthcare | Sameday Surgery Center - SW | Barberton | Wadsworth Campus | Wadsworth-Rittman Medical Center | 1st Floor | 2017-11-03 | Low
No | 037735 | Monitors, Physiologic, Patient Transport | 865039 - M3002A - Intellivue Multi Measurement Server X2 | DE575N4898 | Philips Healthcare | Anesthesia - SB | Barberton | Barberton Campus | Summa Barberton Hospital | 2nd Floor | 2016-09-21 | Low
No | 038220 | Monitors, Physiologic, Patient Transport | 865039 - M3002A - Intellivue Multi Measurement Server X2 | DE654U0336 | Philips Healthcare | Health Tech Mgmt - SB | Barberton | Barberton Campus | Summa Barberton Hospital | 5th Floor | 2017-11-03 | Low
No | 038223 | Monitors, Physiologic, Patient Transport | 865039 - M3002A - Intellivue Multi Measurement Server X2 | DE654U0201 | Philips Healthcare | Sameday Surgery Center - SB | Barberton | Barberton Campus | Summa Barberton Hospital | 2nd Floor | 2017-11-03 | Low
No | 038225 | Monitors, Physiologic, Patient Transport | 865039 - M3002A - Intellivue Multi Measurement Server X2 | DE654U0276 | Philips Healthcare | Sameday Surgery Center - SB | Barberton | Barberton Campus | Summa Barberton Hospital | 2nd Floor | 2017-11-03 | Low
No | 038233 | Monitors, Physiologic, Patient Transport | 865039 - M3002A - Intellivue Multi Measurement Server X2 | DE535L6487 | Philips Healthcare | Emergency Department (ED) - Wadsworth | Barberton | Wadsworth Campus | Wadsworth Emergency Bldg | Ground Floor | 2016-02-23 | Low
No | 038237 | Monitors, Physiologic, Patient Transport | 865039 - M3002A - Intellivue Multi Measurement Server X2 | DE535L6448 | Philips Healthcare | Emergency Department (ED) - Wadsworth | Barberton | Wadsworth Campus | Wadsworth Emergency Bldg | Ground Floor | 2016-02-23 | Low
No | 038239 | Monitors, Physiologic, Patient Transport | 865039 - M3002A - Intellivue Multi Measurement Server X2 | DE535L6530 | Philips Healthcare | Emergency Department (ED) - Wadsworth | Barberton | Wadsworth Campus | Wadsworth Emergency Bldg | Ground Floor | 2016-02-23 | Low
No | 038241 | Monitors, Physiologic, Patient Transport | 865039 - M3002A - Intellivue Multi Measurement Server X2 | DE535L6609 | Philips Healthcare | Emergency Department (ED) - Wadsworth | Barberton | Wadsworth Campus | Wadsworth Emergency Bldg | Ground Floor | 2016-02-23 | Low
No | 038243 | Monitors, Physiologic, Patient Transport | 865039 - M3002A - Intellivue Multi Measurement Server X2 | DE535L6519 | Philips Healthcare | Emergency Department (ED) - Wadsworth | Barberton | Wadsworth Campus | Wadsworth Emergency Bldg | Ground Floor | 2016-02-23 | Low
No | 038245 | Monitors, Physiologic, Patient Transport | 865039 - M3002A - Intellivue Multi Measurement Server X2 | DE535L6600 | Philips Healthcare | Emergency Department (ED) - Wadsworth | Barberton | Wadsworth Campus | Wadsworth Emergency Bldg | Ground Floor | 2016-02-23 | Low
No | 038249 | Monitors, Physiologic, Patient Transport | 865039 - M3002A - Intellivue Multi Measurement Server X2 | DE535L6604 | Philips Healthcare | Emergency Department (ED) - Wadsworth | Barberton | Wadsworth Campus | Wadsworth Emergency Bldg | Ground Floor | 2016-02-23 | Low
No | 038251 | Monitors, Physiologic, Patient Transport | 865039 - M3002A - Intellivue Multi Measurement Server X2 | DE535L6570 | Philips Healthcare | Emergency Department (ED) - Wadsworth | Barberton | Wadsworth Campus | Wadsworth Emergency Bldg | Ground Floor | 2016-02-23 | Low
No | 038253 | Monitors, Physiologic, Patient Transport | 865039 - M3002A - Intellivue Multi Measurement Server X2 | DE535L6492 | Philips Healthcare | Emergency Department (ED) - Wadsworth | Barberton | Wadsworth Campus | Wadsworth Emergency Bldg | Ground Floor | 2016-02-23 | Low
No | 038255 | Monitors, Physiologic, Patient Transport | 865039 - M3002A - Intellivue Multi Measurement Server X2 | DE535L6595 | Philips Healthcare | Emergency Department (ED) - Wadsworth | Barberton | Wadsworth Campus | Wadsworth Emergency Bldg | Ground Floor | 2016-02-23 | Low
No | 038258 | Monitors, Physiologic, Patient Transport | 865039 - M3002A - Intellivue Multi Measurement Server X2 | DE535L6597 | Philips Healthcare | Emergency Department (ED) - Wadsworth | Barberton | Wadsworth Campus | Wadsworth Emergency Bldg | Ground Floor | 2016-02-23 | Low
No | 038260 | Monitors, Physiologic, Patient Transport | 865039 - M3002A - Intellivue Multi Measurement Server X2 | DE535L6601 | Philips Healthcare | Emergency Department (ED) - Wadsworth | Barberton | Wadsworth Campus | Wadsworth Emergency Bldg | Ground Floor | 2016-02-23 | Low
No | 038262 | Monitors, Physiologic, Patient Transport | 865039 - M3002A - Intellivue Multi Measurement Server X2 | DE535L6612 | Philips Healthcare | Emergency Department (ED) - Wadsworth | Barberton | Wadsworth Campus | Wadsworth Emergency Bldg | Ground Floor | 2016-02-23 | Low
No | 038264 | Monitors, Physiologic, Patient Transport | 865039 - M3002A - Intellivue Multi Measurement Server X2 | DE535L6474 | Philips Healthcare | Emergency Department (ED) - Wadsworth | Barberton | Wadsworth Campus | Wadsworth Emergency Bldg | Ground Floor | 2016-02-23 | Low
No | 038266 | Monitors, Physiologic, Patient Transport | 865039 - M3002A - Intellivue Multi Measurement Server X2 | DE535L6517 | Philips Healthcare | Emergency Department (ED) - Wadsworth | Barberton | Wadsworth Campus | Wadsworth Emergency Bldg | Ground Floor | 2016-02-23 | Low
No | 038268 | Monitors, Physiologic, Patient Transport | 865039 - M3002A - Intellivue Multi Measurement Server X2 | DE535L6531 | Philips Healthcare | Emergency Department (ED) - Wadsworth | Barberton | Wadsworth Campus | Wadsworth Emergency Bldg | Ground Floor | 2016-02-23 | Low
No | 038270 | Monitors, Physiologic, Patient Transport | 865039 - M3002A - Intellivue Multi Measurement Server X2 | DE535L6532 | Philips Healthcare | Emergency Department (ED) - Wadsworth | Barberton | Wadsworth Campus | Wadsworth Emergency Bldg | Ground Floor | 2016-02-23 | Low
No | 038295 | Monitors, Physiologic, Patient Transport | 865039 - M3002A - Intellivue Multi Measurement Server X2 | DE654U0137 | Philips Healthcare | Sameday Surgery Center - SB | Barberton | Barberton Campus | Summa Barberton Hospital | 2nd Floor | 2017-11-03 | Low
No | 038298 | Monitors, Physiologic, Patient Transport | 865039 - M3002A - Intellivue Multi Measurement Server X2 | DE654U0241 | Philips Healthcare | Sameday Surgery Center - SB | Barberton | Barberton Campus | Summa Barberton Hospital | 2nd Floor | 2017-11-03 | Low
No | 038376 | Monitors, Physiologic, Patient Transport | 865039 - M3002A - Intellivue Multi Measurement Server X2 | DE654T9921 | Philips Healthcare | Sameday Surgery Center - SB | Barberton | Barberton Campus | Summa Barberton Hospital | 2nd Floor | 2017-11-03 | Low
No | 038378 | Monitors, Physiologic, Patient Transport | 865039 - M3002A - Intellivue Multi Measurement Server X2 | DE654U0384 | Philips Healthcare | Sameday Surgery Center - SB | Barberton | Barberton Campus | Summa Barberton Hospital | 2nd Floor | 2017-11-03 | Low
No | 038381 | Monitors, Physiologic, Patient Transport | 865039 - M3002A - Intellivue Multi Measurement Server X2 | DE654U0354 | Philips Healthcare | Sameday Surgery Center - SB | Barberton | Barberton Campus | Summa Barberton Hospital | 2nd Floor | 2017-11-03 | Low
No | 038386 | Monitors, Physiologic, Patient Transport | 865039 - M3002A - Intellivue Multi Measurement Server X2 | DE654U0383 | Philips Healthcare | Sameday Surgery Center - SB | Barberton | Barberton Campus | Summa Barberton Hospital | 2nd Floor | 2017-11-03 | Low
No | 038389 | Monitors, Physiologic, Patient Transport | 865039 - M3002A - Intellivue Multi Measurement Server X2 | DE654U0229 | Philips Healthcare | Emergency Department (ED) - Wadsworth | Barberton | Wadsworth Campus | Wadsworth Emergency Bldg | Ground Floor | 2017-11-03 | Low
No | 038396 | Monitors, Physiologic, Patient Transport | 865039 - M3002A - Intellivue Multi Measurement Server X2 | DE654U0148 | Philips Healthcare | Sameday Surgery Center - SB | Barberton | Barberton Campus | Summa Barberton Hospital | 2nd Floor | 2017-11-03 | Low
No | 038401 | Monitors, Physiologic, Patient Transport | 865039 - M3002A - Intellivue Multi Measurement Server X2 | DE535K3547 | Philips Healthcare | Sameday Surgery Center - SB | Barberton | Barberton Campus | Summa Barberton Hospital | 2nd Floor | 2015-08-26 | Low
No | 038484 | Monitors, Physiologic, Patient Transport | 865039 - M3002A - Intellivue Multi Measurement Server X2 | DE535L6545 | Philips Healthcare | Emergency Department (ED) - Wadsworth | Barberton | Wadsworth Campus | Wadsworth Emergency Bldg | Ground Floor | 2016-02-23 | Low
No | 038489 | Monitors, Physiologic, Patient Transport | 865039 - M3002A - Intellivue Multi Measurement Server X2 | DE535L6554 | Philips Healthcare | Emergency Department (ED) - Wadsworth | Barberton | Wadsworth Campus | Wadsworth Emergency Bldg | Ground Floor | 2016-02-23 | Low
No | 038519 | Monitors, Physiologic, Patient Transport | 865039 - M3002A - Intellivue Multi Measurement Server X2 | DE654U0196 | Philips Healthcare | Sameday Surgery Center - SW | Barberton | Wadsworth Campus | Wadsworth-Rittman Medical Center | 1st Floor | 2017-10-30 | Low
No | 038524 | Monitors, Physiologic, Patient Transport | 865039 - M3002A - Intellivue Multi Measurement Server X2 | DE654U0325 | Philips Healthcare | Sameday Surgery Center - SW | Barberton | Wadsworth Campus | Wadsworth-Rittman Medical Center | 1st Floor | 2017-10-30 | Low
No | 038531 | Monitors, Physiologic, Patient Transport | 865039 - M3002A - Intellivue Multi Measurement Server X2 | DE654U0187 | Philips Healthcare | Anesthesia - SB | Barberton | Barberton Campus | Summa Barberton Hospital | 2nd Floor | 2017-11-03 | Low
No | 038552 | Monitors, Physiologic, Patient Transport | 865039 - M3002A - Intellivue Multi Measurement Server X2 | DE654U0333 | Philips Healthcare | Sameday Surgery Center - SW | Barberton | Wadsworth Campus | Wadsworth-Rittman Medical Center | 1st Floor | 2017-10-30 | Low
No | 038555 | Monitors, Physiologic, Patient Transport | 865039 - M3002A - Intellivue Multi Measurement Server X2 | DE654U0120 | Philips Healthcare | Sameday Surgery Center - SW | Barberton | Wadsworth Campus | Wadsworth-Rittman Medical Center | 1st Floor | 2017-10-30 | Low
No | 038557 | Monitors, Physiologic, Patient Transport | 865039 - M3002A - Intellivue Multi Measurement Server X2 | DE654U0322 | Philips Healthcare | Sameday Surgery Center - SW | Barberton | Wadsworth Campus | Wadsworth-Rittman Medical Center | 1st Floor | 2017-10-30 | Low
No | 038559 | Monitors, Physiologic, Patient Transport | 865039 - M3002A - Intellivue Multi Measurement Server X2 | Unknown | Philips Healthcare | Sameday Surgery Center - SW | Barberton | Wadsworth Campus | Wadsworth-Rittman Medical Center | 1st Floor | 2017-10-30 | Low
No | 038561 | Monitors, Physiologic, Patient Transport | 865039 - M3002A - Intellivue Multi Measurement Server X2 | DE654U0293 | Philips Healthcare | Sameday Surgery Center - SW | Barberton | Wadsworth Campus | Wadsworth-Rittman Medical Center | 1st Floor | 2017-10-30 | Low
No | 038566 | Monitors, Physiologic, Patient Transport | 865039 - M3002A - Intellivue Multi Measurement Server X2 | DE654U0288 | Philips Healthcare | Sameday Surgery Center - SW | Barberton | Wadsworth Campus | Wadsworth-Rittman Medical Center | 1st Floor | 2017-10-30 | Low
No | 038571 | Monitors, Physiologic, Patient Transport | 865039 - M3002A - Intellivue Multi Measurement Server X2 | DE654U0340 | Philips Healthcare | Sameday Surgery Center - SW | Barberton | Wadsworth Campus | Wadsworth-Rittman Medical Center | 1st Floor | 2017-10-30 | Low
No | 038574 | Monitors, Physiologic, Patient Transport | 865039 - M3002A - Intellivue Multi Measurement Server X2 | DE654U0007 | Philips Healthcare | Sameday Surgery Center - SW | Barberton | Wadsworth Campus | Wadsworth-Rittman Medical Center | 1st Floor | 2017-10-30 | Low
No | 038577 | Monitors, Physiologic, Patient Transport | 865039 - M3002A - Intellivue Multi Measurement Server X2 | DE654U0074 | Philips Healthcare | Sameday Surgery Center - SW | Barberton | Wadsworth Campus | Wadsworth-Rittman Medical Center | 1st Floor | 2017-10-30 | Low
No | 038579 | Monitors, Physiologic, Patient Transport | 865039 - M3002A - Intellivue Multi Measurement Server X2 | DE654U0076 | Philips Healthcare | Sameday Surgery Center - SW | Barberton | Wadsworth Campus | Wadsworth-Rittman Medical Center | 1st Floor | 2017-10-30 | Low
No | 038580 | Monitors, Physiologic, Patient Transport | 865039 - M3002A - Intellivue Multi Measurement Server X2 | DE654U0065 | Philips Healthcare | Sameday Surgery Center - SW | Barberton | Wadsworth Campus | Wadsworth-Rittman Medical Center | 1st Floor | 2017-10-30 | Low
No | 038583 | Monitors, Physiologic, Patient Transport | 865039 - M3002A - Intellivue Multi Measurement Server X2 | DE575N3151 | Philips Healthcare | Sameday Surgery Center - SW | Barberton | Wadsworth Campus | Wadsworth-Rittman Medical Center | 1st Floor | 2016-08-25 | Low
No | 038586 | Monitors, Physiologic, Patient Transport | 865039 - M3002A - Intellivue Multi Measurement Server X2 | DE654T9825 | Philips Healthcare | Sameday Surgery Center - SW | Barberton | Wadsworth Campus | Wadsworth-Rittman Medical Center | 1st Floor | 2017-10-30 | Low
No | 038589 | Monitors, Physiologic, Patient Transport | 865039 - M3002A - Intellivue Multi Measurement Server X2 | DE654T9907 | Philips Healthcare | Sameday Surgery Center - SW | Barberton | Wadsworth Campus | Wadsworth-Rittman Medical Center | 1st Floor | 2017-10-30 | Low
No | 038614 | Monitors, Physiologic, Patient Transport | 865039 - M3002A - Intellivue Multi Measurement Server X2 | DE654T9991 | Philips Healthcare | Sameday Surgery Center - SW | Barberton | Wadsworth Campus | Wadsworth-Rittman Medical Center | 1st Floor | 2017-11-03 | Low
No | 038616 | Monitors, Physiologic, Patient Transport | 865039 - M3002A - Intellivue Multi Measurement Server X2 | DE654T9954 | Philips Healthcare | Sameday Surgery Center - SW | Barberton | Wadsworth Campus | Wadsworth-Rittman Medical Center |  | 2017-11-03 | Low
No | 038623 | Monitors, Physiologic, Patient Transport | 865039 - M3002A - Intellivue Multi Measurement Server X2 | DE654T9970 | Philips Healthcare | Sameday Surgery Center - SW | Barberton | Wadsworth Campus | Wadsworth-Rittman Medical Center | Ground Floor | 2017-11-03 | Low
No | 038677 | Monitors, Physiologic, Patient Transport | 865039 - M3002A - Intellivue Multi Measurement Server X2 | DE654T9933 | Philips Healthcare | PACU - SB | Barberton | Barberton Campus | Summa Barberton Hospital | 2nd Floor | 2017-11-03 | Low
No | 038680 | Monitors, Physiologic, Patient Transport | 865039 - M3002A - Intellivue Multi Measurement Server X2 | DE654T9694 | Philips Healthcare | Sameday Surgery Center - SW | Barberton | Wadsworth Campus | Wadsworth-Rittman Medical Center | Ground Floor | 2017-11-03 | Low
No | 038687 | Monitors, Physiologic, Patient Transport | 865039 - M3002A - Intellivue Multi Measurement Server X2 | DE575N3147 | Philips Healthcare | Endoscopy - SB | Barberton | Barberton Campus | Summa Barberton Hospital | 2nd Floor | 2016-08-25 | Low
No | 038688 | Monitors, Physiologic, Patient Transport | 865039 - M3002A - Intellivue Multi Measurement Server X2 | DE575N4902 | Philips Healthcare | Endoscopy - SB | Barberton | Barberton Campus | Summa Barberton Hospital | 2nd Floor | 2016-09-21 | Low
No | 039043 | Monitors, Physiologic, Patient Transport | 865039 - M3002A - Intellivue Multi Measurement Server X2 | DE575N4894 | Philips Healthcare | Anesthesia | Akron | Akron City Campus | Akron City Hospital | Ground Floor | 2016-09-21 | Low
No | 039045 | Monitors, Physiologic, Patient Transport | 865039 - M3002A - Intellivue Multi Measurement Server X2 | DE575N4907 | Philips Healthcare | Anesthesia - SW | Barberton | Wadsworth Campus | Wadsworth-Rittman Medical Center | 1st Floor | 2016-09-21 | Low
No | 039066 | Monitors, Physiologic, Patient Transport | 865039 - M3002A - Intellivue Multi Measurement Server X2 | DE575N4890 | Philips Healthcare | Anesthesia - SB | Barberton | Barberton Campus | Summa Barberton Hospital | 2nd Floor | 2016-09-21 | Low
No | 039089 | Monitors, Physiologic, Patient Transport | 865039 - M3002A - Intellivue Multi Measurement Server X2 | DE575N4652 | Philips Healthcare | PACU - SB | Barberton | Barberton Campus | Summa Barberton Hospital | 2nd Floor | 2016-09-21 | Low
No | 039093 | Monitors, Physiologic, Patient Transport | 865039 - M3002A - Intellivue Multi Measurement Server X2 | DE575N4912 | Philips Healthcare | Anesthesia - SB | Barberton | Barberton Campus | Summa Barberton Hospital | 2nd Floor | 2016-09-21 | Low
No | 039120 | Monitors, Physiologic, Patient Transport | 865039 - M3002A - Intellivue Multi Measurement Server X2 | DE575N4892 | Philips Healthcare | Anesthesia - SB | Barberton | Barberton Campus | Summa Barberton Hospital | 2nd Floor | 2016-09-21 | Low
No | 039124 | Monitors, Physiologic, Patient Transport | 865039 - M3002A - Intellivue Multi Measurement Server X2 | DE654T9883 | Philips Healthcare | Endoscopy - SW | Barberton | Wadsworth Campus | Wadsworth-Rittman Medical Center | 1st Floor | 2020-12-07 | Low
No | 039154 | Monitors, Physiologic, Patient Transport | 865039 - M3002A - Intellivue Multi Measurement Server X2 | DE575N3240 | Philips Healthcare | Endoscopy - SB | Barberton | Barberton Campus | Summa Barberton Hospital | 2nd Floor | 2016-08-25 | Low
No | 039372 | Monitors, Physiologic, Patient Transport | 865039 - M3002A - Intellivue Multi Measurement Server X2 | DE654U0092 | Philips Healthcare | Health Tech Mgmt - SB | Barberton | Barberton Campus | Summa Barberton Hospital | 5th Floor | 2017-11-03 | Low
No | 050042 | Monitors, Physiologic, Patient Transport | 865039 - M3002A - Intellivue Multi Measurement Server X2 | DE575N7780 | Philips Healthcare | Endoscopy - Outpatient | Akron | Akron City Campus | 95 Arch | Ground Floor | 2016-10-23 | Low
No | 050059 | Monitors, Physiologic, Patient Transport | 865039 - M3002A - Intellivue Multi Measurement Server X2 | DE575N7874 | Philips Healthcare | Endoscopy - Outpatient | Akron | Akron City Campus | 95 Arch | Ground Floor | 2016-10-23 | Low
No | 050061 | Monitors, Physiologic, Patient Transport | 865039 - M3002A - Intellivue Multi Measurement Server X2 | DE575N7864 | Philips Healthcare | Endoscopy - Outpatient | Akron | Akron City Campus | 95 Arch | Ground Floor | 2016-10-23 | Low
No | 050065 | Monitors, Physiologic, Patient Transport | 865039 - M3002A - Intellivue Multi Measurement Server X2 | DE575N7850 | Philips Healthcare | Endoscopy - Outpatient | Akron | Akron City Campus | 95 Arch | Ground Floor | 2016-10-23 | Low
No | 050067 | Monitors, Physiologic, Patient Transport | 865039 - M3002A - Intellivue Multi Measurement Server X2 | DE575N8171 | Philips Healthcare | Endoscopy - Outpatient | Akron | Akron City Campus | 95 Arch | Ground Floor | 2016-10-23 | Low
No | 050069 | Monitors, Physiologic, Patient Transport | 865039 - M3002A - Intellivue Multi Measurement Server X2 | DE575N7705 | Philips Healthcare | Endoscopy - Outpatient | Akron | Akron City Campus | 95 Arch | Ground Floor | 2016-10-23 | Low
No | 050377 | Monitors, Physiologic, Patient Transport | 865039 - M3002A - Intellivue Multi Measurement Server X2 | DE575P6668 | Philips Healthcare | Endoscopy - Outpatient | Akron | Akron City Campus | 95 Arch | Ground Floor | 2017-02-02 | Low
No | 050378 | Monitors, Physiologic, Patient Transport | 865039 - M3002A - Intellivue Multi Measurement Server X2 | DE575P6723 | Philips Healthcare | Endoscopy - Outpatient | Akron | Akron City Campus | 95 Arch | Ground Floor | 2017-02-02 | Low
No | 050379 | Monitors, Physiologic, Patient Transport | 865039 - M3002A - Intellivue Multi Measurement Server X2 | DE575P6603 | Philips Healthcare | Endoscopy - Outpatient | Akron | Akron City Campus | 95 Arch | Ground Floor | 2017-02-02 | Low
No | 050381 | Monitors, Physiologic, Patient Transport | 865039 - M3002A - Intellivue Multi Measurement Server X2 | DE575P6710 | Philips Healthcare | Endoscopy - Outpatient | Akron | Akron City Campus | 95 Arch | Ground Floor | 2017-02-02 | Low
No | 050382 | Monitors, Physiologic, Patient Transport | 865039 - M3002A - Intellivue Multi Measurement Server X2 | DE575P6730 | Philips Healthcare | Endoscopy - Outpatient | Akron | Akron City Campus | 95 Arch | Ground Floor | 2017-02-02 | Low
No | 050383 | Monitors, Physiologic, Patient Transport | 865039 - M3002A - Intellivue Multi Measurement Server X2 | DE575P6546 | Philips Healthcare | Endoscopy - Outpatient | Akron | Akron City Campus | 95 Arch | Ground Floor | 2017-02-02 | Low
No | 050384 | Monitors, Physiologic, Patient Transport | 865039 - M3002A - Intellivue Multi Measurement Server X2 | DE575P6674 | Philips Healthcare | Endoscopy - Outpatient | Akron | Akron City Campus | 95 Arch | Ground Floor | 2017-02-02 | Low
No | 050386 | Monitors, Physiologic, Patient Transport | 865039 - M3002A - Intellivue Multi Measurement Server X2 | DE575P6707 | Philips Healthcare | Endoscopy - Outpatient | Akron | Akron City Campus | 95 Arch | Ground Floor | 2017-02-02 | Low
No | 050387 | Monitors, Physiologic, Patient Transport | 865039 - M3002A - Intellivue Multi Measurement Server X2 | DE575P6685 | Philips Healthcare | Endoscopy - Outpatient | Akron | Akron City Campus | 95 Arch | Ground Floor | 2017-02-02 | Low
No | 050389 | Monitors, Physiologic, Patient Transport | 865039 - M3002A - Intellivue Multi Measurement Server X2 | DE575P6727 | Philips Healthcare | Endoscopy - Outpatient | Akron | Akron City Campus | 95 Arch | Ground Floor | 2017-02-02 | Low
No | 050390 | Monitors, Physiologic, Patient Transport | 865039 - M3002A - Intellivue Multi Measurement Server X2 | DE575P6705 | Philips Healthcare | Endoscopy - Outpatient | Akron | Akron City Campus | 95 Arch | Ground Floor | 2017-02-02 | Low
No | 050391 | Monitors, Physiologic, Patient Transport | 865039 - M3002A - Intellivue Multi Measurement Server X2 | DE575P6729 | Philips Healthcare | Endoscopy - Outpatient | Akron | Akron City Campus | 95 Arch | Ground Floor | 2017-02-02 | Low
No | 050392 | Monitors, Physiologic, Patient Transport | 865039 - M3002A - Intellivue Multi Measurement Server X2 | DE575P6702 | Philips Healthcare | Endoscopy - Outpatient | Akron | Akron City Campus | 95 Arch | Ground Floor | 2017-02-02 | Low
No | 050393 | Monitors, Physiologic, Patient Transport | 865039 - M3002A - Intellivue Multi Measurement Server X2 | DE575P6698 | Philips Healthcare | Endoscopy - Outpatient | Akron | Akron City Campus | 95 Arch | Ground Floor | 2017-02-02 | Low
No | 050419 | Monitors, Physiologic, Patient Transport | 865039 - M3002A - Intellivue Multi Measurement Server X2 | DE575P6550 | Philips Healthcare | Endoscopy - Outpatient | Akron | Akron City Campus | 95 Arch | Ground Floor | 2017-02-01 | Low
No | 052307 | Monitors, Physiologic, Patient Transport | 865039 - M3002A - Intellivue Multi Measurement Server X2 | DE575P6383 | Philips Healthcare | Anesthesia | Akron | Akron City Campus | Akron City Hospital | 1st Floor | 2017-01-18 | Low
No | 052539 | Monitors, Physiologic, Patient Transport | 865039 - M3002A - Intellivue Multi Measurement Server X2 | DE575P8880 | Philips Healthcare | Health Tech Mgmt | Akron | Akron City Campus | H Tower | Basement | 2017-02-14 | Low
No | 052541 | Monitors, Physiologic, Patient Transport | 865039 - M3002A - Intellivue Multi Measurement Server X2 | DE575P8564 | Philips Healthcare | Health Tech Mgmt | Akron | Akron City Campus | ACH Admin Building | Ground Floor | 2017-02-14 | Low
No | 052542 | Monitors, Physiologic, Patient Transport | 865039 - M3002A - Intellivue Multi Measurement Server X2 | DE575P8570 | Philips Healthcare | Health Tech Mgmt | Akron | Akron City Campus | H Tower | Basement | 2017-02-14 | Low
No | 053032 | Monitors, Physiologic, Patient Transport | 865039 - M3002A - Intellivue Multi Measurement Server X2 | DE73607866 | Philips Healthcare | Endoscopy - SB | Barberton | Barberton Campus | Summa Barberton Hospital | 2nd Floor | 2017-09-05 | Low
No | 053034 | Monitors, Physiologic, Patient Transport | 865039 - M3002A - Intellivue Multi Measurement Server X2 | DE037C4236 | Philips Healthcare | Health Tech Mgmt | Akron | Akron City Campus | ACH Admin Building | Ground Floor | 2017-09-05 | Low
No | 053035 | Monitors, Physiologic, Patient Transport | 865039 - M3002A - Intellivue Multi Measurement Server X2 | DE73607968 | Philips Healthcare | Anesthesia | Akron | Akron City Campus | Akron City Hospital | 1st Floor | 2017-09-05 | Low
No | 053761 | Monitors, Physiologic, Patient Transport | 865039 - M3002A - Intellivue Multi Measurement Server X2 | DE575P6680 | Philips Healthcare | Endoscopy - Outpatient | Akron | Akron City Campus | 95 Arch | Ground Floor | 2019-02-05 | Low
No | 055286 | Monitors, Physiologic, Patient Transport | 865039 - M3002A - Intellivue Multi Measurement Server X2 | DE575N8010 | Philips Healthcare | Anesthesia | Akron | Akron City Campus | Akron City Hospital | 1st Floor | 2016-11-29 | Low
No | 055293 | Monitors, Physiologic, Patient Transport | 865039 - M3002A - Intellivue Multi Measurement Server X2 | DE575N7996 | Philips Healthcare | Anesthesia | Akron | Akron City Campus | Akron City Hospital | 1st Floor | 2016-11-29 | Low
No | 055302 | Monitors, Physiologic, Patient Transport | 865039 - M3002A - Intellivue Multi Measurement Server X2 | DE575N8024 | Philips Healthcare | Anesthesia | Akron | Akron City Campus | Akron City Hospital | 1st Floor | 2016-11-29 | Low
No | 070245 | Monitors, Physiologic, Patient Transport | 865039 - M3002A - Intellivue Multi Measurement Server X2 | DE315F7223 | Philips Healthcare | Sameday Surgery Center - SW | Barberton | Wadsworth Campus | Wadsworth-Rittman Medical Center | 1st Floor | 2023-09-15 | Low
No | 070248 | Monitors, Physiologic, Patient Transport | 865039 - M3002A - Intellivue Multi Measurement Server X2 | DE03767578 | Philips Healthcare | Sameday Surgery Center - SW | Barberton | Wadsworth Campus | Wadsworth-Rittman Medical Center | 1st Floor | 2023-09-15 | Low
No | 070252 | Monitors, Physiologic, Patient Transport | 865039 - M3002A - Intellivue Multi Measurement Server X2 | DE03778912 | Philips Healthcare | Sameday Surgery Center - SW | Barberton | Wadsworth Campus | Wadsworth-Rittman Medical Center | 1st Floor | 2023-09-15 | Low
No | 070255 | Monitors, Physiologic, Patient Transport | 865039 - M3002A - Intellivue Multi Measurement Server X2 | DE35106561 | Philips Healthcare | Sameday Surgery Center - SW | Barberton | Wadsworth Campus | Wadsworth-Rittman Medical Center | 1st Floor | 2023-09-15 | Low
No | 070258 | Monitors, Physiologic, Patient Transport | 865039 - M3002A - Intellivue Multi Measurement Server X2 | DE03780648 | Philips Healthcare | Sameday Surgery Center - SW | Barberton | Wadsworth Campus | Wadsworth-Rittman Medical Center | 1st Floor | 2023-09-15 | Low
No | 070261 | Monitors, Physiologic, Patient Transport | 865039 - M3002A - Intellivue Multi Measurement Server X2 | DE654U0508 | Philips Healthcare | Sameday Surgery Center - SW | Barberton | Wadsworth Campus | Wadsworth-Rittman Medical Center | 1st Floor | 2023-09-15 | Low
No | 070264 | Monitors, Physiologic, Patient Transport | 865039 - M3002A - Intellivue Multi Measurement Server X2 | DE03792876 | Philips Healthcare | Sameday Surgery Center - SW | Barberton | Wadsworth Campus | Wadsworth-Rittman Medical Center | 1st Floor | 2023-09-15 | Low
No | 070267 | Monitors, Physiologic, Patient Transport | 865039 - M3002A - Intellivue Multi Measurement Server X2 | DE03770332 | Philips Healthcare | Sameday Surgery Center - SW | Barberton | Wadsworth Campus | Wadsworth-Rittman Medical Center | 1st Floor | 2023-09-15 | Low
No | 070270 | Monitors, Physiologic, Patient Transport | 865039 - M3002A - Intellivue Multi Measurement Server X2 | DE315F5172 | Philips Healthcare | Sameday Surgery Center - SW | Barberton | Wadsworth Campus | Wadsworth-Rittman Medical Center | 1st Floor | 2023-09-15 | Low
No | 070273 | Monitors, Physiologic, Patient Transport | 865039 - M3002A - Intellivue Multi Measurement Server X2 | DE03769190 | Philips Healthcare | Sameday Surgery Center - SW | Barberton | Wadsworth Campus | Wadsworth-Rittman Medical Center | 1st Floor | 2023-09-15 | Low
No | 038409 | Monitors, Physiologic, Patient Transport | 867030 - Intellivue X3 | DE61139768 | Philips Healthcare | Sameday Surgery Center - SB | Barberton | Barberton Campus | Summa Barberton Hospital | 2nd Floor | 2019-01-29 | Low
No | 038412 | Monitors, Physiologic, Patient Transport | 867030 - Intellivue X3 | DE61139767 | Philips Healthcare | Sameday Surgery Center - SB | Barberton | Barberton Campus | Summa Barberton Hospital | 2nd Floor | 2019-01-29 | Low
No | 038413 | Monitors, Physiologic, Patient Transport | 867030 - Intellivue X3 | DE61139562 | Philips Healthcare | Sameday Surgery Center - SB | Barberton | Barberton Campus | Summa Barberton Hospital | 2nd Floor | 2019-01-29 | Low
No | 038529 | Monitors, Physiologic, Patient Transport | 867030 - Intellivue X3 | DE61139569 | Philips Healthcare | Sameday Surgery Center - SB | Barberton | Barberton Campus | Summa Barberton Hospital | 2nd Floor | 2019-01-29 | Low
No | 039104 | Monitors, Physiologic, Patient Transport | 867030 - Intellivue X3 | DE61139612 | Philips Healthcare | Sameday Surgery Center - SB | Barberton | Barberton Campus | Summa Barberton Hospital | 2nd Floor | 2019-01-29 | Low
No | 039106 | Monitors, Physiologic, Patient Transport | 867030 - Intellivue X3 | DE61139606 | Philips Healthcare | Sameday Surgery Center - SB | Barberton | Barberton Campus | Summa Barberton Hospital | 2nd Floor | 2019-01-29 | Low
No | 050230 | Monitors, Physiologic, Patient Transport | 867030 - Intellivue X3 | DE61116790 | Philips Healthcare | Angiography | Akron | Akron City Campus | Akron City Hospital | 2nd Floor | 2018-06-07 | Low
No | 050992 | Monitors, Physiologic, Patient Transport | 867030 - Intellivue X3 | DE61116902 | Philips Healthcare | Angiography | Akron | Akron City Campus | Akron City Hospital | 2nd Floor | 2018-06-07 | Low
No | 050994 | Monitors, Physiologic, Patient Transport | 867030 - Intellivue X3 | DE61116903 | Philips Healthcare | Angiography | Akron | Akron City Campus | Akron City Hospital | 2nd Floor | 2018-06-07 | Low
No | 050996 | Monitors, Physiologic, Patient Transport | 867030 - Intellivue X3 | DE61116849 | Philips Healthcare | Angiography | Akron | Akron City Campus | Akron City Hospital | 2nd Floor | 2018-06-07 | Low
No | 050998 | Monitors, Physiologic, Patient Transport | 867030 - Intellivue X3 | DE61116799 | Philips Healthcare | Diagnostic Radiology | Akron | Akron City Campus | Akron City Hospital | Ground Floor | 2018-06-07 | Low
No | 051000 | Monitors, Physiologic, Patient Transport | 867030 - Intellivue X3 | DE61116842 | Philips Healthcare | Diagnostic Radiology | Akron | Akron City Campus | Akron City Hospital | Ground Floor | 2018-06-07 | Low
No | 051002 | Monitors, Physiologic, Patient Transport | 867030 - Intellivue X3 | DE61116904 | Philips Healthcare | Angiography | Akron | Akron City Campus | Akron City Hospital | 2nd Floor | 2018-06-07 | Low
No | 055685 | Monitors, Physiologic, Patient Transport | 867030 - Intellivue X3 | DE61116773 | Philips Healthcare | Angiography | Akron | Akron City Campus | Akron City Hospital | 2nd Floor | 2020-06-12 | Low
No | 055803 | Monitors, Physiologic, Patient Transport | 867030 - Intellivue X3 | DE61152027 | Philips Healthcare | H2 - Labor and Delivery Unit (L&D) | Akron | Akron City Campus | H Tower | 2nd Floor | 2019-05-20 | Low
No | 056776 | Monitors, Physiologic, Patient Transport | 867030 - Intellivue X3 | DE61154479 | Philips Healthcare | Sameday Surgery Center | Akron | Akron City Campus | H Tower | 1st Floor | 2019-05-06 | Low
No | 056779 | Monitors, Physiologic, Patient Transport | 867030 - Intellivue X3 | DE61154431 | Philips Healthcare | Sameday Surgery Center | Akron | Akron City Campus | H Tower | 1st Floor | 2019-05-06 | Low
No | 056782 | Monitors, Physiologic, Patient Transport | 867030 - Intellivue X3 | DE61154434 | Philips Healthcare | Sameday Surgery Center | Akron | Akron City Campus | H Tower | 1st Floor | 2019-05-06 | Low
No | 056802 | Monitors, Physiologic, Patient Transport | 867030 - Intellivue X3 | DE61154432 | Philips Healthcare | Sameday Surgery Center | Akron | Akron City Campus | H Tower | 1st Floor | 2019-05-06 | Low
No | 056805 | Monitors, Physiologic, Patient Transport | 867030 - Intellivue X3 | DE61154438 | Philips Healthcare | Sameday Surgery Center | Akron | Akron City Campus | H Tower | 1st Floor | 2019-05-06 | Low
No | 056808 | Monitors, Physiologic, Patient Transport | 867030 - Intellivue X3 | DE61154239 | Philips Healthcare | Sameday Surgery Center | Akron | Akron City Campus | H Tower | 1st Floor | 2019-05-06 | Low
No | 056811 | Monitors, Physiologic, Patient Transport | 867030 - Intellivue X3 | DE61154439 | Philips Healthcare | Sameday Surgery Center | Akron | Akron City Campus | H Tower | 1st Floor | 2019-05-06 | Low
No | 056814 | Monitors, Physiologic, Patient Transport | 867030 - Intellivue X3 | DE61154440 | Philips Healthcare | Sameday Surgery Center | Akron | Akron City Campus | H Tower | 1st Floor | 2019-05-06 | Low
No | 056817 | Monitors, Physiologic, Patient Transport | 867030 - Intellivue X3 | DE61154071 | Philips Healthcare | Sameday Surgery Center | Akron | Akron City Campus | H Tower | 1st Floor | 2019-05-06 | Low
No | 056820 | Monitors, Physiologic, Patient Transport | 867030 - Intellivue X3 | DE61154073 | Philips Healthcare | Sameday Surgery Center | Akron | Akron City Campus | H Tower | 1st Floor | 2019-05-06 | Low
No | 056823 | Monitors, Physiologic, Patient Transport | 867030 - Intellivue X3 | DE61154492 | Philips Healthcare | Sameday Surgery Center | Akron | Akron City Campus | H Tower | 1st Floor | 2019-05-06 | Low
No | 056826 | Monitors, Physiologic, Patient Transport | 867030 - Intellivue X3 | DE61154486 | Philips Healthcare | Sameday Surgery Center | Akron | Akron City Campus | H Tower | 1st Floor | 2019-05-06 | Low
No | 056829 | Monitors, Physiologic, Patient Transport | 867030 - Intellivue X3 | DE61154436 | Philips Healthcare | Sameday Surgery Center | Akron | Akron City Campus | H Tower | 1st Floor | 2019-05-06 | Low
No | 056832 | Monitors, Physiologic, Patient Transport | 867030 - Intellivue X3 | DE61154251 | Philips Healthcare | Sameday Surgery Center | Akron | Akron City Campus | H Tower | 1st Floor | 2019-05-06 | Low
No | 056835 | Monitors, Physiologic, Patient Transport | 867030 - Intellivue X3 | DE61154484 | Philips Healthcare | Sameday Surgery Center | Akron | Akron City Campus | H Tower | 1st Floor | 2019-05-06 | Low
No | 056838 | Monitors, Physiologic, Patient Transport | 867030 - Intellivue X3 | DE61154487 | Philips Healthcare | Sameday Surgery Center | Akron | Akron City Campus | H Tower | 1st Floor | 2019-05-06 | Low
No | 056841 | Monitors, Physiologic, Patient Transport | 867030 - Intellivue X3 | DE61154483 | Philips Healthcare | Sameday Surgery Center | Akron | Akron City Campus | H Tower | 1st Floor | 2019-05-06 | Low
No | 056844 | Monitors, Physiologic, Patient Transport | 867030 - Intellivue X3 | DE61154444 | Philips Healthcare | Sameday Surgery Center | Akron | Akron City Campus | H Tower | 1st Floor | 2019-05-06 | Low
No | 056847 | Monitors, Physiologic, Patient Transport | 867030 - Intellivue X3 | DE61154437 | Philips Healthcare | Sameday Surgery Center | Akron | Akron City Campus | H Tower | 1st Floor | 2019-05-06 | Low
No | 056850 | Monitors, Physiologic, Patient Transport | 867030 - Intellivue X3 | DE61154629 | Philips Healthcare | Sameday Surgery Center | Akron | Akron City Campus | H Tower | 1st Floor | 2019-05-06 | Low
No | 056853 | Monitors, Physiologic, Patient Transport | 867030 - Intellivue X3 | DE61154441 | Philips Healthcare | Sameday Surgery Center | Akron | Akron City Campus | H Tower | 1st Floor | 2019-05-06 | Low
No | 056856 | Monitors, Physiologic, Patient Transport | 867030 - Intellivue X3 | DE61154429 | Philips Healthcare | Sameday Surgery Center | Akron | Akron City Campus | H Tower | 1st Floor | 2019-05-06 | Low
No | 056859 | Monitors, Physiologic, Patient Transport | 867030 - Intellivue X3 | DE61154428 | Philips Healthcare | Sameday Surgery Center | Akron | Akron City Campus | H Tower | 1st Floor | 2019-05-06 | Low
No | 056862 | Monitors, Physiologic, Patient Transport | 867030 - Intellivue X3 | DE61154233 | Philips Healthcare | Sameday Surgery Center | Akron | Akron City Campus | H Tower | 1st Floor | 2019-05-06 | Low
No | 056865 | Monitors, Physiologic, Patient Transport | 867030 - Intellivue X3 | DE611544442 | Philips Healthcare | Sameday Surgery Center | Akron | Akron City Campus | H Tower | 1st Floor | 2019-05-06 | Low
No | 056868 | Monitors, Physiologic, Patient Transport | 867030 - Intellivue X3 | DE61154491 | Philips Healthcare | Sameday Surgery Center | Akron | Akron City Campus | H Tower | 1st Floor | 2019-05-06 | Low
No | 056871 | Monitors, Physiologic, Patient Transport | 867030 - Intellivue X3 | DE61154495 | Philips Healthcare | Sameday Surgery Center | Akron | Akron City Campus | H Tower | 1st Floor | 2019-05-06 | Low
No | 056874 | Monitors, Physiologic, Patient Transport | 867030 - Intellivue X3 | DE61154433 | Philips Healthcare | Sameday Surgery Center | Akron | Akron City Campus | H Tower | 1st Floor | 2019-05-06 | Low
No | 056877 | Monitors, Physiologic, Patient Transport | 867030 - Intellivue X3 | DE61154426 | Philips Healthcare | Sameday Surgery Center | Akron | Akron City Campus | H Tower | 1st Floor | 2019-05-06 | Low
No | 056880 | Monitors, Physiologic, Patient Transport | 867030 - Intellivue X3 | DE61154446 | Philips Healthcare | Sameday Surgery Center | Akron | Akron City Campus | H Tower | 1st Floor | 2019-05-06 | Low
No | 056883 | Monitors, Physiologic, Patient Transport | 867030 - Intellivue X3 | DE61154236 | Philips Healthcare | Sameday Surgery Center | Akron | Akron City Campus | H Tower | 1st Floor | 2019-05-06 | Low
No | 056886 | Monitors, Physiologic, Patient Transport | 867030 - Intellivue X3 | DE61154435 | Philips Healthcare | Sameday Surgery Center | Akron | Akron City Campus | H Tower | 1st Floor | 2019-05-06 | Low
No | 056889 | Monitors, Physiologic, Patient Transport | 867030 - Intellivue X3 | DE61154443 | Philips Healthcare | Sameday Surgery Center | Akron | Akron City Campus | H Tower | 1st Floor | 2019-05-06 | Low
No | 056892 | Monitors, Physiologic, Patient Transport | 867030 - Intellivue X3 | DE61154248 | Philips Healthcare | Sameday Surgery Center | Akron | Akron City Campus | H Tower | 1st Floor | 2019-05-06 | Low
No | 056895 | Monitors, Physiologic, Patient Transport | 867030 - Intellivue X3 | DE61154494 | Philips Healthcare | Sameday Surgery Center | Akron | Akron City Campus | H Tower | 1st Floor | 2019-05-06 | Low
No | 056898 | Monitors, Physiologic, Patient Transport | 867030 - Intellivue X3 | DE61154447 | Philips Healthcare | Sameday Surgery Center | Akron | Akron City Campus | H Tower | 1st Floor | 2019-05-06 | Low
No | 057187 | Monitors, Physiologic, Patient Transport | 867030 - Intellivue X3 | DE61152056 | Philips Healthcare | H2 - Perinatal Unit | Akron | Akron City Campus | H Tower | 2nd Floor | 2019-05-20 | Low
No | 057189 | Monitors, Physiologic, Patient Transport | 867030 - Intellivue X3 | DE61151767 | Philips Healthcare | H2 - Labor and Delivery Unit (L&D) | Akron | Akron City Campus | H Tower | 2nd Floor | 2019-05-14 | Low
No | 057351 | Monitors, Physiologic, Patient Transport | 867030 - Intellivue X3 | DE61151916 | Philips Healthcare | Anesthesia | Akron | Akron City Campus | Akron City Hospital | 1st Floor | 2019-05-15 | Low
No | 057354 | Monitors, Physiologic, Patient Transport | 867030 - Intellivue X3 | DE61151918 | Philips Healthcare | Anesthesia | Akron | Akron City Campus | Akron City Hospital | 1st Floor | 2019-05-15 | Low
No | 057357 | Monitors, Physiologic, Patient Transport | 867030 - Intellivue X3 | DE61151930 | Philips Healthcare | Anesthesia | Akron | Akron City Campus | Akron City Hospital | 1st Floor | 2019-05-15 | Low
No | 057361 | Monitors, Physiologic, Patient Transport | 867030 - Intellivue X3 | DE61151912 | Philips Healthcare | Anesthesia | Akron | Akron City Campus | Akron City Hospital | 1st Floor | 2019-05-15 | Low
No | 057363 | Monitors, Physiologic, Patient Transport | 867030 - Intellivue X3 | DE61151922 | Philips Healthcare | Anesthesia | Akron | Akron City Campus | Akron City Hospital | 1st Floor | 2019-05-15 | Low
No | 057448 | Monitors, Physiologic, Patient Transport | 867030 - Intellivue X3 | DE61151906 | Philips Healthcare | Anesthesia | Akron | Akron City Campus | Akron City Hospital | 1st Floor | 2019-05-15 | Low
No | 060465 | Monitors, Physiologic, Patient Transport | 867030 - Intellivue X3 | DE694H1243 | Philips Healthcare | Anesthesia | Akron | Akron City Campus | Akron City Hospital | 1st Floor | 2021-05-07 | Low
No | 060466 | Monitors, Physiologic, Patient Transport | 867030 - Intellivue X3 | DE694H1205 | Philips Healthcare | Anesthesia | Akron | Akron City Campus | Akron City Hospital | 1st Floor | 2021-05-07 | Low
No | 061169 | Monitors, Physiologic, Patient Transport | 867030 - Intellivue X3 | DE694J3958 | Philips Healthcare | Anesthesia | Akron | Akron City Campus | Akron City Hospital | 1st Floor | 2021-11-04 | Low
No | 061244 | Monitors, Physiologic, Patient Transport | 867030 - Intellivue X3 | DE752M3357 | Philips Healthcare | Angiography | Akron | Akron City Campus | Akron City Hospital | 2nd Floor | 2022-01-12 | Low
No | 061245 | Monitors, Physiologic, Patient Transport | 867030 - Intellivue X3 | DE752M3373 | Philips Healthcare | Angiography | Akron | Akron City Campus | Akron City Hospital | 2nd Floor | 2022-01-12 | Low
No | 061246 | Monitors, Physiologic, Patient Transport | 867030 - Intellivue X3 | DE752M3397 | Philips Healthcare | Angiography | Akron | Akron City Campus | Akron City Hospital | 2nd Floor | 2022-01-12 | Low
No | 061247 | Monitors, Physiologic, Patient Transport | 867030 - Intellivue X3 | DE752M3515 | Philips Healthcare | Angiography | Akron | Akron City Campus | Akron City Hospital | 2nd Floor | 2022-01-12 | Low
No | 061248 | Monitors, Physiologic, Patient Transport | 867030 - Intellivue X3 | DE752M3517 | Philips Healthcare | Angiography | Akron | Akron City Campus | Akron City Hospital | 2nd Floor | 2022-01-12 | Low
No | 062515 | Monitors, Physiologic, Patient Transport | 867030 - Intellivue X3 | DE752T3580 | Philips Healthcare | Interventional Psychiatry | Akron | Akron City Campus | Akron City Hospital | 2nd Floor | 2023-01-20 10:43 | Low
No | 062520 | Monitors, Physiologic, Patient Transport | 867030 - Intellivue X3 | DE752T3481 | Philips Healthcare | Interventional Psychiatry | Akron | Akron City Campus | Akron City Hospital | 2nd Floor | 2023-01-20 10:43 | Low
No | 062523 | Monitors, Physiologic, Patient Transport | 867030 - Intellivue X3 | DE752T3661 | Philips Healthcare | Interventional Psychiatry | Akron | Akron City Campus | Akron City Hospital | 2nd Floor | 2023-01-20 10:43 | Low
No | 062702 | Monitors, Physiologic, Patient Transport | 867030 - Intellivue X3 | DE752T3648 | Philips Healthcare | Interventional Psychiatry | Akron | Akron City Campus | Akron City Hospital | 2nd Floor | 2023-01-20 10:43 | Low
No | 062705 | Monitors, Physiologic, Patient Transport | 867030 - Intellivue X3 | DE752T3648 | Philips Healthcare | Interventional Psychiatry | Akron | Akron City Campus | Akron City Hospital | 2nd Floor | 2023-01-20 10:43 | Low
No | 062708 | Monitors, Physiologic, Patient Transport | 867030 - Intellivue X3 | DE752T3657 | Philips Healthcare | Interventional Psychiatry | Akron | Akron City Campus | Akron City Hospital | 2nd Floor | 2023-01-20 10:43 | Low
No | 063214 | Monitors, Physiologic, Patient Transport | 867030 - Intellivue X3 | DE7840BFRD | Philips Healthcare | Endoscopy | Akron | Akron City Campus | Akron City Hospital | Ground Floor | 2024-03-28 07:25 | Low
No | 063215 | Monitors, Physiologic, Patient Transport | 867030 - Intellivue X3 | DE7840BG58 | Philips Healthcare | Endoscopy | Akron | Akron City Campus | Akron City Hospital | Ground Floor | 2024-03-28 07:25 | Low
No | 063815 | Monitors, Physiologic, Patient Transport | 867030 - Intellivue X3 | DE7840BF8A | Philips Healthcare | Endoscopy | Akron | Akron City Campus | Akron City Hospital | Ground Floor | 2024-03-28 07:24 | Low
No | 063821 | Monitors, Physiologic, Patient Transport | 867030 - Intellivue X3 | DE7840BGEL | Philips Healthcare | Endoscopy | Akron | Akron City Campus | Akron City Hospital | Ground Floor | 2024-03-28 07:26 | Low
No | 063822 | Monitors, Physiologic, Patient Transport | 867030 - Intellivue X3 | DE7840BGF0 | Philips Healthcare | Endoscopy | Akron | Akron City Campus | Akron City Hospital | Ground Floor | 2024-03-28 07:24 | Low
No | 063823 | Monitors, Physiologic, Patient Transport | 867030 - Intellivue X3 | DE7840BFTU | Philips Healthcare | Endoscopy | Akron | Akron City Campus | Akron City Hospital | Ground Floor | 2024-03-28 07:16 | Low
No | 063824 | Monitors, Physiologic, Patient Transport | 867030 - Intellivue X3 | DE7840BG9A | Philips Healthcare | Endoscopy | Akron | Akron City Campus | Akron City Hospital | Ground Floor | 2024-03-28 07:23 | Low
No | 063997 | Monitors, Physiologic, Patient Transport | 867030 - Intellivue X3 | DE7840BNNH | Philips Healthcare | SCI-Cardiology Prep & Recovery | Akron | Akron City Campus | Akron City Hospital | 1st Floor | 2024-06-26 14:25 | Low
No | 063999 | Monitors, Physiologic, Patient Transport | 867030 - Intellivue X3 | DE7840BNPG | Philips Healthcare | SCI-Cardiology Prep & Recovery | Akron | Akron City Campus | Akron City Hospital | 1st Floor | 2024-06-28 12:44 | Low
No | 064171 | Monitors, Physiologic, Patient Transport | 867030 - Intellivue X3 | DE8090CJ0Z | Philips Healthcare | SCI-Cardiology Prep & Recovery | Akron | Akron City Campus | Akron City Hospital | 1st Floor | 2024-10-07 08:48 | Low
No | 064172 | Monitors, Physiologic, Patient Transport | 867030 - Intellivue X3 | DE80090CJP9 | Philips Healthcare | H2 - Labor and Delivery Unit (L&D) | Akron | Akron City Campus | H Tower | 2nd Floor | 2024-10-07 09:01 | Low
No | 064173 | Monitors, Physiologic, Patient Transport | 867030 - Intellivue X3 | DE80090CHP2 | Philips Healthcare | H2 - Labor and Delivery Unit (L&D) | Akron | Akron City Campus | H Tower | 2nd Floor | 2024-10-07 09:01 | Low
No | 064174 | Monitors, Physiologic, Patient Transport | 867030 - Intellivue X3 | DE80090CJNJ | Philips Healthcare | H2 - Labor and Delivery Unit (L&D) | Akron | Akron City Campus | H Tower | 2nd Floor | 2024-10-07 09:01 | Low
No | 064334 | Monitors, Physiologic, Patient Transport | 867030 - Intellivue X3 | DE8090CHR4 | Philips Healthcare | SCI-Cardiology Prep & Recovery | Akron | Akron City Campus | Akron City Hospital | 1st Floor | 2024-10-07 08:48 | Low
No | 064335 | Monitors, Physiologic, Patient Transport | 867030 - Intellivue X3 | DE8090CJ1T | Philips Healthcare | SCI-Cardiology Prep & Recovery | Akron | Akron City Campus | Akron City Hospital | 1st Floor | 2024-10-07 08:48 | Low
No | 064336 | Monitors, Physiologic, Patient Transport | 867030 - Intellivue X3 | DE8090CHN0 | Philips Healthcare | SCI-Cardiology Prep & Recovery | Akron | Akron City Campus | Akron City Hospital | 1st Floor | 2024-10-07 08:48 | Low
No | 064337 | Monitors, Physiologic, Patient Transport | 867030 - Intellivue X3 | DE8090CHW1 | Philips Healthcare | SCI-Cardiology Prep & Recovery | Akron | Akron City Campus | Akron City Hospital | 1st Floor | 2024-10-07 08:48 | Low
No | 064338 | Monitors, Physiologic, Patient Transport | 867030 - Intellivue X3 | DE8090CHMH | Philips Healthcare | SCI-Cardiology Prep & Recovery | Akron | Akron City Campus | Akron City Hospital | 1st Floor | 2024-10-07 08:48 | Low
No | 064339 | Monitors, Physiologic, Patient Transport | 867030 - Intellivue X3 | DE8090CJ20 | Philips Healthcare | SCI-Cardiology Prep & Recovery | Akron | Akron City Campus | Akron City Hospital | 1st Floor | 2024-10-07 08:48 | Low
No | 064340 | Monitors, Physiologic, Patient Transport | 867030 - Intellivue X3 | DE8090CHWR | Philips Healthcare | SCI-Cardiology Prep & Recovery | Akron | Akron City Campus | Akron City Hospital | 1st Floor | 2024-10-07 08:48 | Low
No | 064341 | Monitors, Physiologic, Patient Transport | 867030 - Intellivue X3 | DE8090CJ1Z | Philips Healthcare | SCI-Cardiology Prep & Recovery | Akron | Akron City Campus | Akron City Hospital | 1st Floor | 2024-10-07 08:48 | Low
No | 064342 | Monitors, Physiologic, Patient Transport | 867030 - Intellivue X3 | DE8090CHPK | Philips Healthcare | SCI-Cardiology Prep & Recovery | Akron | Akron City Campus | Akron City Hospital | 1st Floor | 2024-10-07 08:48 | Low
No | 064343 | Monitors, Physiologic, Patient Transport | 867030 - Intellivue X3 | DE8090CJ15 | Philips Healthcare | SCI-Cardiology Prep & Recovery | Akron | Akron City Campus | Akron City Hospital | 1st Floor | 2024-10-07 08:48 | Low
No | 064344 | Monitors, Physiologic, Patient Transport | 867030 - Intellivue X3 | DE8090CHWN | Philips Healthcare | SCI-Cardiology Prep & Recovery | Akron | Akron City Campus | Akron City Hospital | 1st Floor | 2024-10-07 08:48 | Low
No | 064345 | Monitors, Physiologic, Patient Transport | 867030 - Intellivue X3 | DE8090CJ22 | Philips Healthcare | SCI-Cardiology Prep & Recovery | Akron | Akron City Campus | Akron City Hospital | 1st Floor | 2024-10-07 08:48 | Low
No | 064346 | Monitors, Physiologic, Patient Transport | 867030 - Intellivue X3 | DE8090CHN5 | Philips Healthcare | SCI-Cardiology Prep & Recovery | Akron | Akron City Campus | Akron City Hospital | 1st Floor | 2024-10-07 08:48 | Low
No | 064348 | Monitors, Physiologic, Patient Transport | 867030 - Intellivue X3 | DE7840BPTK | Philips Healthcare | SCI-Cardiology Prep & Recovery | Akron | Akron City Campus | Akron City Hospital | 1st Floor | 2024-10-07 08:48 | Low
No | 064507 | Monitors, Physiologic, Patient Transport | 867030 - Intellivue X3 | DE8090CHPY | Philips Healthcare | T2 - STN Intensive Care Unit (STN-ICU) | Akron | Akron City Campus | Critical Care Tower | 2nd Floor | 2024-10-07 07:57 | Low
No | 064508 | Monitors, Physiologic, Patient Transport | 867030 - Intellivue X3 | DE8090CK2C | Philips Healthcare | T2 - STN Intensive Care Unit (STN-ICU) | Akron | Akron City Campus | Critical Care Tower | 2nd Floor | 2024-10-07 07:57 | Low
No | 064509 | Monitors, Physiologic, Patient Transport | 867030 - Intellivue X3 | DE8090CJ27 | Philips Healthcare | T2 - STN Intensive Care Unit (STN-ICU) | Akron | Akron City Campus | Critical Care Tower | 2nd Floor | 2024-10-07 07:57 | Low
No | 064510 | Monitors, Physiologic, Patient Transport | 867030 - Intellivue X3 | DE8090CHPP | Philips Healthcare | T2 - STN Intensive Care Unit (STN-ICU) | Akron | Akron City Campus | Critical Care Tower | 2nd Floor | 2024-10-07 07:57 | Low
No | 064511 | Monitors, Physiologic, Patient Transport | 867030 - Intellivue X3 | DE8090CHWE | Philips Healthcare | T2 - STN Intensive Care Unit (STN-ICU) | Akron | Akron City Campus | Critical Care Tower | 2nd Floor | 2024-10-07 07:57 | Low
No | 064512 | Monitors, Physiologic, Patient Transport | 867030 - Intellivue X3 | DE8090CHPF | Philips Healthcare | T2 - STN Intensive Care Unit (STN-ICU) | Akron | Akron City Campus | Critical Care Tower | 2nd Floor | 2024-10-07 07:57 | Low
No | 064513 | Monitors, Physiologic, Patient Transport | 867030 - Intellivue X3 | DE8090CHP0 | Philips Healthcare | T2 - STN Intensive Care Unit (STN-ICU) | Akron | Akron City Campus | Critical Care Tower | 2nd Floor | 2024-10-07 07:57 | Low
No | 064514 | Monitors, Physiologic, Patient Transport | 867030 - Intellivue X3 | DE8090CHY3 | Philips Healthcare | T2 - STN Intensive Care Unit (STN-ICU) | Akron | Akron City Campus | Critical Care Tower | 2nd Floor | 2024-10-07 07:57 | Low
No | 064515 | Monitors, Physiologic, Patient Transport | 867030 - Intellivue X3 | DE8090CJ1J | Philips Healthcare | T2 - STN Intensive Care Unit (STN-ICU) | Akron | Akron City Campus | Critical Care Tower | 2nd Floor | 2024-10-07 07:57 | Low
No | 064516 | Monitors, Physiologic, Patient Transport | 867030 - Intellivue X3 | DE8090CJ0W | Philips Healthcare | T2 - STN Intensive Care Unit (STN-ICU) | Akron | Akron City Campus | Critical Care Tower | 2nd Floor | 2024-10-07 07:57 | Low
No | 064517 | Monitors, Physiologic, Patient Transport | 867030 - Intellivue X3 | DE8090CHW2 | Philips Healthcare | T2 - STN Intensive Care Unit (STN-ICU) | Akron | Akron City Campus | Critical Care Tower | 2nd Floor | 2024-10-07 07:57 | Low
No | 064518 | Monitors, Physiologic, Patient Transport | 867030 - Intellivue X3 | DE8090CHW3 | Philips Healthcare | T2 - STN Intensive Care Unit (STN-ICU) | Akron | Akron City Campus | Critical Care Tower | 2nd Floor | 2024-10-07 07:57 | Low
No | 064519 | Monitors, Physiologic, Patient Transport | 867030 - Intellivue X3 | DE8090CHNT | Philips Healthcare | T2 - STN Intensive Care Unit (STN-ICU) | Akron | Akron City Campus | Critical Care Tower | 2nd Floor | 2024-10-07 07:57 | Low
No | 064520 | Monitors, Physiologic, Patient Transport | 867030 - Intellivue X3 | DE8090CJ29 | Philips Healthcare | T2 - STN Intensive Care Unit (STN-ICU) | Akron | Akron City Campus | Critical Care Tower | 2nd Floor | 2024-10-07 07:57 | Low
No | 064521 | Monitors, Physiologic, Patient Transport | 867030 - Intellivue X3 | DE8090CHPU | Philips Healthcare | T2 - STN Intensive Care Unit (STN-ICU) | Akron | Akron City Campus | Critical Care Tower | 2nd Floor | 2024-10-07 07:57 | Low
No | 064522 | Monitors, Physiologic, Patient Transport | 867030 - Intellivue X3 | DE8090CHPD | Philips Healthcare | T2 - STN Intensive Care Unit (STN-ICU) | Akron | Akron City Campus | Critical Care Tower | 2nd Floor | 2024-10-07 07:57 | Low
No | 064523 | Monitors, Physiologic, Patient Transport | 867030 - Intellivue X3 | DE8090CHNC | Philips Healthcare | T2 - STN Intensive Care Unit (STN-ICU) | Akron | Akron City Campus | Critical Care Tower | 2nd Floor | 2024-10-07 07:57 | Low
No | 064524 | Monitors, Physiologic, Patient Transport | 867030 - Intellivue X3 | DE8090CHWC | Philips Healthcare | T2 - STN Intensive Care Unit (STN-ICU) | Akron | Akron City Campus | Critical Care Tower | 2nd Floor | 2024-10-07 07:57 | Low
No | 064525 | Monitors, Physiologic, Patient Transport | 867030 - Intellivue X3 | DE8090CHWA | Philips Healthcare | T2 - STN Intensive Care Unit (STN-ICU) | Akron | Akron City Campus | Critical Care Tower | 2nd Floor | 2024-10-07 07:57 | Low
No | 064577 | Monitors, Physiologic, Patient Transport | 867030 - Intellivue X3 | DE8090CHP2 | Philips Healthcare | T2 - STN Intensive Care Unit (STN-ICU) | Akron | Akron City Campus | Critical Care Tower | 2nd Floor | 2024-10-07 07:57 | Low
No | 064578 | Monitors, Physiologic, Patient Transport | 867030 - Intellivue X3 | DE8090CJNW | Philips Healthcare | T2 - STN Intensive Care Unit (STN-ICU) | Akron | Akron City Campus | Critical Care Tower | 2nd Floor | 2024-10-07 07:57 | Low
No | 064579 | Monitors, Physiologic, Patient Transport | 867030 - Intellivue X3 | DE8090CJ17 | Philips Healthcare | T2 - STN Intensive Care Unit (STN-ICU) | Akron | Akron City Campus | Critical Care Tower | 2nd Floor | 2024-10-07 07:57 | Low
No | 064580 | Monitors, Physiologic, Patient Transport | 867030 - Intellivue X3 | DE8090CHWJ | Philips Healthcare | T2 - STN Intensive Care Unit (STN-ICU) | Akron | Akron City Campus | Critical Care Tower | 2nd Floor | 2024-10-07 07:57 | Low
No | 064581 | Monitors, Physiologic, Patient Transport | 867030 - Intellivue X3 | DE8090CJ1B | Philips Healthcare | T2 - STN Intensive Care Unit (STN-ICU) | Akron | Akron City Campus | Critical Care Tower | 2nd Floor | 2024-10-07 07:57 | Low
No | 064582 | Monitors, Physiologic, Patient Transport | 867030 - Intellivue X3 | DE8090CHMC | Philips Healthcare | T2 - STN Intensive Care Unit (STN-ICU) | Akron | Akron City Campus | Critical Care Tower | 2nd Floor | 2024-10-07 07:57 | Low
No | 064583 | Monitors, Physiologic, Patient Transport | 867030 - Intellivue X3 | DE8090CHWP | Philips Healthcare | T2 - STN Intensive Care Unit (STN-ICU) | Akron | Akron City Campus | Critical Care Tower | 2nd Floor | 2024-10-07 07:57 | Low
No | 064584 | Monitors, Physiologic, Patient Transport | 867030 - Intellivue X3 | DE8090CHMV | Philips Healthcare | T2 - STN Intensive Care Unit (STN-ICU) | Akron | Akron City Campus | Critical Care Tower | 2nd Floor | 2024-10-07 07:57 | Low
No | 064585 | Monitors, Physiologic, Patient Transport | 867030 - Intellivue X3 | DE8090CJ13 | Philips Healthcare | T2 - STN Intensive Care Unit (STN-ICU) | Akron | Akron City Campus | Critical Care Tower | 2nd Floor | 2024-10-07 07:57 | Low
No | 064586 | Monitors, Physiologic, Patient Transport | 867030 - Intellivue X3 | DE8090CHNP | Philips Healthcare | T3 - Medical Intensive Care Unit (MICU) | Akron | Akron City Campus | Critical Care Tower | 3rd Floor | 2024-10-07 07:44 | Low
No | 064587 | Monitors, Physiologic, Patient Transport | 867030 - Intellivue X3 | DE8090CK25 | Philips Healthcare | T3 - Medical Intensive Care Unit (MICU) | Akron | Akron City Campus | Critical Care Tower | 3rd Floor | 2024-10-07 07:44 | Low
No | 064588 | Monitors, Physiologic, Patient Transport | 867030 - Intellivue X3 | DE8090CHNE | Philips Healthcare | T3 - Medical Intensive Care Unit (MICU) | Akron | Akron City Campus | Critical Care Tower | 3rd Floor | 2024-10-07 07:44 | Low
No | 064589 | Monitors, Physiologic, Patient Transport | 867030 - Intellivue X3 | DE8090CHT9 | Philips Healthcare | T3 - Medical Intensive Care Unit (MICU) | Akron | Akron City Campus | Critical Care Tower | 3rd Floor | 2024-10-07 07:44 | Low
No | 064590 | Monitors, Physiologic, Patient Transport | 867030 - Intellivue X3 | DE8090CJ1N | Philips Healthcare | T3 - Medical Intensive Care Unit (MICU) | Akron | Akron City Campus | Critical Care Tower | 3rd Floor | 2024-10-07 07:44 | Low
No | 064591 | Monitors, Physiologic, Patient Transport | 867030 - Intellivue X3 | DE8090CJP3 | Philips Healthcare | T3 - Medical Intensive Care Unit (MICU) | Akron | Akron City Campus | Critical Care Tower | 3rd Floor | 2024-10-07 07:44 | Low
No | 064592 | Monitors, Physiologic, Patient Transport | 867030 - Intellivue X3 | DE8090CJ1V | Philips Healthcare | T3 - Medical Intensive Care Unit (MICU) | Akron | Akron City Campus | Critical Care Tower | 3rd Floor | 2024-10-07 07:44 | Low
No | 064593 | Monitors, Physiologic, Patient Transport | 867030 - Intellivue X3 | DE8090CHW8 | Philips Healthcare | T3 - Medical Intensive Care Unit (MICU) | Akron | Akron City Campus | Critical Care Tower | 3rd Floor | 2024-10-07 07:44 | Low
No | 064594 | Monitors, Physiologic, Patient Transport | 867030 - Intellivue X3 | DE8090CHMW | Philips Healthcare | T3 - Medical Intensive Care Unit (MICU) | Akron | Akron City Campus | Critical Care Tower | 3rd Floor | 2024-10-07 07:44 | Low
No | 064595 | Monitors, Physiologic, Patient Transport | 867030 - Intellivue X3 | DE8090CK27 | Philips Healthcare | T3 - Medical Intensive Care Unit (MICU) | Akron | Akron City Campus | Critical Care Tower | 3rd Floor | 2024-10-07 07:44 | Low
No | 064596 | Monitors, Physiologic, Patient Transport | 867030 - Intellivue X3 | DE8090CJNN | Philips Healthcare | T3 - Medical Intensive Care Unit (MICU) | Akron | Akron City Campus | Critical Care Tower | 3rd Floor | 2024-10-07 07:44 | Low
No | 064597 | Monitors, Physiologic, Patient Transport | 867030 - Intellivue X3 | DE8090CK1E | Philips Healthcare | T3 - Medical Intensive Care Unit (MICU) | Akron | Akron City Campus | Critical Care Tower | 3rd Floor | 2024-10-07 07:44 | Low
No | 064598 | Monitors, Physiologic, Patient Transport | 867030 - Intellivue X3 | DE8090CHM2 | Philips Healthcare | T3 - Medical Intensive Care Unit (MICU) | Akron | Akron City Campus | Critical Care Tower | 3rd Floor | 2024-10-07 07:44 | Low
No | 064599 | Monitors, Physiologic, Patient Transport | 867030 - Intellivue X3 | DE8090CHT7 | Philips Healthcare | T3 - Medical Intensive Care Unit (MICU) | Akron | Akron City Campus | Critical Care Tower | 3rd Floor | 2024-10-07 07:44 | Low
No | 064600 | Monitors, Physiologic, Patient Transport | 867030 - Intellivue X3 | DE8090CHW5 | Philips Healthcare | T3 - Medical Intensive Care Unit (MICU) | Akron | Akron City Campus | Critical Care Tower | 3rd Floor | 2024-10-07 07:44 | Low
No | 064601 | Monitors, Physiologic, Patient Transport | 867030 - Intellivue X3 | DE8090CHPE | Philips Healthcare | T3 - Medical Intensive Care Unit (MICU) | Akron | Akron City Campus | Critical Care Tower | 3rd Floor | 2024-10-07 07:44 | Low
No | 064602 | Monitors, Physiologic, Patient Transport | 867030 - Intellivue X3 | DE8090CJ2C | Philips Healthcare | T3 - Medical Intensive Care Unit (MICU) | Akron | Akron City Campus | Critical Care Tower | 3rd Floor | 2024-10-07 07:44 | Low
No | 064603 | Monitors, Physiologic, Patient Transport | 867030 - Intellivue X3 | DE8090CHWB | Philips Healthcare | T3 - Medical Intensive Care Unit (MICU) | Akron | Akron City Campus | Critical Care Tower | 3rd Floor | 2024-10-07 07:44 | Low
No | 064604 | Monitors, Physiologic, Patient Transport | 867030 - Intellivue X3 | DE8090CHNV | Philips Healthcare | T3 - Medical Intensive Care Unit (MICU) | Akron | Akron City Campus | Critical Care Tower | 3rd Floor | 2024-10-07 07:44 | Low
No | 064605 | Monitors, Physiologic, Patient Transport | 867030 - Intellivue X3 | DE8090CHNH | Philips Healthcare | T3 - Medical Intensive Care Unit (MICU) | Akron | Akron City Campus | Critical Care Tower | 3rd Floor | 2024-10-07 07:44 | Low
No | 064606 | Monitors, Physiologic, Patient Transport | 867030 - Intellivue X3 | DE8090CJ28 | Philips Healthcare | T3 - Medical Intensive Care Unit (MICU) | Akron | Akron City Campus | Critical Care Tower | 3rd Floor | 2024-10-07 07:44 | Low
No | 064607 | Monitors, Physiologic, Patient Transport | 867030 - Intellivue X3 | DE8090CHW6 | Philips Healthcare | T3 - Medical Intensive Care Unit (MICU) | Akron | Akron City Campus | Critical Care Tower | 3rd Floor | 2024-10-07 07:44 | Low
No | 064608 | Monitors, Physiologic, Patient Transport | 867030 - Intellivue X3 | DE8090CHNP | Philips Healthcare | T3 - Medical Intensive Care Unit (MICU) | Akron | Akron City Campus | Critical Care Tower | 3rd Floor | 2024-10-07 07:44 | Low
No | 064609 | Monitors, Physiologic, Patient Transport | 867030 - Intellivue X3 | DE8090CHWT | Philips Healthcare | T3 - Medical Intensive Care Unit (MICU) | Akron | Akron City Campus | Critical Care Tower | 3rd Floor | 2024-10-07 07:44 | Low
No | 064610 | Monitors, Physiologic, Patient Transport | 867030 - Intellivue X3 | DE8090CJ2A | Philips Healthcare | T3 - Medical Intensive Care Unit (MICU) | Akron | Akron City Campus | Critical Care Tower | 3rd Floor | 2024-10-07 07:44 | Low
No | 064611 | Monitors, Physiologic, Patient Transport | 867030 - Intellivue X3 | DE8090CHNB | Philips Healthcare | T3 - Medical Intensive Care Unit (MICU) | Akron | Akron City Campus | Critical Care Tower | 3rd Floor | 2024-10-07 07:44 | Low
No | 064612 | Monitors, Physiologic, Patient Transport | 867030 - Intellivue X3 | DE8090CJ0Y | Philips Healthcare | T3 - Medical Intensive Care Unit (MICU) | Akron | Akron City Campus | Critical Care Tower | 3rd Floor | 2024-10-07 07:44 | Low
No | 064613 | Monitors, Physiologic, Patient Transport | 867030 - Intellivue X3 | DE8090CK8M | Philips Healthcare | T3 - Medical Intensive Care Unit (MICU) | Akron | Akron City Campus | Critical Care Tower | 3rd Floor | 2024-10-07 07:44 | Low
No | 064614 | Monitors, Physiologic, Patient Transport | 867030 - Intellivue X3 | DE8090CHPC | Philips Healthcare | T1 - CTV Intensive Care Unit (CTV-ICU) | Akron | Akron City Campus | H Tower | 1st Floor | 2024-10-07 09:22 | Low
No | 064615 | Monitors, Physiologic, Patient Transport | 867030 - Intellivue X3 | DE8090CHP5 | Philips Healthcare | T1 - CTV Intensive Care Unit (CTV-ICU) | Akron | Akron City Campus | H Tower | 1st Floor | 2024-10-07 09:22 | Low
No | 064616 | Monitors, Physiologic, Patient Transport | 867030 - Intellivue X3 | DE8090CHPR | Philips Healthcare | T1 - CTV Intensive Care Unit (CTV-ICU) | Akron | Akron City Campus | H Tower | 1st Floor | 2024-10-07 09:22 | Low
No | 064626 | Monitors, Physiologic, Patient Transport | 867030 - Intellivue X3 | DE80090CK22 | Philips Healthcare | T1 - CTV Intensive Care Unit (CTV-ICU) | Akron | Akron City Campus | H Tower | 1st Floor | 2024-10-07 09:22 | Low
No | 064627 | Monitors, Physiologic, Patient Transport | 867030 - Intellivue X3 | DE8090CK1W | Philips Healthcare | T1 - CTV Intensive Care Unit (CTV-ICU) | Akron | Akron City Campus | H Tower | 1st Floor | 2024-10-07 09:22 | Low
No | 064628 | Monitors, Physiologic, Patient Transport | 867030 - Intellivue X3 | DE8090CJR9 | Philips Healthcare | T1 - CTV Intensive Care Unit (CTV-ICU) | Akron | Akron City Campus | H Tower | 1st Floor | 2024-10-07 09:22 | Low
No | 064629 | Monitors, Physiologic, Patient Transport | 867030 - Intellivue X3 | DE8090CK28 | Philips Healthcare | T1 - CTV Intensive Care Unit (CTV-ICU) | Akron | Akron City Campus | H Tower | 1st Floor | 2024-10-07 09:22 | Low
No | 064630 | Monitors, Physiologic, Patient Transport | 867030 - Intellivue X3 | DE8090CJNM | Philips Healthcare | T1 - CTV Intensive Care Unit (CTV-ICU) | Akron | Akron City Campus | H Tower | 1st Floor | 2024-10-07 09:22 | Low
No | 064631 | Monitors, Physiologic, Patient Transport | 867030 - Intellivue X3 | DE8090CJ1H | Philips Healthcare | T1 - CTV Intensive Care Unit (CTV-ICU) | Akron | Akron City Campus | H Tower | 1st Floor | 2024-10-07 09:22 | Low
No | 064632 | Monitors, Physiologic, Patient Transport | 867030 - Intellivue X3 | DE8090CK2B | Philips Healthcare | T1 - CTV Intensive Care Unit (CTV-ICU) | Akron | Akron City Campus | H Tower | 1st Floor | 2024-10-07 09:22 | Low
No | 064633 | Monitors, Physiologic, Patient Transport | 867030 - Intellivue X3 | DE8090CK23 | Philips Healthcare | T1 - CTV Intensive Care Unit (CTV-ICU) | Akron | Akron City Campus | H Tower | 1st Floor | 2024-10-07 09:22 | Low
No | 064634 | Monitors, Physiologic, Patient Transport | 867030 - Intellivue X3 | DE8090CK1R | Philips Healthcare | T1 - CTV Intensive Care Unit (CTV-ICU) | Akron | Akron City Campus | H Tower | 1st Floor | 2024-10-07 09:22 | Low
No | 064635 | Monitors, Physiologic, Patient Transport | 867030 - Intellivue X3 | DE8090CJNZ | Philips Healthcare | T1 - CTV Intensive Care Unit (CTV-ICU) | Akron | Akron City Campus | H Tower | 1st Floor | 2024-10-07 09:22 | Low
No | 064636 | Monitors, Physiologic, Patient Transport | 867030 - Intellivue X3 | DE8090CHWM | Philips Healthcare | T1 - CTV Intensive Care Unit (CTV-ICU) | Akron | Akron City Campus | H Tower | 1st Floor | 2024-10-07 09:22 | Low
No | 064637 | Monitors, Physiologic, Patient Transport | 867030 - Intellivue X3 | DE8090CK2A | Philips Healthcare | T1 - CTV Intensive Care Unit (CTV-ICU) | Akron | Akron City Campus | H Tower | 1st Floor | 2024-10-07 09:22 | Low
No | 064638 | Monitors, Physiologic, Patient Transport | 867030 - Intellivue X3 | DE8090CJNY | Philips Healthcare | T1 - CTV Intensive Care Unit (CTV-ICU) | Akron | Akron City Campus | H Tower | 1st Floor | 2024-10-07 09:22 | Low
No | 064639 | Monitors, Physiologic, Patient Transport | 867030 - Intellivue X3 | DE8090CJNY | Philips Healthcare | T1 - CTV Intensive Care Unit (CTV-ICU) | Akron | Akron City Campus | H Tower | 1st Floor | 2024-10-07 09:22 | Low
No | 064640 | Monitors, Physiologic, Patient Transport | 867030 - Intellivue X3 | DE8090CK1J | Philips Healthcare | T1 - CTV Intensive Care Unit (CTV-ICU) | Akron | Akron City Campus | H Tower | 1st Floor | 2024-10-07 09:22 | Low
No | 064641 | Monitors, Physiologic, Patient Transport | 867030 - Intellivue X3 | DE8090CK21 | Philips Healthcare | T1 - CTV Intensive Care Unit (CTV-ICU) | Akron | Akron City Campus | H Tower | 1st Floor | 2024-10-07 09:22 | Low
No | 064642 | Monitors, Physiologic, Patient Transport | 867030 - Intellivue X3 | DE8090CJP7 | Philips Healthcare | T1 - CTV Intensive Care Unit (CTV-ICU) | Akron | Akron City Campus | H Tower | 1st Floor | 2024-10-07 09:22 | Low
No | 064643 | Monitors, Physiologic, Patient Transport | 867030 - Intellivue X3 | DE8090CHPH | Philips Healthcare | T1 - CTV Intensive Care Unit (CTV-ICU) | Akron | Akron City Campus | H Tower | 1st Floor | 2024-10-07 09:22 | Low
No | 064644 | Monitors, Physiologic, Patient Transport | 867030 - Intellivue X3 | DE8090CHT0 | Philips Healthcare | T1 - CTV Intensive Care Unit (CTV-ICU) | Akron | Akron City Campus | H Tower | 1st Floor | 2024-10-07 09:22 | Low
No | 064645 | Monitors, Physiologic, Patient Transport | 867030 - Intellivue X3 | DE8090CJNP | Philips Healthcare | T1 - CTV Intensive Care Unit (CTV-ICU) | Akron | Akron City Campus | H Tower | 1st Floor | 2024-10-07 09:22 | Low
No | 064646 | Monitors, Physiologic, Patient Transport | 867030 - Intellivue X3 | DE8090CHN3 | Philips Healthcare | T1 - CTV Intensive Care Unit (CTV-ICU) | Akron | Akron City Campus | H Tower | 1st Floor | 2024-10-07 09:22 | Low
No | 064647 | Monitors, Physiologic, Patient Transport | 867030 - Intellivue X3 | DE8090CK1L | Philips Healthcare | T1 - CTV Intensive Care Unit (CTV-ICU) | Akron | Akron City Campus | H Tower | 1st Floor | 2024-10-07 09:22 | Low
No | 064648 | Monitors, Physiologic, Patient Transport | 867030 - Intellivue X3 | DE8090CHW7 | Philips Healthcare | T1 - CTV Intensive Care Unit (CTV-ICU) | Akron | Akron City Campus | H Tower | 1st Floor | 2024-10-07 09:22 | Low
No | 064649 | Monitors, Physiologic, Patient Transport | 867030 - Intellivue X3 | DE8090CHVE | Philips Healthcare | T1 - CTV Intensive Care Unit (CTV-ICU) | Akron | Akron City Campus | H Tower | 1st Floor | 2024-10-07 09:22 | Low
No | 064650 | Monitors, Physiologic, Patient Transport | 867030 - Intellivue X3 | DE8090CHTJ | Philips Healthcare | T1 - CTV Intensive Care Unit (CTV-ICU) | Akron | Akron City Campus | H Tower | 1st Floor | 2024-10-07 09:22 | Low
No | 064652 | Monitors, Physiologic, Patient Transport | 867030 - Intellivue X3 | DE8090CJ95 | Philips Healthcare | PACU | Akron | Akron City Campus | Akron City Hospital | 1st Floor | 2024-10-07 08:20 | Low
No | 064654 | Monitors, Physiologic, Patient Transport | 867030 - Intellivue X3 | DE8090CJ7T | Philips Healthcare | PACU | Akron | Akron City Campus | Akron City Hospital | 1st Floor | 2024-10-07 08:20 | Low
No | 064656 | Monitors, Physiologic, Patient Transport | 867030 - Intellivue X3 | DE8090CJD3 | Philips Healthcare | PACU | Akron | Akron City Campus | Akron City Hospital | 1st Floor | 2024-10-07 08:20 | Low
No | 064658 | Monitors, Physiologic, Patient Transport | 867030 - Intellivue X3 | DE8090CJ8U | Philips Healthcare | PACU | Akron | Akron City Campus | Akron City Hospital | 1st Floor | 2024-10-07 08:20 | Low
No | 064660 | Monitors, Physiologic, Patient Transport | 867030 - Intellivue X3 | DE8090CJCY | Philips Healthcare | PACU | Akron | Akron City Campus | Akron City Hospital | 1st Floor | 2024-10-07 08:20 | Low
No | 064662 | Monitors, Physiologic, Patient Transport | 867030 - Intellivue X3 | DE8090CJ97 | Philips Healthcare | PACU | Akron | Akron City Campus | Akron City Hospital | 1st Floor | 2024-10-07 08:20 | Low
No | 064664 | Monitors, Physiologic, Patient Transport | 867030 - Intellivue X3 | DE8090CJ8K | Philips Healthcare | PACU | Akron | Akron City Campus | Akron City Hospital | 1st Floor | 2024-10-07 08:20 | Low
No | 064666 | Monitors, Physiologic, Patient Transport | 867030 - Intellivue X3 | DE8090CJD6 | Philips Healthcare | PACU | Akron | Akron City Campus | Akron City Hospital | 1st Floor | 2024-10-07 08:20 | Low
No | 064668 | Monitors, Physiologic, Patient Transport | 867030 - Intellivue X3 | DE8090CJD8 | Philips Healthcare | PACU | Akron | Akron City Campus | Akron City Hospital | 1st Floor | 2024-10-07 08:20 | Low
No | 064670 | Monitors, Physiologic, Patient Transport | 867030 - Intellivue X3 | DE8090CJAJ | Philips Healthcare | PACU | Akron | Akron City Campus | Akron City Hospital | 1st Floor | 2024-10-07 08:20 | Low
No | 064672 | Monitors, Physiologic, Patient Transport | 867030 - Intellivue X3 | DE8090CJ99 | Philips Healthcare | PACU | Akron | Akron City Campus | Akron City Hospital | 1st Floor | 2024-10-07 08:20 | Low
No | 064674 | Monitors, Physiologic, Patient Transport | 867030 - Intellivue X3 | DE8090CJBK | Philips Healthcare | PACU | Akron | Akron City Campus | Akron City Hospital | 1st Floor | 2024-10-07 08:20 | Low
No | 064676 | Monitors, Physiologic, Patient Transport | 867030 - Intellivue X3 | DE8090CJ9P | Philips Healthcare | PACU | Akron | Akron City Campus | Akron City Hospital | 1st Floor | 2024-10-07 08:20 | Low
No | 064678 | Monitors, Physiologic, Patient Transport | 867030 - Intellivue X3 | DE8090CHJZ | Philips Healthcare | PACU | Akron | Akron City Campus | Akron City Hospital | 1st Floor | 2024-10-07 08:20 | Low
No | 064680 | Monitors, Physiologic, Patient Transport | 867030 - Intellivue X3 | DE8090CJBL | Philips Healthcare | PACU | Akron | Akron City Campus | Akron City Hospital | 1st Floor | 2024-10-07 08:20 | Low
No | 064682 | Monitors, Physiologic, Patient Transport | 867030 - Intellivue X3 | DE8090CHJR | Philips Healthcare | PACU | Akron | Akron City Campus | Akron City Hospital | 1st Floor | 2024-10-07 08:20 | Low
No | 064684 | Monitors, Physiologic, Patient Transport | 867030 - Intellivue X3 | DE8090CHJW | Philips Healthcare | PACU | Akron | Akron City Campus | Akron City Hospital | 1st Floor | 2024-10-07 08:20 | Low
No | 064686 | Monitors, Physiologic, Patient Transport | 867030 - Intellivue X3 | DE8090CJCZ | Philips Healthcare | PACU | Akron | Akron City Campus | Akron City Hospital | 1st Floor | 2024-10-07 08:20 | Low
No | 064688 | Monitors, Physiologic, Patient Transport | 867030 - Intellivue X3 | DE8090CJ9F | Philips Healthcare | PACU | Akron | Akron City Campus | Akron City Hospital | 1st Floor | 2024-10-07 08:20 | Low
No | 064689 | Monitors, Physiologic, Patient Transport | 867030 - Intellivue X3 | DE8090CJD5 | Philips Healthcare | Health Tech Mgmt | Akron | Akron City Campus | H Tower | Ground Floor | 2024-10-07 08:20 | Low
No | 064690 | Monitors, Physiologic, Patient Transport | 867030 - Intellivue X3 | DE8090CJNR | Philips Healthcare | Health Tech Mgmt | Akron | Akron City Campus | H Tower | Basement | 2024-10-17 11:30 | Low
No | 064691 | Monitors, Physiologic, Patient Transport | 867030 - Intellivue X3 | DE8090CHW4 | Philips Healthcare | Health Tech Mgmt | Akron | Akron City Campus | H Tower | Basement | 2024-10-17 11:30 | Low
No | 064692 | Monitors, Physiologic, Patient Transport | 867030 - Intellivue X3 | DE8090CJ16 | Philips Healthcare | Health Tech Mgmt | Akron | Akron City Campus | H Tower | Basement | 2024-10-17 11:30 | Low
No | 064693 | Monitors, Physiologic, Patient Transport | 867030 - Intellivue X3 | DE8090CHN6 | Philips Healthcare | Health Tech Mgmt | Akron | Akron City Campus | H Tower | Basement | 2024-10-17 11:30 | Low
No | 064694 | Monitors, Physiologic, Patient Transport | 867030 - Intellivue X3 | DE8090CHR1 | Philips Healthcare | Health Tech Mgmt | Akron | Akron City Campus | H Tower | Basement | 2024-10-17 11:30 | Low
No | 064695 | Monitors, Physiologic, Patient Transport | 867030 - Intellivue X3 | DE8090CJ1F | Philips Healthcare | Health Tech Mgmt | Akron | Akron City Campus | H Tower | Basement | 2024-10-17 11:30 | Low
No | 070373 | Monitors, Physiologic, Patient Transport | 867030 - Intellivue X3 | DE61132398 | Philips Healthcare | Anesthesia - SW | Barberton | Wadsworth Campus | Wadsworth-Rittman Medical Center | 1st Floor | 2024-03-01 16:14 | Low
No | 070380 | Monitors, Physiologic, Patient Transport | 867030 - Intellivue X3 | DE61142133 | Philips Healthcare | Anesthesia - SW | Barberton | Wadsworth Campus | Wadsworth-Rittman Medical Center | 1st Floor | 2019-01-29 | Low
No | 070387 | Monitors, Physiologic, Patient Transport | 867030 - Intellivue X3 | DE61142268 | Philips Healthcare | Anesthesia - SW | Barberton | Wadsworth Campus | Wadsworth-Rittman Medical Center | 1st Floor | 2019-01-29 | Low
No | 070394 | Monitors, Physiologic, Patient Transport | 867030 - Intellivue X3 | DE61132335 | Philips Healthcare | Anesthesia - SW | Barberton | Wadsworth Campus | Wadsworth-Rittman Medical Center | 1st Floor | 2024-03-01 16:16 | Low
No | 070746 | Monitors, Physiologic, Patient Transport | 867030 - Intellivue X3 | DE7840C8P1 | Philips Healthcare | Emergency Department (ED) - SBH | Barberton | Barberton Campus | Summa Barberton Hospital | Ground Floor | 2024-08-27 | Low
No | 070747 | Monitors, Physiologic, Patient Transport | 867030 - Intellivue X3 | DE7840C92N | Philips Healthcare | Emergency Department (ED) - SBH | Barberton | Barberton Campus | Summa Barberton Hospital | Ground Floor | 2024-08-27 | Low
No | 070748 | Monitors, Physiologic, Patient Transport | 867030 - Intellivue X3 | DE7840C8PF | Philips Healthcare | Emergency Department (ED) - SBH | Barberton | Barberton Campus | Summa Barberton Hospital | Ground Floor | 2024-08-27 | Low
No | 070749 | Monitors, Physiologic, Patient Transport | 867030 - Intellivue X3 | DE7840C86G | Philips Healthcare | Emergency Department (ED) - SBH | Barberton | Barberton Campus | Summa Barberton Hospital | Ground Floor | 2024-08-27 | Low
No | 070750 | Monitors, Physiologic, Patient Transport | 867030 - Intellivue X3 | DE7840C8P8 | Philips Healthcare | Emergency Department (ED) - SBH | Barberton | Barberton Campus | Summa Barberton Hospital | Ground Floor | 2024-08-27 | Low
No | 070751 | Monitors, Physiologic, Patient Transport | 867030 - Intellivue X3 | DE7840C8P3 | Philips Healthcare | Emergency Department (ED) - SBH | Barberton | Barberton Campus | Summa Barberton Hospital | Ground Floor | 2024-08-27 | Low
No | 070752 | Monitors, Physiologic, Patient Transport | 867030 - Intellivue X3 | DE7840C92L | Philips Healthcare | Emergency Department (ED) - SBH | Barberton | Barberton Campus | Summa Barberton Hospital | Ground Floor | 2024-08-27 | Low
No | 070753 | Monitors, Physiologic, Patient Transport | 867030 - Intellivue X3 | DE7840C95K | Philips Healthcare | Emergency Department (ED) - SBH | Barberton | Barberton Campus | Summa Barberton Hospital | Ground Floor | 2024-08-27 | Low
No | 070754 | Monitors, Physiologic, Patient Transport | 867030 - Intellivue X3 | DE7840C8PE | Philips Healthcare | Emergency Department (ED) - SBH | Barberton | Barberton Campus | Summa Barberton Hospital | Ground Floor | 2024-08-27 | Low
No | 070755 | Monitors, Physiologic, Patient Transport | 867030 - Intellivue X3 | DE7840C8P5 | Philips Healthcare | Emergency Department (ED) - SBH | Barberton | Barberton Campus | Summa Barberton Hospital | Ground Floor | 2024-08-27 | Low
No | 070756 | Monitors, Physiologic, Patient Transport | 867030 - Intellivue X3 | DE7840C86H | Philips Healthcare | Emergency Department (ED) - SBH | Barberton | Barberton Campus | Summa Barberton Hospital | Ground Floor | 2024-08-27 | Low
No | 070757 | Monitors, Physiologic, Patient Transport | 867030 - Intellivue X3 | DE7840C952 | Philips Healthcare | Emergency Department (ED) - SBH | Barberton | Barberton Campus | Summa Barberton Hospital | Ground Floor | 2024-08-27 | Low
No | 070758 | Monitors, Physiologic, Patient Transport | 867030 - Intellivue X3 | DE7840C86A | Philips Healthcare | Emergency Department (ED) - SBH | Barberton | Barberton Campus | Summa Barberton Hospital | Ground Floor | 2024-08-27 | Low
No | 070759 | Monitors, Physiologic, Patient Transport | 867030 - Intellivue X3 | DE7840C861 | Philips Healthcare | Emergency Department (ED) - SBH | Barberton | Barberton Campus | Summa Barberton Hospital | Ground Floor | 2024-08-27 | Low
No | 070760 | Monitors, Physiologic, Patient Transport | 867030 - Intellivue X3 | DE7840C8NY | Philips Healthcare | Emergency Department (ED) - SBH | Barberton | Barberton Campus | Summa Barberton Hospital | Ground Floor | 2024-08-27 | Low
No | 070761 | Monitors, Physiologic, Patient Transport | 867030 - Intellivue X3 | DE7840C954 | Philips Healthcare | Emergency Department (ED) - SBH | Barberton | Barberton Campus | Summa Barberton Hospital | Ground Floor | 2024-08-27 | Low
No | 070762 | Monitors, Physiologic, Patient Transport | 867030 - Intellivue X3 | DE7840C86J | Philips Healthcare | Emergency Department (ED) - SBH | Barberton | Barberton Campus | Summa Barberton Hospital | Ground Floor | 2024-08-27 | Low
No | 070763 | Monitors, Physiologic, Patient Transport | 867030 - Intellivue X3 | DE7840C8P6 | Philips Healthcare | Emergency Department (ED) - SBH | Barberton | Barberton Campus | Summa Barberton Hospital | Ground Floor | 2024-08-27 | Low
No | 070764 | Monitors, Physiologic, Patient Transport | 867030 - Intellivue X3 | DE7840C869 | Philips Healthcare | Emergency Department (ED) - SBH | Barberton | Barberton Campus | Summa Barberton Hospital | Ground Floor | 2024-08-27 | Low
No | 070765 | Monitors, Physiologic, Patient Transport | 867030 - Intellivue X3 | DE7840C86D | Philips Healthcare | Emergency Department (ED) - SBH | Barberton | Barberton Campus | Summa Barberton Hospital | Ground Floor | 2024-08-27 | Low
No | 070766 | Monitors, Physiologic, Patient Transport | 867030 - Intellivue X3 | DE7840C86K | Philips Healthcare | Emergency Department (ED) - SBH | Barberton | Barberton Campus | Summa Barberton Hospital | Ground Floor | 2024-08-27 | Low
No | 070767 | Monitors, Physiologic, Patient Transport | 867030 - Intellivue X3 | DE7840C8NZ | Philips Healthcare | Emergency Department (ED) - SBH | Barberton | Barberton Campus | Summa Barberton Hospital | Ground Floor | 2024-08-27 | Low
No | 070776 | Monitors, Physiologic, Patient Transport | 867030 - Intellivue X3 | DE8090C | Philips Healthcare | Endoscopy - SB | Barberton | Barberton Campus | Summa Barberton Hospital | 2nd Floor | 2024-10-24 09:37 | Low
No | 070777 | Monitors, Physiologic, Patient Transport | 867030 - Intellivue X3 | DE8090CK19 | Philips Healthcare | Endoscopy - SB | Barberton | Barberton Campus | Summa Barberton Hospital | 2nd Floor | 2024-10-24 09:37 | Low
No | 070778 | Monitors, Physiologic, Patient Transport | 867030 - Intellivue X3 | DE8090CK1B | Philips Healthcare | Endoscopy - SB | Barberton | Barberton Campus | Summa Barberton Hospital | 2nd Floor | 2024-10-24 09:37 | Low
No | 070779 | Monitors, Physiologic, Patient Transport | 867030 - Intellivue X3 | DE8090CJNT | Philips Healthcare | Endoscopy - SB | Barberton | Barberton Campus | Summa Barberton Hospital | 2nd Floor | 2024-10-24 09:37 | Low
No | 070780 | Monitors, Physiologic, Patient Transport | 867030 - Intellivue X3 | DE8090CJR6 | Philips Healthcare | Endoscopy - SB | Barberton | Barberton Campus | Summa Barberton Hospital | 2nd Floor | 2024-10-24 09:37 | Low
No | 070781 | Monitors, Physiologic, Patient Transport | 867030 - Intellivue X3 | DE8090CJ23 | Philips Healthcare | Endoscopy - SB | Barberton | Barberton Campus | Summa Barberton Hospital | 2nd Floor | 2024-10-24 09:37 | Low
No | 070782 | Monitors, Physiologic, Patient Transport | 867030 - Intellivue X3 | DE8090CHTB | Philips Healthcare | Endoscopy - SB | Barberton | Barberton Campus | Summa Barberton Hospital | 2nd Floor | 2024-10-24 09:37 | Low
No | 070783 | Monitors, Physiologic, Patient Transport | 867030 - Intellivue X3 | DE8090CK24 | Philips Healthcare | Cat Scan - SB | Barberton | Barberton Campus | Summa Barberton Hospital | Ground Floor | 2024-10-24 09:37 | Low
No | 070784 | Monitors, Physiologic, Patient Transport | 867030 - Intellivue X3 | DE8090CKGH | Philips Healthcare | Angiography - SB | Barberton | Barberton Campus | Summa Barberton Hospital | 2nd Floor | 2024-10-24 09:37 | Low
No | 070785 | Monitors, Physiologic, Patient Transport | 867030 - Intellivue X3 | DE8090CHWF | Philips Healthcare | SCI - EKG Services - SB | Barberton | Barberton Campus | Summa Barberton Hospital | Ground Floor | 2024-10-24 09:37 | Low
No | 027992 | Monitors, Physiologic, Patient Transport | M8105A - Intellivue MP5 | DE91342920 | Philips Healthcare | H4 - Mother/Baby Unit | Akron | Akron City Campus | H Tower | 4th Floor | 2011-08-18 | Low
No | 027993 | Monitors, Physiologic, Patient Transport | M8105A - Intellivue MP5 | DE91342969 | Philips Healthcare | H4 - Mother/Baby Unit | Akron | Akron City Campus | H Tower | 4th Floor | 2011-08-18 | Low
No | 028970 | Monitors, Physiologic, Patient Transport | M8105A - Intellivue MP5 | DE91346301 | Philips Healthcare | Emergency Department (ED) - SBH | Barberton | Barberton Campus | Summa Barberton Hospital | Ground Floor | 2011-11-22 | Low
No | 028971 | Monitors, Physiologic, Patient Transport | M8105A - Intellivue MP5 | DE91346295 | Philips Healthcare | Health Tech Mgmt - SB | Barberton | Barberton Campus | Summa Barberton Hospital | 5th Floor | 2011-11-22 | Low
No | 029038 | Monitors, Physiologic, Patient Transport | M8105A - Intellivue MP5 | DE91348287 | Philips Healthcare | Emergency Department (ED) - ACH | Akron | Akron City Campus | Akron City Hospital | Ground Floor | 2012-01-19 | Low
No | 029039 | Monitors, Physiologic, Patient Transport | M8105A - Intellivue MP5 | DE91346815 | Philips Healthcare | Emergency Department (ED) - ACH | Akron | Akron City Campus | Akron City Hospital | Ground Floor | 2012-01-19 | Low
No | 029040 | Monitors, Physiologic, Patient Transport | M8105A - Intellivue MP5 | DE91346818 | Philips Healthcare | Emergency Department (ED) - ACH | Akron | Akron City Campus | Akron City Hospital | Ground Floor | 2012-01-19 | Low
No | 029041 | Monitors, Physiologic, Patient Transport | M8105A - Intellivue MP5 | DE91346810 | Philips Healthcare | Emergency Department (ED) - ACH | Akron | Akron City Campus | Akron City Hospital | Ground Floor | 2012-01-19 | Low
No | 029042 | Monitors, Physiologic, Patient Transport | M8105A - Intellivue MP5 | DE91346844 | Philips Healthcare | Emergency Department (ED) - ACH | Akron | Akron City Campus | Akron City Hospital | Ground Floor | 2012-01-19 | Low
No | 029043 | Monitors, Physiologic, Patient Transport | M8105A - Intellivue MP5 | DE91346793 | Philips Healthcare | Emergency Department (ED) - ACH | Akron | Akron City Campus | Akron City Hospital | Ground Floor | 2012-01-19 | Low
No | 029044 | Monitors, Physiologic, Patient Transport | M8105A - Intellivue MP5 | DE91346837 | Philips Healthcare | Emergency Department (ED) - ACH | Akron | Akron City Campus | Akron City Hospital | Ground Floor | 2012-01-19 | Low
No | 029045 | Monitors, Physiologic, Patient Transport | M8105A - Intellivue MP5 | DE91346846 | Philips Healthcare | Emergency Department (ED) - ACH | Akron | Akron City Campus | Akron City Hospital | Ground Floor | 2012-01-19 | Low
No | 029046 | Monitors, Physiologic, Patient Transport | M8105A - Intellivue MP5 | DE91346825 | Philips Healthcare | Emergency Department (ED) - ACH | Akron | Akron City Campus | Akron City Hospital | Ground Floor | 2012-01-19 | Low
No | 029047 | Monitors, Physiologic, Patient Transport | M8105A - Intellivue MP5 | DE91346826 | Philips Healthcare | Emergency Department (ED) - ACH | Akron | Akron City Campus | Akron City Hospital | Ground Floor | 2012-01-19 | Low
No | 029048 | Monitors, Physiologic, Patient Transport | M8105A - Intellivue MP5 | DE91346828 | Philips Healthcare | Emergency Department (ED) - ACH | Akron | Akron City Campus | Akron City Hospital | Ground Floor | 2012-01-19 | Low
No | 029049 | Monitors, Physiologic, Patient Transport | M8105A - Intellivue MP5 | DE91346786 | Philips Healthcare | Emergency Department (ED) - ACH | Akron | Akron City Campus | Akron City Hospital | Ground Floor | 2012-01-19 | Low
No | 029050 | Monitors, Physiologic, Patient Transport | M8105A - Intellivue MP5 | DE91346817 | Philips Healthcare | Emergency Department (ED) - ACH | Akron | Akron City Campus | Akron City Hospital | Ground Floor | 2012-01-19 | Low
No | 029051 | Monitors, Physiologic, Patient Transport | M8105A - Intellivue MP5 | DE91346838 | Philips Healthcare | Emergency Department (ED) - ACH | Akron | Akron City Campus | Akron City Hospital | Ground Floor | 2012-01-19 | Low
No | 029052 | Monitors, Physiologic, Patient Transport | M8105A - Intellivue MP5 | DE91346854 | Philips Healthcare | Emergency Department (ED) - ACH | Akron | Akron City Campus | Akron City Hospital | Ground Floor | 2012-01-19 | Low
No | 029053 | Monitors, Physiologic, Patient Transport | M8105A - Intellivue MP5 | DE91346787 | Philips Healthcare | Emergency Department (ED) - ACH | Akron | Akron City Campus | Akron City Hospital | Ground Floor | 2012-01-19 | Low
No | 029054 | Monitors, Physiologic, Patient Transport | M8105A - Intellivue MP5 | DE91346808 | Philips Healthcare | Emergency Department (ED) - ACH | Akron | Akron City Campus | Akron City Hospital | Ground Floor | 2012-01-19 | Low
No | 029055 | Monitors, Physiologic, Patient Transport | M8105A - Intellivue MP5 | DE91346834 | Philips Healthcare | Emergency Department (ED) - ACH | Akron | Akron City Campus | Akron City Hospital | Ground Floor | 2012-01-19 | Low
No | 029056 | Monitors, Physiologic, Patient Transport | M8105A - Intellivue MP5 | DE91346788 | Philips Healthcare | Emergency Department (ED) - ACH | Akron | Akron City Campus | Akron City Hospital | Ground Floor | 2012-01-19 | Low
No | 029057 | Monitors, Physiologic, Patient Transport | M8105A - Intellivue MP5 | DE91346819 | Philips Healthcare | Emergency Department (ED) - ACH | Akron | Akron City Campus | Akron City Hospital | Ground Floor | 2012-01-19 | Low
No | 029058 | Monitors, Physiologic, Patient Transport | M8105A - Intellivue MP5 | DE91346849 | Philips Healthcare | Emergency Department (ED) - ACH | Akron | Akron City Campus | Akron City Hospital | Ground Floor | 2012-01-19 | Low
No | 029059 | Monitors, Physiologic, Patient Transport | M8105A - Intellivue MP5 | DE91346840 | Philips Healthcare | Emergency Department (ED) - ACH | Akron | Akron City Campus | Akron City Hospital | Ground Floor | 2012-01-19 | Low
No | 029060 | Monitors, Physiologic, Patient Transport | M8105A - Intellivue MP5 | DE91346824 | Philips Healthcare | Emergency Department (ED) - ACH | Akron | Akron City Campus | Akron City Hospital | Ground Floor | 2012-01-19 | Low
No | 029061 | Monitors, Physiologic, Patient Transport | M8105A - Intellivue MP5 | DE91346823 | Philips Healthcare | Emergency Department (ED) - ACH | Akron | Akron City Campus | Akron City Hospital | Ground Floor | 2012-01-19 | Low
No | 029062 | Monitors, Physiologic, Patient Transport | M8105A - Intellivue MP5 | DE91346833 | Philips Healthcare | Emergency Department (ED) - ACH | Akron | Akron City Campus | Akron City Hospital | Ground Floor | 2012-01-19 | Low
No | 029063 | Monitors, Physiologic, Patient Transport | M8105A - Intellivue MP5 | DE91346792 | Philips Healthcare | Emergency Department (ED) - ACH | Akron | Akron City Campus | Akron City Hospital | Ground Floor | 2012-01-19 | Low
No | 029064 | Monitors, Physiologic, Patient Transport | M8105A - Intellivue MP5 | DE91346888 | Philips Healthcare | Emergency Department (ED) - ACH | Akron | Akron City Campus | Akron City Hospital | Ground Floor | 2012-01-19 | Low
No | 029065 | Monitors, Physiologic, Patient Transport | M8105A - Intellivue MP5 | DE91346814 | Philips Healthcare | Emergency Department (ED) - ACH | Akron | Akron City Campus | Akron City Hospital | Ground Floor | 2012-01-19 | Low
No | 029066 | Monitors, Physiologic, Patient Transport | M8105A - Intellivue MP5 | DE91346843 | Philips Healthcare | Emergency Department (ED) - ACH | Akron | Akron City Campus | Akron City Hospital | Ground Floor | 2012-01-19 | Low
No | 029067 | Monitors, Physiologic, Patient Transport | M8105A - Intellivue MP5 | DE91346822 | Philips Healthcare | Emergency Department (ED) - ACH | Akron | Akron City Campus | Akron City Hospital | Ground Floor | 2012-01-19 | Low
No | 029068 | Monitors, Physiologic, Patient Transport | M8105A - Intellivue MP5 | DE91346847 | Philips Healthcare | Emergency Department (ED) - ACH | Akron | Akron City Campus | Akron City Hospital | Ground Floor | 2012-01-19 | Low
No | 029069 | Monitors, Physiologic, Patient Transport | M8105A - Intellivue MP5 | DE91346830 | Philips Healthcare | Emergency Department (ED) - ACH | Akron | Akron City Campus | Akron City Hospital | Ground Floor | 2012-01-19 | Low
No | 029070 | Monitors, Physiologic, Patient Transport | M8105A - Intellivue MP5 | DE91346811 | Philips Healthcare | Emergency Department (ED) - ACH | Akron | Akron City Campus | Akron City Hospital | Ground Floor | 2012-01-19 | Low
No | 029071 | Monitors, Physiologic, Patient Transport | M8105A - Intellivue MP5 | DE91346781 | Philips Healthcare | Emergency Department (ED) - ACH | Akron | Akron City Campus | Akron City Hospital | Ground Floor | 2012-01-19 | Low
No | 029072 | Monitors, Physiologic, Patient Transport | M8105A - Intellivue MP5 | DE91346812 | Philips Healthcare | Emergency Department (ED) - ACH | Akron | Akron City Campus | Akron City Hospital | Ground Floor | 2012-01-19 | Low
No | 029073 | Monitors, Physiologic, Patient Transport | M8105A - Intellivue MP5 | DE91346794 | Philips Healthcare | Emergency Department (ED) - ACH | Akron | Akron City Campus | Akron City Hospital | Ground Floor | 2012-01-19 | Low
No | 029074 | Monitors, Physiologic, Patient Transport | M8105A - Intellivue MP5 | DE91346829 | Philips Healthcare | Emergency Department (ED) - ACH | Akron | Akron City Campus | Akron City Hospital | Ground Floor | 2012-01-19 | Low
No | 029075 | Monitors, Physiologic, Patient Transport | M8105A - Intellivue MP5 | DE91346807 | Philips Healthcare | Emergency Department (ED) - ACH | Akron | Akron City Campus | Akron City Hospital | Ground Floor | 2012-01-19 | Low
No | 029076 | Monitors, Physiologic, Patient Transport | M8105A - Intellivue MP5 | DE91346820 | Philips Healthcare | Emergency Department (ED) - ACH | Akron | Akron City Campus | Akron City Hospital | Ground Floor | 2012-01-19 | Low
No | 029077 | Monitors, Physiologic, Patient Transport | M8105A - Intellivue MP5 | DE91346813 | Philips Healthcare | Emergency Department (ED) - ACH | Akron | Akron City Campus | Akron City Hospital | Ground Floor | 2012-01-19 | Low
No | 029078 | Monitors, Physiologic, Patient Transport | M8105A - Intellivue MP5 | DE91346851 | Philips Healthcare | Emergency Department (ED) - ACH | Akron | Akron City Campus | Akron City Hospital | Ground Floor | 2012-01-19 | Low
No | 029079 | Monitors, Physiologic, Patient Transport | M8105A - Intellivue MP5 | DE91346821 | Philips Healthcare | Emergency Department (ED) - ACH | Akron | Akron City Campus | Akron City Hospital | Ground Floor | 2012-01-19 | Low
No | 029080 | Monitors, Physiologic, Patient Transport | M8105A - Intellivue MP5 | DE91346816 | Philips Healthcare | Emergency Department (ED) - ACH | Akron | Akron City Campus | Akron City Hospital | Ground Floor | 2012-01-19 | Low
No | 029081 | Monitors, Physiologic, Patient Transport | M8105A - Intellivue MP5 | DE91346836 | Philips Healthcare | Emergency Department (ED) - ACH | Akron | Akron City Campus | Akron City Hospital | Ground Floor | 2012-01-19 | Low
No | 029082 | Monitors, Physiologic, Patient Transport | M8105A - Intellivue MP5 | DE91346848 | Philips Healthcare | Emergency Department (ED) - ACH | Akron | Akron City Campus | Akron City Hospital | Ground Floor | 2012-01-19 | Low
No | 029083 | Monitors, Physiologic, Patient Transport | M8105A - Intellivue MP5 | DE91346850 | Philips Healthcare | Emergency Department (ED) - ACH | Akron | Akron City Campus | Akron City Hospital | Ground Floor | 2012-01-19 | Low
No | 029084 | Monitors, Physiologic, Patient Transport | M8105A - Intellivue MP5 | DE91346827 | Philips Healthcare | Emergency Department (ED) - ACH | Akron | Akron City Campus | Akron City Hospital | Ground Floor | 2012-01-19 | Low
No | 029085 | Monitors, Physiologic, Patient Transport | M8105A - Intellivue MP5 | DE91346784 | Philips Healthcare | Emergency Department (ED) - ACH | Akron | Akron City Campus | Akron City Hospital | Ground Floor | 2012-01-19 | Low
No | 029086 | Monitors, Physiologic, Patient Transport | M8105A - Intellivue MP5 | DE91346785 | Philips Healthcare | Emergency Department (ED) - ACH | Akron | Akron City Campus | Akron City Hospital | Ground Floor | 2012-01-19 | Low
No | 029087 | Monitors, Physiologic, Patient Transport | M8105A - Intellivue MP5 | DE91346852 | Philips Healthcare | Emergency Department (ED) - ACH | Akron | Akron City Campus | Akron City Hospital | Ground Floor | 2012-01-19 | Low
No | 029088 | Monitors, Physiologic, Patient Transport | M8105A - Intellivue MP5 | DE91346832 | Philips Healthcare | Emergency Department (ED) - ACH | Akron | Akron City Campus | Akron City Hospital | Ground Floor | 2012-01-19 | Low
No | 029501 | Monitors, Physiologic, Patient Transport | M8105A - Intellivue MP5 | DE21051802 | Philips Healthcare | Emergency Department (ED) - ACH | Akron | Akron City Campus | Akron City Hospital | Ground Floor | 2012-08-15 | Low
No | 029502 | Monitors, Physiologic, Patient Transport | M8105A - Intellivue MP5 | DE21051787 | Philips Healthcare | Emergency Department (ED) - ACH | Akron | Akron City Campus | Akron City Hospital | Ground Floor | 2012-08-15 | Low
No | 029503 | Monitors, Physiologic, Patient Transport | M8105A - Intellivue MP5 | DE21051799 | Philips Healthcare | Emergency Department (ED) - ACH | Akron | Akron City Campus | Akron City Hospital | Ground Floor | 2012-08-15 | Low
No | 029504 | Monitors, Physiologic, Patient Transport | M8105A - Intellivue MP5 | DE21051809 | Philips Healthcare | Emergency Department (ED) - ACH | Akron | Akron City Campus | Akron City Hospital | Ground Floor | 2012-08-15 | Low
No | 029505 | Monitors, Physiologic, Patient Transport | M8105A - Intellivue MP5 | DE21051806 | Philips Healthcare | Emergency Department (ED) - ACH | Akron | Akron City Campus | Akron City Hospital | Ground Floor | 2012-08-15 | Low
No | 029506 | Monitors, Physiologic, Patient Transport | M8105A - Intellivue MP5 | DE21051784 | Philips Healthcare | Emergency Department (ED) - ACH | Akron | Akron City Campus | Akron City Hospital | Ground Floor | 2012-08-15 | Low
No | 029507 | Monitors, Physiologic, Patient Transport | M8105A - Intellivue MP5 | DE21051808 | Philips Healthcare | Emergency Department (ED) - ACH | Akron | Akron City Campus | Akron City Hospital | Ground Floor | 2012-08-15 | Low
No | 029508 | Monitors, Physiologic, Patient Transport | M8105A - Intellivue MP5 | DE21051829 | Philips Healthcare | Emergency Department (ED) - ACH | Akron | Akron City Campus | Akron City Hospital | Ground Floor | 2012-08-15 | Low
No | 029509 | Monitors, Physiologic, Patient Transport | M8105A - Intellivue MP5 | DE21051862 | Philips Healthcare | Emergency Department (ED) - ACH | Akron | Akron City Campus | Akron City Hospital | Ground Floor | 2012-08-15 | Low
No | 029510 | Monitors, Physiologic, Patient Transport | M8105A - Intellivue MP5 | DE21051785 | Philips Healthcare | Emergency Department (ED) - ACH | Akron | Akron City Campus | Akron City Hospital | Ground Floor | 2012-08-15 | Low
No | 029511 | Monitors, Physiologic, Patient Transport | M8105A - Intellivue MP5 | DE21051795 | Philips Healthcare | Emergency Department (ED) - ACH | Akron | Akron City Campus | Akron City Hospital | Ground Floor | 2012-08-15 | Low
No | 029512 | Monitors, Physiologic, Patient Transport | M8105A - Intellivue MP5 | DE21051797 | Philips Healthcare | Emergency Department (ED) - ACH | Akron | Akron City Campus | Akron City Hospital | Ground Floor | 2012-08-15 | Low
No | 029513 | Monitors, Physiologic, Patient Transport | M8105A - Intellivue MP5 | DE21051758 | Philips Healthcare | Emergency Department (ED) - ACH | Akron | Akron City Campus | Akron City Hospital | Ground Floor | 2012-08-15 | Low
No | 029514 | Monitors, Physiologic, Patient Transport | M8105A - Intellivue MP5 | DE21051780 | Philips Healthcare | Emergency Department (ED) - ACH | Akron | Akron City Campus | Akron City Hospital | Ground Floor | 2012-08-15 | Low
No | 029515 | Monitors, Physiologic, Patient Transport | M8105A - Intellivue MP5 | DE21051790 | Philips Healthcare | Emergency Department (ED) - ACH | Akron | Akron City Campus | Akron City Hospital | Ground Floor | 2012-08-15 | Low
No | 029516 | Monitors, Physiologic, Patient Transport | M8105A - Intellivue MP5 | DE21051798 | Philips Healthcare | Emergency Department (ED) - ACH | Akron | Akron City Campus | Akron City Hospital | Ground Floor | 2012-08-15 | Low
No | 029517 | Monitors, Physiologic, Patient Transport | M8105A - Intellivue MP5 | DE21051805 | Philips Healthcare | Emergency Department (ED) - ACH | Akron | Akron City Campus | Akron City Hospital | Ground Floor | 2012-08-15 | Low
No | 029518 | Monitors, Physiologic, Patient Transport | M8105A - Intellivue MP5 | DE21051783 | Philips Healthcare | Emergency Department (ED) - ACH | Akron | Akron City Campus | Akron City Hospital | Ground Floor | 2012-08-15 | Low
No | 029519 | Monitors, Physiologic, Patient Transport | M8105A - Intellivue MP5 | DE21051766 | Philips Healthcare | Emergency Department (ED) - ACH | Akron | Akron City Campus | Akron City Hospital | Ground Floor | 2012-08-15 | Low
No | 029520 | Monitors, Physiologic, Patient Transport | M8105A - Intellivue MP5 | DE21051800 | Philips Healthcare | Emergency Department (ED) - ACH | Akron | Akron City Campus | Akron City Hospital | Ground Floor | 2012-08-15 | Low
No | 029521 | Monitors, Physiologic, Patient Transport | M8105A - Intellivue MP5 | DE21051788 | Philips Healthcare | Emergency Department (ED) - ACH | Akron | Akron City Campus | Akron City Hospital | Ground Floor | 2012-08-15 | Low
No | 029522 | Monitors, Physiologic, Patient Transport | M8105A - Intellivue MP5 | DE21051763 | Philips Healthcare | Emergency Department (ED) - ACH | Akron | Akron City Campus | Akron City Hospital | Ground Floor | 2012-08-15 | Low
No | 029523 | Monitors, Physiologic, Patient Transport | M8105A - Intellivue MP5 | DE21051801 | Philips Healthcare | Emergency Department (ED) - ACH | Akron | Akron City Campus | Akron City Hospital | Ground Floor | 2012-08-15 | Low
No | 029524 | Monitors, Physiologic, Patient Transport | M8105A - Intellivue MP5 | DE21051755 | Philips Healthcare | Emergency Department (ED) - ACH | Akron | Akron City Campus | Akron City Hospital | Ground Floor | 2012-08-15 | Low
No | 029525 | Monitors, Physiologic, Patient Transport | M8105A - Intellivue MP5 | DE21051791 | Philips Healthcare | Emergency Department (ED) - ACH | Akron | Akron City Campus | Akron City Hospital | Ground Floor | 2012-08-15 | Low
No | 031401 | Monitors, Physiologic, Patient Transport | M8105A - Intellivue MP5 | DE201054682 | Philips Healthcare | Emergency Department (ED) - Green | Barberton | Green Campus | Green Medical Center | Ground Floor | 2012-06-20 | Low
No | 031402 | Monitors, Physiologic, Patient Transport | M8105A - Intellivue MP5 | DE21054704 | Philips Healthcare | Emergency Department (ED) - Green | Barberton | Green Campus | Green Medical Center | Ground Floor | 2012-06-20 | Low
No | 031403 | Monitors, Physiologic, Patient Transport | M8105A - Intellivue MP5 | DE21054679 | Philips Healthcare | Emergency Department (ED) - Green | Barberton | Green Campus | Green Medical Center | Ground Floor | 2012-06-20 | Low
No | 031404 | Monitors, Physiologic, Patient Transport | M8105A - Intellivue MP5 | DE21054696 | Philips Healthcare | Emergency Department (ED) - Green | Barberton | Green Campus | Green Medical Center | Ground Floor | 2012-06-20 | Low
No | 031405 | Monitors, Physiologic, Patient Transport | M8105A - Intellivue MP5 | DE21054684 | Philips Healthcare | Emergency Department (ED) - Green | Barberton | Green Campus | Green Medical Center | Ground Floor | 2012-06-20 | Low
No | 031406 | Monitors, Physiologic, Patient Transport | M8105A - Intellivue MP5 | DE21054688 | Philips Healthcare | Emergency Department (ED) - Green | Barberton | Green Campus | Green Medical Center | Ground Floor | 2012-06-20 | Low
No | 031409 | Monitors, Physiologic, Patient Transport | M8105A - Intellivue MP5 | DE21054642 | Philips Healthcare | Emergency Department (ED) - Green | Barberton | Green Campus | Green Medical Center | Ground Floor | 2012-06-20 | Low
No | 031410 | Monitors, Physiologic, Patient Transport | M8105A - Intellivue MP5 | DE21054689 | Philips Healthcare | Emergency Department (ED) - Green | Barberton | Green Campus | Green Medical Center | Ground Floor | 2012-06-20 | Low
No | 031411 | Monitors, Physiologic, Patient Transport | M8105A - Intellivue MP5 | DE21054687 | Philips Healthcare | Emergency Department (ED) - Green | Barberton | Green Campus | Green Medical Center | Ground Floor | 2012-06-20 | Low
No | 031412 | Monitors, Physiologic, Patient Transport | M8105A - Intellivue MP5 | DE21054619 | Philips Healthcare | Emergency Department (ED) - Green | Barberton | Green Campus | Green Medical Center | Ground Floor | 2012-06-20 | Low
No | 031413 | Monitors, Physiologic, Patient Transport | M8105A - Intellivue MP5 | DE21054639 | Philips Healthcare | Emergency Department (ED) - Green | Barberton | Green Campus | Green Medical Center | Ground Floor | 2012-06-20 | Low
No | 031414 | Monitors, Physiologic, Patient Transport | M8105A - Intellivue MP5 | DE21054701 | Philips Healthcare | Emergency Department (ED) - Green | Barberton | Green Campus | Green Medical Center | Ground Floor | 2012-06-20 | Low
No | 031415 | Monitors, Physiologic, Patient Transport | M8105A - Intellivue MP5 | DE21054697 | Philips Healthcare | Emergency Department (ED) - Green | Barberton | Green Campus | Green Medical Center | Ground Floor | 2012-06-20 | Low
No | 031416 | Monitors, Physiologic, Patient Transport | M8105A - Intellivue MP5 | DE21054713 | Philips Healthcare | Emergency Department (ED) - Green | Barberton | Green Campus | Green Medical Center | Ground Floor | 2012-06-20 | Low
No | 031450 | Monitors, Physiologic, Patient Transport | M8105A - Intellivue MP5 | DE21054681 | Philips Healthcare | Emergency Department (ED) - Green | Barberton | Green Campus | Green Medical Center | Ground Floor | 2012-06-28 | Low
No | 032911 | Monitors, Physiologic, Patient Transport | M8105A - Intellivue MP5 | DE21076632 | Philips Healthcare | PACU | Akron | Akron City Campus | Akron City Hospital | 1st Floor | 2014-05-06 | Low
No | 032912 | Monitors, Physiologic, Patient Transport | M8105A - Intellivue MP5 | DE21076617 | Philips Healthcare | PACU | Akron | Akron City Campus | Akron City Hospital | 1st Floor | 2014-05-06 | Low
No | 032913 | Monitors, Physiologic, Patient Transport | M8105A - Intellivue MP5 | DE21076650 | Philips Healthcare | PACU | Akron | Akron City Campus | Akron City Hospital | 1st Floor | 2014-05-06 | Low
No | 032914 | Monitors, Physiologic, Patient Transport | M8105A - Intellivue MP5 | DE21076621 | Philips Healthcare | PACU | Akron | Akron City Campus | Akron City Hospital | 1st Floor | 2014-05-06 | Low
No | 032915 | Monitors, Physiologic, Patient Transport | M8105A - Intellivue MP5 | DE21076629 | Philips Healthcare | PACU | Akron | Akron City Campus | Akron City Hospital | 1st Floor | 2014-05-06 | Low
No | 032916 | Monitors, Physiologic, Patient Transport | M8105A - Intellivue MP5 | DE21076512 | Philips Healthcare | PACU | Akron | Akron City Campus | Akron City Hospital | 1st Floor | 2014-05-06 | Low
No | 032917 | Monitors, Physiologic, Patient Transport | M8105A - Intellivue MP5 | DE21076525 | Philips Healthcare | PACU | Akron | Akron City Campus | Akron City Hospital | 1st Floor | 2014-05-06 | Low
No | 032918 | Monitors, Physiologic, Patient Transport | M8105A - Intellivue MP5 | DE21076539 | Philips Healthcare | PACU | Akron | Akron City Campus | Akron City Hospital | 1st Floor | 2014-05-06 | Low
No | 032919 | Monitors, Physiologic, Patient Transport | M8105A - Intellivue MP5 | DE21076538 | Philips Healthcare | PACU | Akron | Akron City Campus | Akron City Hospital | 1st Floor | 2014-05-06 | Low
No | 032920 | Monitors, Physiologic, Patient Transport | M8105A - Intellivue MP5 | DE21076511 | Philips Healthcare | PACU | Akron | Akron City Campus | Akron City Hospital | 1st Floor | 2014-05-06 | Low
No | 032921 | Monitors, Physiologic, Patient Transport | M8105A - Intellivue MP5 | DE21076508 | Philips Healthcare | PACU | Akron | Akron City Campus | Akron City Hospital | 1st Floor | 2014-05-06 | Low
No | 032922 | Monitors, Physiologic, Patient Transport | M8105A - Intellivue MP5 | DE21076540 | Philips Healthcare | PACU | Akron | Akron City Campus | Akron City Hospital | 1st Floor | 2014-05-06 | Low
No | 037069 | Monitors, Physiologic, Patient Transport | M8105A - Intellivue MP5 | DE21062673 | Philips Healthcare | Emergency Department (ED) - SBH | Barberton | Barberton Campus | Summa Barberton Hospital | Ground Floor | 2013-02-14 | Low
No | 037070 | Monitors, Physiologic, Patient Transport | M8105A - Intellivue MP5 | DE21062730 | Philips Healthcare | Emergency Department (ED) - SBH | Barberton | Barberton Campus | Summa Barberton Hospital | Ground Floor | 2013-02-14 | Low
No | 037072 | Monitors, Physiologic, Patient Transport | M8105A - Intellivue MP5 | DE21062685 | Philips Healthcare | Emergency Department (ED) - SBH | Barberton | Barberton Campus | Summa Barberton Hospital | Ground Floor | 2013-02-14 | Low
No | 037109 | Monitors, Physiologic, Patient Transport | M8105A - Intellivue MP5 | DE21062684 | Philips Healthcare | Clinical Decision Unit (CDU) - SBH | Barberton | Barberton Campus | Summa Barberton Hospital | Ground Floor | 2013-02-14 | Low
No | 037137 | Monitors, Physiologic, Patient Transport | M8105A - Intellivue MP5 | DE21062719 | Philips Healthcare | Clinical Decision Unit (CDU) - SBH | Barberton | Barberton Campus | Summa Barberton Hospital | Ground Floor | 2013-02-14 | Low
No | 037144 | Monitors, Physiologic, Patient Transport | M8105A - Intellivue MP5 | DE21062729 | Philips Healthcare | Emergency Department (ED) - SBH | Barberton | Barberton Campus | Summa Barberton Hospital | Ground Floor | 2013-02-14 | Low
No | 037146 | Monitors, Physiologic, Patient Transport | M8105A - Intellivue MP5 | DE21062694 | Philips Healthcare | Emergency Department (ED) - SBH | Barberton | Barberton Campus | Summa Barberton Hospital | Ground Floor | 2013-02-14 | Low
No | 037148 | Monitors, Physiologic, Patient Transport | M8105A - Intellivue MP5 | DE21062723 | Philips Healthcare | Emergency Department (ED) - SBH | Barberton | Barberton Campus | Summa Barberton Hospital | Ground Floor | 2013-02-14 | Low
No | 037150 | Monitors, Physiologic, Patient Transport | M8105A - Intellivue MP5 | DE21062727 | Philips Healthcare | Emergency Department (ED) - SBH | Barberton | Barberton Campus | Summa Barberton Hospital | Ground Floor | 2013-02-14 | Low
No | 037155 | Monitors, Physiologic, Patient Transport | M8105A - Intellivue MP5 | DE21062672 | Philips Healthcare | Emergency Department (ED) - SBH | Barberton | Barberton Campus | Summa Barberton Hospital | Ground Floor | 2013-02-14 | Low
No | 037157 | Monitors, Physiologic, Patient Transport | M8105A - Intellivue MP5 | DE21062720 | Philips Healthcare | Emergency Department (ED) - SBH | Barberton | Barberton Campus | Summa Barberton Hospital | Ground Floor | 2013-02-14 | Low
No | 037160 | Monitors, Physiologic, Patient Transport | M8105A - Intellivue MP5 | DE21062683 | Philips Healthcare | Emergency Department (ED) - SBH | Barberton | Barberton Campus | Summa Barberton Hospital | Ground Floor | 2013-02-14 | Low
No | 037178 | Monitors, Physiologic, Patient Transport | M8105A - Intellivue MP5 | DE21062688 | Philips Healthcare | Emergency Department (ED) - SBH | Barberton | Barberton Campus | Summa Barberton Hospital | Ground Floor | 2013-02-14 | Low
No | 037181 | Monitors, Physiologic, Patient Transport | M8105A - Intellivue MP5 | DE21062693 | Philips Healthcare | Emergency Department (ED) - SBH | Barberton | Barberton Campus | Summa Barberton Hospital | Ground Floor | 2013-02-14 | Low
No | 037185 | Monitors, Physiologic, Patient Transport | M8105A - Intellivue MP5 | DE21062677 | Philips Healthcare | Emergency Department (ED) - SBH | Barberton | Barberton Campus | Summa Barberton Hospital | Ground Floor | 2013-02-14 | Low
No | 037190 | Monitors, Physiologic, Patient Transport | M8105A - Intellivue MP5 | DE21062675 | Philips Healthcare | Emergency Department (ED) - SBH | Barberton | Barberton Campus | Summa Barberton Hospital | Ground Floor | 2013-02-14 | Low
No | 037193 | Monitors, Physiologic, Patient Transport | M8105A - Intellivue MP5 | DE21062692 | Philips Healthcare | Emergency Department (ED) - SBH | Barberton | Barberton Campus | Summa Barberton Hospital | Ground Floor | 2013-02-14 | Low
No | 037195 | Monitors, Physiologic, Patient Transport | M8105A - Intellivue MP5 | DE21062687 | Philips Healthcare | Emergency Department (ED) - SBH | Barberton | Barberton Campus | Summa Barberton Hospital | Ground Floor | 2013-02-14 | Low
No | 037197 | Monitors, Physiologic, Patient Transport | M8105A - Intellivue MP5 | DE21062678 | Philips Healthcare | Clinical Decision Unit (CDU) - SBH | Barberton | Barberton Campus | Summa Barberton Hospital | Ground Floor | 2013-02-14 | Low
No | 037205 | Monitors, Physiologic, Patient Transport | M8105A - Intellivue MP5 | DE21062686 | Philips Healthcare | Clinical Decision Unit (CDU) - SBH | Barberton | Barberton Campus | Summa Barberton Hospital | Ground Floor | 2013-02-14 | Low
No | 037224 | Monitors, Physiologic, Patient Transport | M8105A - Intellivue MP5 | DE21062680 | Philips Healthcare | Emergency Department (ED) - SBH | Barberton | Barberton Campus | Summa Barberton Hospital | Ground Floor | 2013-02-14 | Low
No | 037239 | Monitors, Physiologic, Patient Transport | M8105A - Intellivue MP5 | DE21062690 | Philips Healthcare | Emergency Department (ED) - SBH | Barberton | Barberton Campus | Summa Barberton Hospital | Ground Floor | 2013-02-14 | Low
No | 037241 | Monitors, Physiologic, Patient Transport | M8105A - Intellivue MP5 | DE21062689 | Philips Healthcare | Emergency Department (ED) - SBH | Barberton | Barberton Campus | Summa Barberton Hospital | Ground Floor | 2013-02-14 | Low
No | 037243 | Monitors, Physiologic, Patient Transport | M8105A - Intellivue MP5 | DE21062691 | Philips Healthcare | Emergency Department (ED) - SBH | Barberton | Barberton Campus | Summa Barberton Hospital | Ground Floor | 2013-02-14 | Low
No | 037245 | Monitors, Physiologic, Patient Transport | M8105A - Intellivue MP5 | DE21062722 | Philips Healthcare | Emergency Department (ED) - SBH | Barberton | Barberton Campus | Summa Barberton Hospital | Ground Floor | 2013-02-14 | Low
No | 037247 | Monitors, Physiologic, Patient Transport | M8105A - Intellivue MP5 | DE21062679 | Philips Healthcare | Clinical Decision Unit (CDU) - SBH | Barberton | Barberton Campus | Summa Barberton Hospital | Ground Floor | 2013-02-14 | Low
No | 037781 | Monitors, Physiologic, Patient Transport | M8105A - Intellivue MP5 | DE53797498 | Philips Healthcare | 2 East - Cardiac Progressive Care Unit (PCU) - SB | Barberton | Barberton Campus | Summa Barberton Hospital | 2nd Floor | 2016-04-27 | Low
No | 038605 | Monitors, Physiologic, Patient Transport | M8105A - Intellivue MP5 | DE53797502 | Philips Healthcare | Emergency Department (ED) - Green | Barberton | Green Campus | Green Medical Center | Ground Floor | 2016-04-27 | Low
No | 038606 | Monitors, Physiologic, Patient Transport | M8105A - Intellivue MP5 | DE53797423 | Philips Healthcare | 2 East - Cardiac Progressive Care Unit (PCU) - SB | Barberton | Barberton Campus | Summa Barberton Hospital | 2nd Floor | 2016-04-27 | Low
No | 039971 | Monitors, Physiologic, Patient Transport | M8105A - Intellivue MP5 | DE91332944 | Philips Healthcare | Center for Corp Health - SB | Barberton | Barberton Campus | Tuscora Park Pavilion | 1st Floor | 2010-10-27 | Low
No | 057196 | Monitors, Physiologic, Patient Transport | M8105A - Intellivue MP5 | DE656C0326 | Philips Healthcare | H4 - Mother/Baby Unit | Akron | Akron City Campus | H Tower | 4th Floor | 2021-09-30 | Low
No | 057197 | Monitors, Physiologic, Patient Transport | M8105A - Intellivue MP5 | DE656C0322 | Philips Healthcare | H4 - Mother/Baby Unit | Akron | Akron City Campus | H Tower | 4th Floor | 2011-08-18 | Low
No | 057575 | Monitors, Physiologic, Patient Transport | M8105A - Intellivue MP5 | DE656C2074 | Philips Healthcare | H4 - Mother/Baby Unit | Akron | Akron City Campus | H Tower | 4th Floor | 2011-08-18 | Low
No | 058401 | Monitors, Physiologic, Patient Transport | M8105A - Intellivue MP5 | DE656C5970 | Philips Healthcare | Clinical Decision Unit (CDU) - ACH | Akron | Akron City Campus | H Tower | Ground Floor | 2020-01-23 | Low
No | 058402 | Monitors, Physiologic, Patient Transport | M8105A - Intellivue MP5 | DE656C5935 | Philips Healthcare | Clinical Decision Unit (CDU) - ACH | Akron | Akron City Campus | H Tower | Ground Floor | 2020-01-23 | Low
No | 058403 | Monitors, Physiologic, Patient Transport | M8105A - Intellivue MP5 | DE656C5946 | Philips Healthcare | Clinical Decision Unit (CDU) - ACH | Akron | Akron City Campus | H Tower | Ground Floor | 2020-01-23 | Low
No | 058404 | Monitors, Physiologic, Patient Transport | M8105A - Intellivue MP5 | DE656C5943 | Philips Healthcare | Clinical Decision Unit (CDU) - ACH | Akron | Akron City Campus | H Tower | Ground Floor | 2020-01-23 | Low
No | 058405 | Monitors, Physiologic, Patient Transport | M8105A - Intellivue MP5 | DE656C5945 | Philips Healthcare | Clinical Decision Unit (CDU) - ACH | Akron | Akron City Campus | H Tower | Ground Floor | 2020-01-23 | Low
No | 058406 | Monitors, Physiologic, Patient Transport | M8105A - Intellivue MP5 | DE656C5952 | Philips Healthcare | Clinical Decision Unit (CDU) - ACH | Akron | Akron City Campus | H Tower | Ground Floor | 2020-01-23 | Low
No | 058407 | Monitors, Physiologic, Patient Transport | M8105A - Intellivue MP5 | DE656C5956 | Philips Healthcare | Clinical Decision Unit (CDU) - ACH | Akron | Akron City Campus | H Tower | Ground Floor | 2020-01-23 | Low
No | 058408 | Monitors, Physiologic, Patient Transport | M8105A - Intellivue MP5 | DE656C5953 | Philips Healthcare | Clinical Decision Unit (CDU) - ACH | Akron | Akron City Campus | H Tower | Ground Floor | 2020-01-23 | Low
No | 058409 | Monitors, Physiologic, Patient Transport | M8105A - Intellivue MP5 | DE656C5938 | Philips Healthcare | Clinical Decision Unit (CDU) - ACH | Akron | Akron City Campus | H Tower | Ground Floor | 2020-01-23 | Low
No | 058410 | Monitors, Physiologic, Patient Transport | M8105A - Intellivue MP5 | DE656C5942 | Philips Healthcare | Clinical Decision Unit (CDU) - ACH | Akron | Akron City Campus | H Tower | Ground Floor | 2020-01-23 | Low
No | 058411 | Monitors, Physiologic, Patient Transport | M8105A - Intellivue MP5 | DE656C5966 | Philips Healthcare | Clinical Decision Unit (CDU) - ACH | Akron | Akron City Campus | H Tower | Ground Floor | 2020-01-23 | Low
No | 058412 | Monitors, Physiologic, Patient Transport | M8105A - Intellivue MP5 | DE656C5944 | Philips Healthcare | Clinical Decision Unit (CDU) - ACH | Akron | Akron City Campus | H Tower | Ground Floor | 2020-01-23 | Low
No | 039156 | Monitors, Physiologic, Patient Transport | M8105AT - Intellivue MP5T | DE91306332 | Philips Healthcare | 4 South - Medical/Surgical Unit (MSU) - SB | Barberton | Barberton Campus | Summa Barberton Hospital | 4th Floor | 2011-11-30 | Low
No | 039157 | Monitors, Physiologic, Patient Transport | M8105AT - Intellivue MP5T | DE91306319 | Philips Healthcare | 4 South - Medical/Surgical Unit (MSU) - SB | Barberton | Barberton Campus | Summa Barberton Hospital | 4th Floor | 2011-11-30 | Low
No | 500202142 | Monitors, Physiologic, Pulse Oximetry, Personal | 9500 - Onyx II Fingertip Pulse Ox | 500202142 | Nonin Medical | Center for Senior Health | Akron | Akron City Campus | 75 Arch | Ground Floor | 2008-06-09 | Low
No | 500630898 | Monitors, Physiologic, Pulse Oximetry, Personal | 9500 - Onyx II Fingertip Pulse Ox | 500630898 | Nonin Medical | Center for Senior Health | Akron | Akron City Campus | 75 Arch | Ground Floor | 2008-06-09 | Low
No | 500825287 | Monitors, Physiologic, Pulse Oximetry, Personal | 9500 - Onyx II Fingertip Pulse Ox | 500825287 | Nonin Medical | Center for Senior Health | Akron | Akron City Campus | 75 Arch | Ground Floor | 2010-04-14 | Low
No | 500991924 | Monitors, Physiologic, Pulse Oximetry, Personal | 9500 - Onyx II Fingertip Pulse Ox | 500991924 | Nonin Medical | Center for Senior Health | Akron | Akron City Campus | 75 Arch | Ground Floor | 2012-04-04 | Low
No | 501114467 | Monitors, Physiologic, Pulse Oximetry, Personal | 9500 - Onyx II Fingertip Pulse Ox | 501114467 | Nonin Medical | Center for Senior Health | Akron | Akron City Campus | 75 Arch | Ground Floor | 2011-03-16 | Low
No | 501114468 | Monitors, Physiologic, Pulse Oximetry, Personal | 9500 - Onyx II Fingertip Pulse Ox | 501114468 | Nonin Medical | Center for Senior Health | Akron | Akron City Campus | 75 Arch | Ground Floor | 2011-03-16 | Low
No | 420495415 | Monitors, Physiologic, Pulse Oximetry, Personal | 9550 - Onyx Ii Fingertip Pulse Ox | 42095415 | Nonin Medical | Oncology | Akron | Akron City Campus | Cooper Cancer Center | 1st Floor | 2008-09-25 | Low
No | 500026230 | Monitors, Physiologic, Pulse Oximetry, Personal | 9550 - Onyx Ii Fingertip Pulse Ox | 500026230 | Nonin Medical | Physical Therapy | Akron | Akron City Campus | Akron City Hospital | Ground Floor | 2006-04-13 | Low
No | 039683 | Monitors, Physiologic, Pulse Oximetry, Personal | CMS50D1A - Cms50D1A Fingertip Spo2 | 21091001131 | Contec Medical Systems | Rehab Services OP - Green | Barberton | Green Campus | Green Family YMCA | Ground Floor | 2022-02-14 | Low
No | 035861 | Monitors, Physiologic, Pulse Oximetry, Personal | DT100-C - Finger Tip Pulse Oximeter | XBE00KK02767 | Devon Medical Inc | SAH - HomeCare | Akron | Corporate Campus | Corporate Center |  | 2015-06-01 | Low
No | 059405 | Monitors, Physiologic, Pulse Oximetry, Personal | HCSM70B - Hcsm70B Fingertip Pulse Oximeter | 202867600041 | Medline Industries | Center for Senior Health | Akron | Akron City Campus | 75 Arch | Ground Floor | 2020-10-05 | Low
No | 182030303025 | Monitors, Physiologic, Pulse Oximetry, Personal | HCSM70B - Hcsm70B Fingertip Pulse Oximeter | 182030303025 | Medline Industries | Center for Senior Health | Akron | Akron City Campus | 75 Arch | Ground Floor | 2018-10-22 | Low
No | 182030303026 | Monitors, Physiologic, Pulse Oximetry, Personal | HCSM70B - Hcsm70B Fingertip Pulse Oximeter | 0182030303026 | Medline Industries | Center for Senior Health | Akron | Akron City Campus | 75 Arch | Ground Floor | 2018-10-22 | Low
No | 190730300393 | Monitors, Physiologic, Pulse Oximetry, Personal | HCSM70B - Hcsm70B Fingertip Pulse Oximeter | 190730300393 | Medline Industries | Pride Clinic | Akron | Chapel Hill Campus | Summa Health Chapel Hill | Ground Floor | 2019-11-07 | Low
No | 200130300037 | Monitors, Physiologic, Pulse Oximetry, Personal | HCSM70B - Hcsm70B Fingertip Pulse Oximeter | (21)200130300037 | Medline Industries | Center for Senior Health | Akron | Akron City Campus | 75 Arch | Ground Floor | 2020-04-29 | Low
No | 039550 | Monitors, Physiologic, Pulse Oximetry, Personal | HCSM70S - Hcsm70S Fingertip Pulse Oximeter | 203667664746 | Medline Industries | Rehab Services OP - Green | Barberton | Green Campus | Green Family YMCA | Ground Floor | 2021-08-03 | Low
No | 063452 | Monitors, Physiologic, Pulse Oximetry, Personal | HCSM70S - Hcsm70S Fingertip Pulse Oximeter | 220304700149 | Medline Industries | Summa Rehab Hospital | Akron | Akron City Campus | Summa Rehab Hospital |  | 2023-10-04 09:40 | Low
No | M010E126970 | Monitors, Physiologic, Pulse Oximetry, Personal | M70 - M70 Fingertip Pulse Oximeter | M010E126970 | Boston Scientific | 7 West - Respiratory Unit | Akron | Akron City Campus | Akron City Hospital | 7th Floor | 2016-03-28 | Low
No | M010E128953 | Monitors, Physiologic, Pulse Oximetry, Personal | M70 - M70 Fingertip Pulse Oximeter | M010E128953 | Boston Scientific | 7 West - Respiratory Unit | Akron | Akron City Campus | Akron City Hospital | 7th Floor | 2016-03-28 | Low
No | M010E130083 | Monitors, Physiologic, Pulse Oximetry, Personal | M70 - M70 Fingertip Pulse Oximeter | M010E130083 | Boston Scientific | 7 West - Respiratory Unit | Akron | Akron City Campus | Akron City Hospital | 7th Floor | 2016-03-28 | Low
No | M010E132268 | Monitors, Physiologic, Pulse Oximetry, Personal | M70 - M70 Fingertip Pulse Oximeter | M010E132268 | Boston Scientific | 7 West - Respiratory Unit | Akron | Akron City Campus | Akron City Hospital | 7th Floor | 2016-03-28 | Low
No | M010E132358 | Monitors, Physiologic, Pulse Oximetry, Personal | M70 - M70 Fingertip Pulse Oximeter | M010E132358 | Boston Scientific | 7 West - Respiratory Unit | Akron | Akron City Campus | Akron City Hospital | 7th Floor | 2016-03-28 | Low
No | M010E132366 | Monitors, Physiologic, Pulse Oximetry, Personal | M70 - M70 Fingertip Pulse Oximeter | M010E132366 | Boston Scientific | 7 West - Respiratory Unit | Akron | Akron City Campus | Akron City Hospital | 7th Floor | 2016-03-28 | Low
No | M010E132405 | Monitors, Physiologic, Pulse Oximetry, Personal | M70 - M70 Fingertip Pulse Oximeter | M010E132405 | Boston Scientific | 7 West - Respiratory Unit | Akron | Akron City Campus | Akron City Hospital | 7th Floor | 2016-03-28 | Low
No | M010E132490 | Monitors, Physiologic, Pulse Oximetry, Personal | M70 - M70 Fingertip Pulse Oximeter | M010E132490 | Boston Scientific | 7 West - Respiratory Unit | Akron | Akron City Campus | Akron City Hospital | 7th Floor | 2016-03-28 | Low
No | M010E132497 | Monitors, Physiologic, Pulse Oximetry, Personal | M70 - M70 Fingertip Pulse Oximeter | M010E132497 | Boston Scientific | 7 West - Respiratory Unit | Akron | Akron City Campus | Akron City Hospital | 7th Floor | 2016-03-28 | Low
No | M010E132500 | Monitors, Physiologic, Pulse Oximetry, Personal | M70 - M70 Fingertip Pulse Oximeter | M010E132500 | Boston Scientific | 7 West - Respiratory Unit | Akron | Akron City Campus | Akron City Hospital | 7th Floor | 2016-03-28 | Low
No | 111228000121 | Monitors, Physiologic, Pulse Oximetry, Personal | MD300C15 - Oxywatch Fingertip Pulse Ox | 111228000121 | Choice Medical | Rehab Services OP - Green | Barberton | Green Campus | Green Family YMCA | Ground Floor | 2011-08-18 | Low
No | 142028000174 | Monitors, Physiologic, Pulse Oximetry, Personal | MD300C15 - Oxywatch Fingertip Pulse Ox | 142028000174 | Choice Medical | Summa Rehab Hospital | Akron | Akron City Campus | Summa Rehab Hospital |  | 2015-02-19 | Low
No | 025253 | Monitors, Physiologic, Pulse Oximetry, Personal | MD300C-1B - Finger Tip Pulse Oximeter | 08301032089 | Devon Medical Inc | SAH - HomeCare | Akron | Corporate Campus | Corporate Center |  | 2009-01-02 | Low
No | 030782 | Monitors, Physiologic, Pulse Oximetry, Personal | MD300C-1B - Finger Tip Pulse Oximeter | XXA001C02192 | Devon Medical Inc | SAH - HomeCare | Akron | Corporate Campus | Corporate Center |  | 2012-08-15 | Low
No | 030784 | Monitors, Physiologic, Pulse Oximetry, Personal | MD300C-1B - Finger Tip Pulse Oximeter | XXA001C02207a | Devon Medical Inc | SAH - HomeCare | Akron | Corporate Campus | Corporate Center |  | 2012-08-15 | Low
No | 030785 | Monitors, Physiologic, Pulse Oximetry, Personal | MD300C-1B - Finger Tip Pulse Oximeter | XXA001C02207 | Devon Medical Inc | SAH - HomeCare | Akron | Corporate Campus | Corporate Center |  | 2012-08-15 | Low
No | 030786 | Monitors, Physiologic, Pulse Oximetry, Personal | MD300C-1B - Finger Tip Pulse Oximeter | XXA001C02186 | Devon Medical Inc | SAH - HomeCare | Akron | Corporate Campus | Corporate Center |  | 2012-08-15 | Low
No | 030788 | Monitors, Physiologic, Pulse Oximetry, Personal | MD300C-1B - Finger Tip Pulse Oximeter | XXA001C02209 | Devon Medical Inc | SAH - HomeCare | Akron | Corporate Campus | Corporate Center |  | 2012-08-15 | Low
No | 030789 | Monitors, Physiologic, Pulse Oximetry, Personal | MD300C-1B - Finger Tip Pulse Oximeter | XXA001C02210 | Devon Medical Inc | SAH - HomeCare | Akron | Corporate Campus | Corporate Center |  | 2012-08-15 | Low
No | 030790 | Monitors, Physiologic, Pulse Oximetry, Personal | MD300C-1B - Finger Tip Pulse Oximeter | XXA001C02211 | Devon Medical Inc | SAH - HomeCare | Akron | Corporate Campus | Corporate Center |  | 2012-08-15 | Low
No | 030793 | Monitors, Physiologic, Pulse Oximetry, Personal | MD300C-1B - Finger Tip Pulse Oximeter | XXA001C02265 | Devon Medical Inc | SAH - HomeCare | Akron | Corporate Campus | Corporate Center |  | 2012-08-15 | Low
No | 030795 | Monitors, Physiologic, Pulse Oximetry, Personal | MD300C-1B - Finger Tip Pulse Oximeter | XXA001C02258 | Devon Medical Inc | SAH - HomeCare | Akron | Corporate Campus | Corporate Center |  | 2012-08-15 | Low
No | 030798 | Monitors, Physiologic, Pulse Oximetry, Personal | MD300C-1B - Finger Tip Pulse Oximeter | XXA001C02214 | Devon Medical Inc | SAH - HomeCare | Akron | Corporate Campus | Corporate Center |  | 2012-08-23 | Low
No | 030799 | Monitors, Physiologic, Pulse Oximetry, Personal | MD300C-1B - Finger Tip Pulse Oximeter | XXA001C02215 | Devon Medical Inc | SAH - HomeCare | Akron | Corporate Campus | Corporate Center |  | 2012-08-23 | Low
No | 030802 | Monitors, Physiologic, Pulse Oximetry, Personal | MD300C-1B - Finger Tip Pulse Oximeter | XXA001C02197 | Devon Medical Inc | SAH - HomeCare | Akron | Corporate Campus | Corporate Center |  | 2012-08-23 | Low
No | 030803 | Monitors, Physiologic, Pulse Oximetry, Personal | MD300C-1B - Finger Tip Pulse Oximeter | XXA001C02205 | Devon Medical Inc | SAH - HomeCare | Akron | Corporate Campus | Corporate Center |  | 2012-08-23 | Low
No | 030804 | Monitors, Physiologic, Pulse Oximetry, Personal | MD300C-1B - Finger Tip Pulse Oximeter | XXA001C02204 | Devon Medical Inc | SAH - HomeCare | Akron | Corporate Campus | Corporate Center |  | 2012-08-23 | Low
No | 102133615557 | Monitors, Physiologic, Pulse Oximetry, Personal | MD300C20 - Oxywatch Fingertip Pulse Ox | 102133615557 | Choice Medical | Oncology | Akron | Akron City Campus | Cooper Cancer Center | 1st Floor | 2011-01-27 | Low
No | 121624700023 | Monitors, Physiologic, Pulse Oximetry, Personal | MD300C61 - Oxywatch Fingertip Pulse Ox | 121624700023 | Choice Medical | Center for Senior Health | Akron | Akron City Campus | 75 Arch | Ground Floor | 2012-08-24 | Low
No | 121924700295 | Monitors, Physiologic, Pulse Oximetry, Personal | MD300C61 - Oxywatch Fingertip Pulse Ox | 121924700295 | Choice Medical | Center for Senior Health | Akron | Akron City Campus | 75 Arch | Ground Floor | 2012-07-09 | Low
No | 121924700688 | Monitors, Physiologic, Pulse Oximetry, Personal | MD300C61 - Oxywatch Fingertip Pulse Ox | 121924700688 | Choice Medical | Center for Senior Health | Akron | Akron City Campus | 75 Arch | Ground Floor | 2012-08-13 | Low
No | 122624701933 | Monitors, Physiologic, Pulse Oximetry, Personal | MD300C61 - Oxywatch Fingertip Pulse Ox | 122624701933 | Choice Medical | Center for Senior Health | Akron | Akron City Campus | 75 Arch | Ground Floor | 2013-06-06 | Low
No | 123224700854 | Monitors, Physiologic, Pulse Oximetry, Personal | MD300C61 - Oxywatch Fingertip Pulse Ox | 123242700854 | Choice Medical | Center for Senior Health | Akron | Akron City Campus | 75 Arch | Ground Floor | 2012-11-01 | Low
No | 064805 | Monitors, Physiologic, Pulse Oximetry, Personal | MD300I Handheld Pulse Oximeter | 224802500051 | Choice Medical | Tallmadge Urgent Care | Akron | Tallmadge Campus | Tallmadge Medical Center |  | 2024-11-19 12:59 | Low
No | 028440 | Monitors, Physiologic, Pulse Oximetry, Personal | PC60A - Finger Tip Pulse Oximeter | XXA00IL15131 | Devon Medical Inc | SAH - HomeCare | Akron | Corporate Campus | Corporate Center |  | 2013-08-21 | Low
No | 028441 | Monitors, Physiologic, Pulse Oximetry, Personal | PC60A - Finger Tip Pulse Oximeter | XXA00IL15052 | Devon Medical Inc | SAH - HomeCare | Akron | Corporate Campus | Corporate Center |  | 2013-08-21 | Low
No | 030719 | Monitors, Physiologic, Pulse Oximetry, Personal | PC60A - Finger Tip Pulse Oximeter | AAA00IC01747 | Devon Medical Inc | SAH - HomeCare | Akron | Corporate Campus | Corporate Center |  | 2012-08-02 | Low
No | 030721 | Monitors, Physiologic, Pulse Oximetry, Personal | PC60A - Finger Tip Pulse Oximeter | XXA00IC01748 | Devon Medical Inc | SAH - HomeCare | Akron | Corporate Campus | Corporate Center |  | 2012-08-02 | Low
No | 030722 | Monitors, Physiologic, Pulse Oximetry, Personal | PC60A - Finger Tip Pulse Oximeter | XXA00IC01752 | Devon Medical Inc | SAH - HomeCare | Akron | Corporate Campus | Corporate Center |  | 2012-08-02 | Low
No | 030725 | Monitors, Physiologic, Pulse Oximetry, Personal | PC60A - Finger Tip Pulse Oximeter | XXA00IC01741 | Devon Medical Inc | SAH - HomeCare | Akron | Corporate Campus | Corporate Center |  | 2012-08-02 | Low
No | 030726 | Monitors, Physiologic, Pulse Oximetry, Personal | PC60A - Finger Tip Pulse Oximeter | XXA001C01742 | Devon Medical Inc | SAH - HomeCare | Akron | Corporate Campus | Corporate Center |  | 2012-08-02 | Low
No | 030729 | Monitors, Physiologic, Pulse Oximetry, Personal | PC60A - Finger Tip Pulse Oximeter | XXA001C01764 | Devon Medical Inc | SAH - HomeCare | Akron | Corporate Campus | Corporate Center |  | 2012-08-07 | Low
No | 030730 | Monitors, Physiologic, Pulse Oximetry, Personal | PC60A - Finger Tip Pulse Oximeter | XXA001C01769 | Devon Medical Inc | SAH - HomeCare | Akron | Corporate Campus | Corporate Center |  | 2012-08-07 | Low
No | 030731 | Monitors, Physiologic, Pulse Oximetry, Personal | PC60A - Finger Tip Pulse Oximeter | XXA001C01771 | Devon Medical Inc | SAH - HomeCare | Akron | Corporate Campus | Corporate Center |  | 2012-08-07 | Low
No | 030734 | Monitors, Physiologic, Pulse Oximetry, Personal | PC60A - Finger Tip Pulse Oximeter | XXA001C01751 | Devon Medical Inc | SAH - HomeCare | Akron | Corporate Campus | Corporate Center |  | 2012-08-07 | Low
No | 030737 | Monitors, Physiologic, Pulse Oximetry, Personal | PC60A - Finger Tip Pulse Oximeter | XXA001C01763 | Devon Medical Inc | SAH - HomeCare | Akron | Corporate Campus | Corporate Center |  | 2012-08-02 | Low
No | 030738 | Monitors, Physiologic, Pulse Oximetry, Personal | PC60A - Finger Tip Pulse Oximeter | xxA001C01773 | Devon Medical Inc | SAH - HomeCare | Akron | Corporate Campus | Corporate Center |  | 2012-08-02 | Low
No | 030739 | Monitors, Physiologic, Pulse Oximetry, Personal | PC60A - Finger Tip Pulse Oximeter | XXA00C11775 | Devon Medical Inc | SAH - HomeCare | Akron | Corporate Campus | Corporate Center |  | 2012-08-02 | Low
No | 030740 | Monitors, Physiologic, Pulse Oximetry, Personal | PC60A - Finger Tip Pulse Oximeter | XXA00C1776 | Devon Medical Inc | SAH - HomeCare | Akron | Corporate Campus | Corporate Center |  | 2012-08-02 | Low
No | 030744 | Monitors, Physiologic, Pulse Oximetry, Personal | PC60A - Finger Tip Pulse Oximeter | XXA001C02177 | Devon Medical Inc | SAH - HomeCare | Akron | Corporate Campus | Corporate Center |  | 2012-08-02 | Low
No | 030745 | Monitors, Physiologic, Pulse Oximetry, Personal | PC60A - Finger Tip Pulse Oximeter | XXA001C02181a | Devon Medical Inc | SAH - HomeCare | Akron | Corporate Campus | Corporate Center |  | 2012-08-02 | Low
No | 030747 | Monitors, Physiologic, Pulse Oximetry, Personal | PC60A - Finger Tip Pulse Oximeter | XXA001C02179 | Devon Medical Inc | SAH - HomeCare | Akron | Corporate Campus | Corporate Center |  | 2012-08-02 | Low
No | 030749 | Monitors, Physiologic, Pulse Oximetry, Personal | PC60A - Finger Tip Pulse Oximeter | XXA001C02194 | Devon Medical Inc | SAH - HomeCare | Akron | Corporate Campus | Corporate Center |  | 2012-08-02 | Low
No | 030752 | Monitors, Physiologic, Pulse Oximetry, Personal | PC60A - Finger Tip Pulse Oximeter | XXA001C202189 | Devon Medical Inc | SAH - HomeCare | Akron | Corporate Campus | Corporate Center |  | 2012-08-02 | Low
No | 030753 | Monitors, Physiologic, Pulse Oximetry, Personal | PC60A - Finger Tip Pulse Oximeter | XXA001C02188 | Devon Medical Inc | SAH - HomeCare | Akron | Corporate Campus | Corporate Center |  | 2012-08-02 | Low
No | 030754 | Monitors, Physiologic, Pulse Oximetry, Personal | PC60A - Finger Tip Pulse Oximeter | XXA001C02190 | Devon Medical Inc | SAH - HomeCare | Akron | Corporate Campus | Corporate Center |  | 2012-08-02 | Low
No | 030762 | Monitors, Physiologic, Pulse Oximetry, Personal | PC60A - Finger Tip Pulse Oximeter | XXA001C02201 | Devon Medical Inc | SAH - HomeCare | Akron | Corporate Campus | Corporate Center |  | 2012-10-31 | Low
No | 030763 | Monitors, Physiologic, Pulse Oximetry, Personal | PC60A - Finger Tip Pulse Oximeter | XXA001C02266 | Devon Medical Inc | SAH - HomeCare | Akron | Corporate Campus | Corporate Center |  | 2012-10-31 | Low
No | 030764 | Monitors, Physiologic, Pulse Oximetry, Personal | PC60A - Finger Tip Pulse Oximeter | XXA001C02289 | Devon Medical Inc | SAH - HomeCare | Akron | Corporate Campus | Corporate Center |  | 2012-10-31 | Low
No | 030765 | Monitors, Physiologic, Pulse Oximetry, Personal | PC60A - Finger Tip Pulse Oximeter | XXA001C02291 | Devon Medical Inc | SAH - HomeCare | Akron | Corporate Campus | Corporate Center |  | 2012-10-31 | Low
No | 030768 | Monitors, Physiologic, Pulse Oximetry, Personal | PC60A - Finger Tip Pulse Oximeter | XXA001C02206 | Devon Medical Inc | SAH - HomeCare | Akron | Corporate Campus | Corporate Center |  | 2012-10-31 | Low
No | 030769 | Monitors, Physiologic, Pulse Oximetry, Personal | PC60A - Finger Tip Pulse Oximeter | XXA001C02200 | Devon Medical Inc | SAH - HomeCare | Akron | Corporate Campus | Corporate Center |  | 2012-10-31 | Low
No | 030771 | Monitors, Physiologic, Pulse Oximetry, Personal | PC60A - Finger Tip Pulse Oximeter | XXA001C02196 | Devon Medical Inc | SAH - HomeCare | Akron | Corporate Campus | Corporate Center |  | 2012-10-31 | Low
No | 030772 | Monitors, Physiologic, Pulse Oximetry, Personal | PC60A - Finger Tip Pulse Oximeter | XXA001C02198 | Devon Medical Inc | SAH - HomeCare | Akron | Corporate Campus | Corporate Center |  | 2012-10-31 | Low
No | 030843 | Monitors, Physiologic, Pulse Oximetry, Personal | PC60A - Finger Tip Pulse Oximeter | XXA001C02261 | Devon Medical Inc | SAH - HomeCare | Akron | Corporate Campus | Corporate Center |  | 2012-10-31 | Low
No | 030868 | Monitors, Physiologic, Pulse Oximetry, Personal | PC60A - Finger Tip Pulse Oximeter | XXA001C01743 | Devon Medical Inc | SAH - HomeCare | Akron | Corporate Campus | Corporate Center |  | 2013-02-11 | Low
No | 030869 | Monitors, Physiologic, Pulse Oximetry, Personal | PC60A - Finger Tip Pulse Oximeter | XXA001C01736 | Devon Medical Inc | SAH - HomeCare | Akron | Corporate Campus | Corporate Center |  | 2013-02-11 | Low
No | 030870 | Monitors, Physiologic, Pulse Oximetry, Personal | PC60A - Finger Tip Pulse Oximeter | XXA001C01754 | Devon Medical Inc | SAH - HomeCare | Akron | Corporate Campus | Corporate Center |  | 2013-02-11 | Low
No | 030872 | Monitors, Physiologic, Pulse Oximetry, Personal | PC60A - Finger Tip Pulse Oximeter | XXA001C01740 | Devon Medical Inc | SAH - HomeCare | Akron | Corporate Campus | Corporate Center |  | 2013-02-11 | Low
No | 030874 | Monitors, Physiologic, Pulse Oximetry, Personal | PC60A - Finger Tip Pulse Oximeter | XXA001C01760 | Devon Medical Inc | SAH - HomeCare | Akron | Corporate Campus | Corporate Center |  | 2013-02-11 | Low
No | 030875 | Monitors, Physiologic, Pulse Oximetry, Personal | PC60A - Finger Tip Pulse Oximeter | XXA001C01729 | Devon Medical Inc | SAH - HomeCare | Akron | Corporate Campus | Corporate Center |  | 2013-02-11 | Low
No | 030876 | Monitors, Physiologic, Pulse Oximetry, Personal | PC60A - Finger Tip Pulse Oximeter | XXA001C01761 | Devon Medical Inc | SAH - HomeCare | Akron | Corporate Campus | Corporate Center |  | 2013-02-11 | Low
No | 030879 | Monitors, Physiologic, Pulse Oximetry, Personal | PC60A - Finger Tip Pulse Oximeter | XXA001C01758 | Devon Medical Inc | SAH - HomeCare | Akron | Corporate Campus | Corporate Center |  | 2013-02-11 | Low
No | 030916 | Monitors, Physiologic, Pulse Oximetry, Personal | PC60A - Finger Tip Pulse Oximeter | XXAOOIC02412 | Devon Medical Inc | SAH - HomeCare | Akron | Corporate Campus | Corporate Center |  | 2013-04-23 | Low
No | 030918 | Monitors, Physiologic, Pulse Oximetry, Personal | PC60A - Finger Tip Pulse Oximeter | XXAOOIC2406 | Devon Medical Inc | SAH - HomeCare | Akron | Corporate Campus | Corporate Center |  | 2013-04-23 | Low
No | 030923 | Monitors, Physiologic, Pulse Oximetry, Personal | PC60A - Finger Tip Pulse Oximeter | XXAOOICO2409 | Devon Medical Inc | SAH - HomeCare | Akron | Corporate Campus | Corporate Center |  | 2013-04-23 | Low
No | 030925 | Monitors, Physiologic, Pulse Oximetry, Personal | PC60A - Finger Tip Pulse Oximeter | XXAOOICO2410 | Devon Medical Inc | SAH - HomeCare | Akron | Corporate Campus | Corporate Center |  | 2013-04-23 | Low
No | 030927 | Monitors, Physiologic, Pulse Oximetry, Personal | PC60A - Finger Tip Pulse Oximeter | XXAOOICO2404 | Devon Medical Inc | SAH - HomeCare | Akron | Corporate Campus | Corporate Center |  | 2013-04-23 | Low
No | 030928 | Monitors, Physiologic, Pulse Oximetry, Personal | PC60A - Finger Tip Pulse Oximeter | XXA001C02399 | Devon Medical Inc | SAH - HomeCare | Akron | Corporate Campus | Corporate Center |  | 2013-04-25 | Low
No | 030929 | Monitors, Physiologic, Pulse Oximetry, Personal | PC60A - Finger Tip Pulse Oximeter | XXA01C02397 | Devon Medical Inc | SAH - HomeCare | Akron | Corporate Campus | Corporate Center |  | 2013-04-25 | Low
No | 030931 | Monitors, Physiologic, Pulse Oximetry, Personal | PC60A - Finger Tip Pulse Oximeter | XXA01C02411 | Devon Medical Inc | SAH - HomeCare | Akron | Corporate Campus | Corporate Center |  | 2013-04-25 | Low
No | 030934 | Monitors, Physiologic, Pulse Oximetry, Personal | PC60A - Finger Tip Pulse Oximeter | XXA001C02390 | Devon Medical Inc | SAH - HomeCare | Akron | Corporate Campus | Corporate Center |  | 2013-04-25 | Low
No | 030937 | Monitors, Physiologic, Pulse Oximetry, Personal | PC60A - Finger Tip Pulse Oximeter | XXA001C02400 | Devon Medical Inc | SAH - HomeCare | Akron | Corporate Campus | Corporate Center |  | 2013-04-25 | Low
No | 030938 | Monitors, Physiologic, Pulse Oximetry, Personal | PC60A - Finger Tip Pulse Oximeter | XXA001C02401 | Devon Medical Inc | SAH - HomeCare | Akron | Corporate Campus | Corporate Center |  | 2013-04-25 | Low
No | 030939 | Monitors, Physiologic, Pulse Oximetry, Personal | PC60A - Finger Tip Pulse Oximeter | XXA001C02402 | Devon Medical Inc | SAH - HomeCare | Akron | Corporate Campus | Corporate Center |  | 2013-04-25 | Low
No | 034045 | Monitors, Physiologic, Pulse Oximetry, Personal | PC60A - Finger Tip Pulse Oximeter | XXA00IL15342 | Devon Medical Inc | SAH - HomeCare | Akron | Corporate Campus | Corporate Center |  | 2014-01-09 | Low
No | 034047 | Monitors, Physiologic, Pulse Oximetry, Personal | PC60A - Finger Tip Pulse Oximeter | XXA00IL15256 | Devon Medical Inc | SAH - HomeCare | Akron | Corporate Campus | Corporate Center |  | 2014-01-09 | Low
No | 034048 | Monitors, Physiologic, Pulse Oximetry, Personal | PC60A - Finger Tip Pulse Oximeter | XXA00IL15339 | Devon Medical Inc | SAH - HomeCare | Akron | Corporate Campus | Corporate Center |  | 2014-01-09 | Low
No | 034050 | Monitors, Physiologic, Pulse Oximetry, Personal | PC60A - Finger Tip Pulse Oximeter | XXA00IL15316 | Devon Medical Inc | SAH - HomeCare | Akron | Corporate Campus | Corporate Center |  | 2014-01-09 | Low
No | 034053 | Monitors, Physiologic, Pulse Oximetry, Personal | PC60A - Finger Tip Pulse Oximeter | XXA00IL15310 | Devon Medical Inc | SAH - HomeCare | Akron | Corporate Campus | Corporate Center |  | 2014-01-09 | Low
No | 034055 | Monitors, Physiologic, Pulse Oximetry, Personal | PC60A - Finger Tip Pulse Oximeter | XXA00IL15847 | Devon Medical Inc | SAH - HomeCare | Akron | Corporate Campus | Corporate Center |  | 2014-01-09 | Low
No | 034057 | Monitors, Physiologic, Pulse Oximetry, Personal | PC60A - Finger Tip Pulse Oximeter | XXA00IL15307 | Devon Medical Inc | SAH - HomeCare | Akron | Corporate Campus | Corporate Center |  | 2014-01-09 | Low
No | 034058 | Monitors, Physiologic, Pulse Oximetry, Personal | PC60A - Finger Tip Pulse Oximeter | XXA00IL15850 | Devon Medical Inc | SAH - HomeCare | Akron | Corporate Campus | Corporate Center |  | 2014-01-09 | Low
No | 034060 | Monitors, Physiologic, Pulse Oximetry, Personal | PC60A - Finger Tip Pulse Oximeter | XXA00IL15338 | Devon Medical Inc | SAH - HomeCare | Akron | Corporate Campus | Corporate Center |  | 2014-01-09 | Low
No | 034066 | Monitors, Physiologic, Pulse Oximetry, Personal | PC60A - Finger Tip Pulse Oximeter | XXA00IL15343 | Devon Medical Inc | SAH - HomeCare | Akron | Corporate Campus | Corporate Center |  | 2014-01-09 | Low
No | 034067 | Monitors, Physiologic, Pulse Oximetry, Personal | PC60A - Finger Tip Pulse Oximeter | XXA00IL15315 | Devon Medical Inc | SAH - HomeCare | Akron | Corporate Campus | Corporate Center |  | 2014-01-09 | Low
No | 034068 | Monitors, Physiologic, Pulse Oximetry, Personal | PC60A - Finger Tip Pulse Oximeter | XXA00IL15835 | Devon Medical Inc | SAH - HomeCare | Akron | Corporate Campus | Corporate Center |  | 2014-01-09 | Low
No | 034069 | Monitors, Physiologic, Pulse Oximetry, Personal | PC60A - Finger Tip Pulse Oximeter | XXA00IL15253 | Devon Medical Inc | SAH - HomeCare | Akron | Corporate Campus | Corporate Center |  | 2014-01-09 | Low
No | 034321 | Monitors, Physiologic, Pulse Oximetry, Personal | PC60A - Finger Tip Pulse Oximeter | XXA00KE00926 | Devon Medical Inc | SAH - HomeCare | Akron | Corporate Campus | Corporate Center |  | 2014-09-29 | Low
No | 034322 | Monitors, Physiologic, Pulse Oximetry, Personal | PC60A - Finger Tip Pulse Oximeter | XXA00KE00929 | Devon Medical Inc | SAH - HomeCare | Akron | Corporate Campus | Corporate Center |  | 2014-09-29 | Low
No | 034323 | Monitors, Physiologic, Pulse Oximetry, Personal | PC60A - Finger Tip Pulse Oximeter | XXA00KE00930 | Devon Medical Inc | SAH - HomeCare | Akron | Corporate Campus | Corporate Center |  | 2014-09-29 | Low
No | 034324 | Monitors, Physiologic, Pulse Oximetry, Personal | PC60A - Finger Tip Pulse Oximeter | XXA00KE00931 | Devon Medical Inc | SAH - HomeCare | Akron | Corporate Campus | Corporate Center |  | 2014-09-29 | Low
No | 034325 | Monitors, Physiologic, Pulse Oximetry, Personal | PC60A - Finger Tip Pulse Oximeter | XXA00KE00932 | Devon Medical Inc | SAH - HomeCare | Akron | Corporate Campus | Corporate Center |  | 2014-09-29 | Low
No | 034326 | Monitors, Physiologic, Pulse Oximetry, Personal | PC60A - Finger Tip Pulse Oximeter | XXA00KE00933 | Devon Medical Inc | SAH - HomeCare | Akron | Corporate Campus | Corporate Center |  | 2014-09-29 | Low
No | 034328 | Monitors, Physiologic, Pulse Oximetry, Personal | PC60A - Finger Tip Pulse Oximeter | XXA00KE00935 | Devon Medical Inc | SAH - HomeCare | Akron | Corporate Campus | Corporate Center |  | 2014-09-29 | Low
No | 034332 | Monitors, Physiologic, Pulse Oximetry, Personal | PC60A - Finger Tip Pulse Oximeter | XXA00KE00660 | Devon Medical Inc | SAH - HomeCare | Akron | Corporate Campus | Corporate Center |  | 2014-09-29 | Low
No | 034335 | Monitors, Physiologic, Pulse Oximetry, Personal | PC60A - Finger Tip Pulse Oximeter | XXA00KE00892 | Devon Medical Inc | SAH - HomeCare | Akron | Corporate Campus | Corporate Center |  | 2014-09-29 | Low
No | 035559 | Monitors, Physiologic, Pulse Oximetry, Personal | PC60A - Finger Tip Pulse Oximeter | XXA00MH01048 | Devon Medical Inc | SAH - HomeCare | Akron | Corporate Campus | Corporate Center |  | 2016-10-27 | Low
No | 035561 | Monitors, Physiologic, Pulse Oximetry, Personal | PC60A - Finger Tip Pulse Oximeter | XXA00MH01075 | Devon Medical Inc | SAH - HomeCare | Akron | Corporate Campus | Corporate Center |  | 2016-10-27 | Low
No | 035564 | Monitors, Physiologic, Pulse Oximetry, Personal | PC60A - Finger Tip Pulse Oximeter | XXA00MH01078 | Devon Medical Inc | SAH - HomeCare | Akron | Corporate Campus | Corporate Center |  | 2016-10-27 | Low
No | 035565 | Monitors, Physiologic, Pulse Oximetry, Personal | PC60A - Finger Tip Pulse Oximeter | XXA00HM01079 | Devon Medical Inc | SAH - HomeCare | Akron | Corporate Campus | Corporate Center |  | 2016-10-27 | Low
No | 035566 | Monitors, Physiologic, Pulse Oximetry, Personal | PC60A - Finger Tip Pulse Oximeter | XXA00MH01080 | Devon Medical Inc | SAH - HomeCare | Akron | Corporate Campus | Corporate Center |  | 2016-10-27 | Low
No | 035567 | Monitors, Physiologic, Pulse Oximetry, Personal | PC60A - Finger Tip Pulse Oximeter | XXA00MH01081 | Devon Medical Inc | SAH - HomeCare | Akron | Corporate Campus | Corporate Center |  | 2016-10-27 | Low
No | 035568 | Monitors, Physiologic, Pulse Oximetry, Personal | PC60A - Finger Tip Pulse Oximeter | XXA00MH01068 | Devon Medical Inc | SAH - HomeCare | Akron | Corporate Campus | Corporate Center |  | 2016-10-27 | Low
No | 035569 | Monitors, Physiologic, Pulse Oximetry, Personal | PC60A - Finger Tip Pulse Oximeter | XXA00MH01083 | Devon Medical Inc | SAH - HomeCare | Akron | Corporate Campus | Corporate Center |  | 2016-10-27 | Low
No | 035570 | Monitors, Physiologic, Pulse Oximetry, Personal | PC60A - Finger Tip Pulse Oximeter | XXA00MH01084 | Devon Medical Inc | SAH - HomeCare | Akron | Corporate Campus | Corporate Center |  | 2016-10-27 | Low
No | 035571 | Monitors, Physiologic, Pulse Oximetry, Personal | PC60A - Finger Tip Pulse Oximeter | XXA00MH01086 | Devon Medical Inc | SAH - HomeCare | Akron | Corporate Campus | Corporate Center |  | 2016-10-27 | Low
No | 035572 | Monitors, Physiologic, Pulse Oximetry, Personal | PC60A - Finger Tip Pulse Oximeter | XXA00MH01087 | Devon Medical Inc | SAH - HomeCare | Akron | Corporate Campus | Corporate Center |  | 2016-10-27 | Low
No | 035573 | Monitors, Physiologic, Pulse Oximetry, Personal | PC60A - Finger Tip Pulse Oximeter | XXA00MH1072 | Devon Medical Inc | SAH - HomeCare | Akron | Corporate Campus | Corporate Center |  | 2016-10-27 | Low
No | 035574 | Monitors, Physiologic, Pulse Oximetry, Personal | PC60A - Finger Tip Pulse Oximeter | XXA00MH01073 | Devon Medical Inc | SAH - HomeCare | Akron | Corporate Campus | Corporate Center |  | 2016-10-27 | Low
No | 035575 | Monitors, Physiologic, Pulse Oximetry, Personal | PC60A - Finger Tip Pulse Oximeter | XXA00MH1074 | Devon Medical Inc | SAH - HomeCare | Akron | Corporate Campus | Corporate Center |  | 2016-10-27 | Low
No | 035577 | Monitors, Physiologic, Pulse Oximetry, Personal | PC60A - Finger Tip Pulse Oximeter | XXA00MH01089 | Devon Medical Inc | SAH - HomeCare | Akron | Corporate Campus | Corporate Center |  | 2016-10-27 | Low
No | 035579 | Monitors, Physiologic, Pulse Oximetry, Personal | PC60A - Finger Tip Pulse Oximeter | XXA00MH01091 | Devon Medical Inc | SAH - HomeCare | Akron | Corporate Campus | Corporate Center |  | 2016-10-27 | Low
No | 035580 | Monitors, Physiologic, Pulse Oximetry, Personal | PC60A - Finger Tip Pulse Oximeter | XXA00MH01061 | Devon Medical Inc | SAH - HomeCare | Akron | Corporate Campus | Corporate Center |  | 2016-10-27 | Low
No | 035581 | Monitors, Physiologic, Pulse Oximetry, Personal | PC60A - Finger Tip Pulse Oximeter | XXA00MH01063 | Devon Medical Inc | SAH - HomeCare | Akron | Corporate Campus | Corporate Center |  | 2016-11-08 | Low
No | 035582 | Monitors, Physiologic, Pulse Oximetry, Personal | PC60A - Finger Tip Pulse Oximeter | XXA00MH01063a | Devon Medical Inc | SAH - HomeCare | Akron | Corporate Campus | Corporate Center |  | 2016-11-08 | Low
No | 035583 | Monitors, Physiologic, Pulse Oximetry, Personal | PC60A - Finger Tip Pulse Oximeter | XXA00MH01064 | Devon Medical Inc | SAH - HomeCare | Akron | Corporate Campus | Corporate Center |  | 2016-11-08 | Low
No | 035585 | Monitors, Physiologic, Pulse Oximetry, Personal | PC60A - Finger Tip Pulse Oximeter | XXA00MH01066 | Devon Medical Inc | SAH - HomeCare | Akron | Corporate Campus | Corporate Center |  | 2016-11-08 | Low
No | 035586 | Monitors, Physiologic, Pulse Oximetry, Personal | PC60A - Finger Tip Pulse Oximeter | XXA00MH01067 | Devon Medical Inc | SAH - HomeCare | Akron | Corporate Campus | Corporate Center |  | 2016-11-08 | Low
No | 035587 | Monitors, Physiologic, Pulse Oximetry, Personal | PC60A - Finger Tip Pulse Oximeter | XXA00MH01068a | Devon Medical Inc | SAH - HomeCare | Akron | Corporate Campus | Corporate Center |  | 2016-11-08 | Low
No | 035588 | Monitors, Physiologic, Pulse Oximetry, Personal | PC60A - Finger Tip Pulse Oximeter | XXA00MH01069a | Devon Medical Inc | SAH - HomeCare | Akron | Corporate Campus | Corporate Center |  | 2016-11-08 | Low
No | 035589 | Monitors, Physiologic, Pulse Oximetry, Personal | PC60A - Finger Tip Pulse Oximeter | XXA00MH01070 | Devon Medical Inc | SAH - HomeCare | Akron | Corporate Campus | Corporate Center |  | 2016-11-09 | Low
No | 035590 | Monitors, Physiologic, Pulse Oximetry, Personal | PC60A - Finger Tip Pulse Oximeter | XXA00MH071 | Devon Medical Inc | SAH - HomeCare | Akron | Corporate Campus | Corporate Center |  | 2016-11-09 | Low
No | 035592 | Monitors, Physiologic, Pulse Oximetry, Personal | PC60A - Finger Tip Pulse Oximeter | XXA00MH096 | Devon Medical Inc | SAH - HomeCare | Akron | Corporate Campus | Corporate Center |  | 2016-11-09 | Low
No | 035593 | Monitors, Physiologic, Pulse Oximetry, Personal | PC60A - Finger Tip Pulse Oximeter | XXA00MH097 | Devon Medical Inc | SAH - HomeCare | Akron | Corporate Campus | Corporate Center |  | 2016-11-09 | Low
No | 035594 | Monitors, Physiologic, Pulse Oximetry, Personal | PC60A - Finger Tip Pulse Oximeter | XXA00MH098 | Devon Medical Inc | SAH - HomeCare | Akron | Corporate Campus | Corporate Center |  | 2016-11-09 | Low
No | 035595 | Monitors, Physiologic, Pulse Oximetry, Personal | PC60A - Finger Tip Pulse Oximeter | XXA00MH099 | Devon Medical Inc | SAH - HomeCare | Akron | Corporate Campus | Corporate Center |  | 2016-11-09 | Low
No | 035596 | Monitors, Physiologic, Pulse Oximetry, Personal | PC60A - Finger Tip Pulse Oximeter | XXA00MH1100 | Devon Medical Inc | SAH - HomeCare | Akron | Corporate Campus | Corporate Center |  | 2016-11-09 | Low
No | 035597 | Monitors, Physiologic, Pulse Oximetry, Personal | PC60A - Finger Tip Pulse Oximeter | XXA00MH1101 | Devon Medical Inc | SAH - HomeCare | Akron | Corporate Campus | Corporate Center |  | 2016-11-09 | Low
No | 035598 | Monitors, Physiologic, Pulse Oximetry, Personal | PC60A - Finger Tip Pulse Oximeter | XXA00MH1102 | Devon Medical Inc | SAH - HomeCare | Akron | Corporate Campus | Corporate Center |  | 2016-11-09 | Low
No | 035873 | Monitors, Physiologic, Pulse Oximetry, Personal | PC60A - Finger Tip Pulse Oximeter | XXA00LE01175 | Devon Medical Inc | SAH - HomeCare | Akron | Corporate Campus | Corporate Center |  | 2015-07-21 | Low
No | 035874 | Monitors, Physiologic, Pulse Oximetry, Personal | PC60A - Finger Tip Pulse Oximeter | XXA00LE01176 | Devon Medical Inc | SAH - HomeCare | Akron | Corporate Campus | Corporate Center |  | 2015-07-21 | Low
No | 035875 | Monitors, Physiologic, Pulse Oximetry, Personal | PC60A - Finger Tip Pulse Oximeter | XXA00LE01177 | Devon Medical Inc | SAH - HomeCare | Akron | Corporate Campus | Corporate Center |  | 2015-07-21 | Low
No | 035877 | Monitors, Physiologic, Pulse Oximetry, Personal | PC60A - Finger Tip Pulse Oximeter | XXA00LE01186 | Devon Medical Inc | SAH - HomeCare | Akron | Corporate Campus | Corporate Center |  | 2015-07-21 | Low
No | 035879 | Monitors, Physiologic, Pulse Oximetry, Personal | PC60A - Finger Tip Pulse Oximeter | XXA00LE01191 | Devon Medical Inc | SAH - HomeCare | Akron | Corporate Campus | Corporate Center |  | 2015-07-21 | Low
No | 035880 | Monitors, Physiologic, Pulse Oximetry, Personal | PC60A - Finger Tip Pulse Oximeter | XXA00LE01195 | Devon Medical Inc | SAH - HomeCare | Akron | Corporate Campus | Corporate Center |  | 2015-07-21 | Low
No | 035882 | Monitors, Physiologic, Pulse Oximetry, Personal | PC60A - Finger Tip Pulse Oximeter | XXA00LE01197 | Devon Medical Inc | SAH - HomeCare | Akron | Corporate Campus | Corporate Center |  | 2015-07-21 | Low
No | 035893 | Monitors, Physiologic, Pulse Oximetry, Personal | PC60A - Finger Tip Pulse Oximeter | XXA00LE01190 | Devon Medical Inc | SAH - HomeCare | Akron | Corporate Campus | Corporate Center |  | 2015-09-15 | Low
No | 035894 | Monitors, Physiologic, Pulse Oximetry, Personal | PC60A - Finger Tip Pulse Oximeter | XXA00LE01179 | Devon Medical Inc | SAH - HomeCare | Akron | Corporate Campus | Corporate Center |  | 2015-09-15 | Low
No | 035895 | Monitors, Physiologic, Pulse Oximetry, Personal | PC60A - Finger Tip Pulse Oximeter | XXA00LE01180 | Devon Medical Inc | SAH - HomeCare | Akron | Corporate Campus | Corporate Center |  | 2015-09-15 | Low
No | 035896 | Monitors, Physiologic, Pulse Oximetry, Personal | PC60A - Finger Tip Pulse Oximeter | XXA00LE01184 | Devon Medical Inc | SAH - HomeCare | Akron | Corporate Campus | Corporate Center |  | 2015-09-15 | Low
No | 035899 | Monitors, Physiologic, Pulse Oximetry, Personal | PC60A - Finger Tip Pulse Oximeter | XXA00LE01213 | Devon Medical Inc | SAH - HomeCare | Akron | Corporate Campus | Corporate Center |  | 2015-09-15 | Low
No | 035900 | Monitors, Physiologic, Pulse Oximetry, Personal | PC60A - Finger Tip Pulse Oximeter | XXA00LE01215 | Devon Medical Inc | SAH - HomeCare | Akron | Corporate Campus | Corporate Center |  | 2015-09-15 | Low
No | 035902 | Monitors, Physiologic, Pulse Oximetry, Personal | PC60A - Finger Tip Pulse Oximeter | XXA00LE01516 | Devon Medical Inc | SAH - HomeCare | Akron | Corporate Campus | Corporate Center |  | 2015-09-15 | Low
No | 035904 | Monitors, Physiologic, Pulse Oximetry, Personal | PC60A - Finger Tip Pulse Oximeter | XXA00LE01520 | Devon Medical Inc | SAH - HomeCare | Akron | Corporate Campus | Corporate Center |  | 2015-09-10 | Low
No | 035905 | Monitors, Physiologic, Pulse Oximetry, Personal | PC60A - Finger Tip Pulse Oximeter | XXA00LE01521 | Devon Medical Inc | SAH - HomeCare | Akron | Corporate Campus | Corporate Center |  | 2015-09-10 | Low
No | 035907 | Monitors, Physiologic, Pulse Oximetry, Personal | PC60A - Finger Tip Pulse Oximeter | XXA00LE01525 | Devon Medical Inc | SAH - HomeCare | Akron | Corporate Campus | Corporate Center |  | 2015-09-10 | Low
No | 035910 | Monitors, Physiologic, Pulse Oximetry, Personal | PC60A - Finger Tip Pulse Oximeter | XXA00LE01540 | Devon Medical Inc | SAH - HomeCare | Akron | Corporate Campus | Corporate Center |  | 2015-09-10 | Low
No | 035911 | Monitors, Physiologic, Pulse Oximetry, Personal | PC60A - Finger Tip Pulse Oximeter | XXA00LE01541 | Devon Medical Inc | SAH - HomeCare | Akron | Corporate Campus | Corporate Center |  | 2015-09-10 | Low
No | 035912 | Monitors, Physiologic, Pulse Oximetry, Personal | PC60A - Finger Tip Pulse Oximeter | XXA00LE01542 | Devon Medical Inc | SAH - HomeCare | Akron | Corporate Campus | Corporate Center |  | 2015-09-10 | Low
No | 033581A | Monitors, Physiologic, Pulse Oximetry, Personal | PC60A - Finger Tip Pulse Oximeter | XXA00MH01062 | Devon Medical Inc | SAH - HomeCare | Akron | Corporate Campus | Corporate Center |  | 2016-11-08 | Low
No | 033588B | Monitors, Physiologic, Pulse Oximetry, Personal | PC60A - Finger Tip Pulse Oximeter | XXA00MH01069 | Devon Medical Inc | SAH - HomeCare | Akron | Corporate Campus | Corporate Center |  | 2016-11-08 | Low
No | 024360 | Monitors, Physiologic, Vital Signs | 0998-00-0444 - Accutorr Plus | A7111361L7 | Mindray / Datascope | Infectious Disease Research | Akron | Akron City Campus | 75 Arch | 1st Floor | 2008-01-09 | Low
No | 025380 | Monitors, Physiologic, Vital Signs | 0998-00-0444 - Accutorr Plus | A7152796B9 | Mindray / Datascope | Center for Corp Health - Green | Barberton | Green Campus | Green Medical Center | Ground Floor | 2009-06-17 | Low
No | 039374 | Monitors, Physiologic, Vital Signs | 0998-00-0444 - Accutorr Plus | A7145750J8 | Mindray / Datascope | Barberton Wound Care Center | Barberton | Barberton Campus | Summa Barberton Hospital | Ground Floor | 2009-01-31 | Low
No | 043854 | Monitors, Physiologic, Vital Signs | 0998-00-0444 - Accutorr Plus | A7137850G8 | Mindray / Datascope | Neurology Outpatient | Akron | Akron City Campus | 75 Arch | 2nd Floor | 2008-10-21 | Low
No | 043855 | Monitors, Physiologic, Vital Signs | 0998-00-0444 - Accutorr Plus | A726719-K2 | Mindray / Datascope | Neurology Outpatient | Akron | Akron City Campus | 75 Arch | 2nd Floor | 2006-09-07 | Low
No | 060513 | Monitors, Physiologic, Vital Signs | 0998-00-0444 - Accutorr Plus | Unknown | Mindray / Datascope | COE OP Diagnostic Center | Akron | Akron City Campus | 95 Arch | Ground Floor | 2022-01-07 | Low
No | 026163 | Monitors, Physiologic, Vital Signs | 0998-00-2000 - Accutorr V | A7501384G9 | Mindray / Datascope | Endocrinology - SBH | Barberton | Barberton Campus | Summa Barberton Hospital | 1st Floor | 2010-01-05 | Low
No | 026164 | Monitors, Physiologic, Vital Signs | 0998-00-2000 - Accutorr V | A7501342G9 | Mindray / Datascope | Internal Medicine - Green | Barberton | Green Campus | Green Medical Center | Ground Floor | 2010-01-05 | Low
No | 026279 | Monitors, Physiologic, Vital Signs | 0998-00-2000 - Accutorr V | A7501334G9 | Mindray / Datascope | Radiation Therapy - Akron | Akron | Akron City Campus | Cooper Cancer Center |  | 2010-01-20 | Low
No | 028047 | Monitors, Physiologic, Vital Signs | 0998-00-2000 - Accutorr V | A7512987H1 | Mindray / Datascope | SCI - Noninvasive Cardio Service | Barberton | White Pond Campus | White Pond Medical Center | 3rd Floor | 2011-10-13 | Low
No | 028174 | Monitors, Physiologic, Vital Signs | 0998-00-2000 - Accutorr V | A7514799K1 | Mindray / Datascope | SCI - Noninvasive Cardio Service | Akron | Akron City Campus | 95 Arch | 3rd Floor | 2012-04-16 | Low
No | 028377 | Monitors, Physiologic, Vital Signs | 0998-00-2000 - Accutorr V | A7509959C1 | Mindray / Datascope | Radiation Therapy - Akron | Akron | Akron City Campus | Cooper Cancer Center |  | 2011-05-04 | Low
No | 028378 | Monitors, Physiologic, Vital Signs | 0998-00-2000 - Accutorr V | A7509930C1 | Mindray / Datascope | Radiation Therapy - Akron | Akron | Akron City Campus | Cooper Cancer Center |  | 2011-05-04 | Low
No | 028462 | Monitors, Physiologic, Vital Signs | 0998-00-2000 - Accutorr V | A7524166F3 | Mindray / Datascope | IMG Medina Imaging | Barberton | Medina Campus | Medina Medical Center | 2nd Floor | 2013-10-08 | Low
No | 031294 | Monitors, Physiologic, Vital Signs | 0998-00-2000 - Accutorr V | A7519109G2 | Mindray / Datascope | SCI - Noninvasive Cardio Service | Barberton | White Pond Campus | White Pond Medical Center | 3rd Floor | 2012-10-22 | Low
No | 031454 | Monitors, Physiologic, Vital Signs | 0998-00-2000 - Accutorr V | A7517359EZ | Mindray / Datascope | Summa Rehab Hospital | Akron | Akron City Campus | Summa Rehab Hospital |  | 2012-07-06 | Low
No | 031731 | Monitors, Physiologic, Vital Signs | 0998-00-2000 - Accutorr V | A7528611D4 | Mindray / Datascope | Urgent Care - Fairlawn | Akron | Fairlawn Campus | Fairlawn Urgent Care | Ground Floor | 2014-09-08 | Low
No | 031732 | Monitors, Physiologic, Vital Signs | 0998-00-2000 - Accutorr V | A7528785D4 | Mindray / Datascope | New Seasons | Barberton | Non-Campus Sites - SBH | Equity Center | Ground Floor | 2014-09-08 | Low
No | 031734 | Monitors, Physiologic, Vital Signs | 0998-00-2000 - Accutorr V | A7528448D4 | Mindray / Datascope | SAMS Clinic | Akron | Akron City Campus | 95 Arch | 1st Floor | 2014-09-08 | Low
No | 031737 | Monitors, Physiologic, Vital Signs | 0998-00-2000 - Accutorr V | A7528411C4 | Mindray / Datascope | SCI - Noninvasive Cardio Service | Akron | Akron City Campus | Akron City Hospital | Ground Floor | 2014-09-08 | Low
No | 031738 | Monitors, Physiologic, Vital Signs | 0998-00-2000 - Accutorr V | A7528913D4 | Mindray / Datascope | SCI - Noninvasive Cardio Service | Akron | Akron City Campus | Akron City Hospital | Ground Floor | 2014-09-08 | Low
No | 031739 | Monitors, Physiologic, Vital Signs | 0998-00-2000 - Accutorr V | A7528861D4 | Mindray / Datascope | SAMS Clinic | Akron | Akron City Campus | 95 Arch | 1st Floor | 2014-09-08 | Low
No | 032508 | Monitors, Physiologic, Vital Signs | 0998-00-2000 - Accutorr V | A7515601B2 | Mindray / Datascope | SCI - Noninvasive Cardio Service | Akron | Akron City Campus | Akron City Hospital | Ground Floor | 2012-05-17 | Low
No | 033071 | Monitors, Physiologic, Vital Signs | 0998-00-2000 - Accutorr V | A75523722E3 | Mindray / Datascope | Radiation Therapy - Akron | Akron | Akron City Campus | Cooper Cancer Center |  | 2013-09-05 | Low
No | 033091 | Monitors, Physiologic, Vital Signs | 0998-00-2000 - Accutorr V | A752552913 | Mindray / Datascope | SCI - Noninvasive Cardio Service | Akron | Akron City Campus | Akron City Hospital | Ground Floor | 2014-01-09 | Low
No | 033093 | Monitors, Physiologic, Vital Signs | 0998-00-2000 - Accutorr V | A7525860J3 | Mindray / Datascope | SCI - Noninvasive Cardio Service | Akron | Akron City Campus | Akron City Hospital | Ground Floor | 2014-01-30 | Low
No | 033109 | Monitors, Physiologic, Vital Signs | 0998-00-2000 - Accutorr V | A7527844C4 | Mindray / Datascope | SCI - Noninvasive Cardio Service | Akron | Akron City Campus | Akron City Hospital | Ground Floor | 2014-06-04 | Low
No | 033110 | Monitors, Physiologic, Vital Signs | 0998-00-2000 - Accutorr V | A7527845C4 | Mindray / Datascope | SCI - Noninvasive Cardio Service | Akron | Akron City Campus | Akron City Hospital | Ground Floor | 2014-06-04 | Low
No | 033112 | Monitors, Physiologic, Vital Signs | 0998-00-2000 - Accutorr V | A7527916C4 | Mindray / Datascope | SCI - Noninvasive Cardio Service | Akron | Akron City Campus | Akron City Hospital | Ground Floor | 2014-06-04 | Low
No | 036874 | Monitors, Physiologic, Vital Signs | 0998-00-2000 - Accutorr V | A7516334C2 | Mindray / Datascope | Drs. Dalton & Van Fossen | Akron | Akron City Campus | 95 Arch | 1st Floor | 2012-09-20 | Low
No | 037424 | Monitors, Physiologic, Vital Signs | 0998-00-2000 - Accutorr V | A7503957B0 | Mindray / Datascope | SCI - Noninvasive Vascular - SB | Barberton | Barberton Campus | Summa Barberton Hospital | Ground Floor | 2010-03-31 | Low
No | 037425 | Monitors, Physiologic, Vital Signs | 0998-00-2000 - Accutorr V | A7502858J9 | Mindray / Datascope | SCI - Noninvasive Vascular - SB | Barberton | Barberton Campus | Summa Barberton Hospital | Ground Floor | 2010-03-25 | Low
No | 037760 | Monitors, Physiologic, Vital Signs | 0998-00-2000 - Accutorr V | A7519492H2 | Mindray / Datascope | Diagnostic Radiology - SB | Barberton | Barberton Campus | Summa Barberton Hospital | Ground Floor | 2013-02-11 | Low
No | 037793 | Monitors, Physiologic, Vital Signs | 0998-00-2000 - Accutorr V | A7517910F2 | Mindray / Datascope | Infectious Disease - Barb | Barberton | Barberton Campus | Tuscora Park Pavilion | 1st Floor | 2012-09-20 | Low
No | 037794 | Monitors, Physiologic, Vital Signs | 0998-00-2000 - Accutorr V | A7514999L1 | Mindray / Datascope | 1 East - Medical/Surgical Unit (MSU) - SB | Barberton | Barberton Campus | Summa Barberton Hospital | 1st Floor | 2012-02-01 | Low
No | 038117 | Monitors, Physiologic, Vital Signs | 0998-00-2000 - Accutorr V | A7519667H2 | Mindray / Datascope | Center for Corp Health - SB | Barberton | Barberton Campus | Tuscora Park Pavilion | 1st Floor | 2012-12-06 | Low
No | 038204 | Monitors, Physiologic, Vital Signs | 0998-00-2000 - Accutorr V | A7519487H2 | Mindray / Datascope | Center for Senior Health | Akron | Akron City Campus | 75 Arch | Ground Floor | 2013-02-08 | Low
No | 038501 | Monitors, Physiologic, Vital Signs | 0998-00-2000 - Accutorr V | A7524437G3 | Mindray / Datascope | Family Practice Center - SB | Barberton | Barberton Campus | Summa Barberton Hospital | 1st Floor | 2013-10-22 | Low
No | 038502 | Monitors, Physiologic, Vital Signs | 0998-00-2000 - Accutorr V | A7519457H2 | Mindray / Datascope | Family Practice Center - SB | Barberton | Barberton Campus | Summa Barberton Hospital | 1st Floor | 2012-11-20 | Low
No | 038503 | Monitors, Physiologic, Vital Signs | 0998-00-2000 - Accutorr V | A7512148G1 | Mindray / Datascope | Family Practice Center - SB | Barberton | Barberton Campus | Summa Barberton Hospital | 1st Floor | 2011-08-23 | Low
No | 038504 | Monitors, Physiologic, Vital Signs | 0998-00-2000 - Accutorr V | A7514978L1 | Mindray / Datascope | Family Practice Center - SB | Barberton | Barberton Campus | Summa Barberton Hospital | 1st Floor | 2012-02-01 | Low
No | 038505 | Monitors, Physiologic, Vital Signs | 0998-00-2000 - Accutorr V | A7510170D1 | Mindray / Datascope | Family Practice Center - SB | Barberton | Barberton Campus | Summa Barberton Hospital | 1st Floor | 2011-05-11 | Low
No | 038506 | Monitors, Physiologic, Vital Signs | 0998-00-2000 - Accutorr V | A7516592D2 | Mindray / Datascope | Family Practice Center - SB | Barberton | Barberton Campus | Summa Barberton Hospital | 1st Floor | 2012-09-20 | Low
No | 038522 | Monitors, Physiologic, Vital Signs | 0998-00-2000 - Accutorr V | a7100076h7 | Mindray / Datascope | ECHO | Barberton | Wadsworth Campus | Wadsworth-Rittman Medical Center | 1st Floor | 2007-09-10 | Low
No | 038720 | Monitors, Physiologic, Vital Signs | 0998-00-2000 - Accutorr V | A7513326I1 | Mindray / Datascope | Radiation Therapy - SB | Barberton | Barberton Campus | Parkview Pavilion | Ground Floor | 2011-10-25 | Low
No | 038803 | Monitors, Physiologic, Vital Signs | 0998-00-2000 - Accutorr V | A7512335G1 | Mindray / Datascope | Emergency Department (ED) - SBH | Barberton | Barberton Campus | Summa Barberton Hospital | Ground Floor | 2012-03-14 | Low
No | 039354 | Monitors, Physiologic, Vital Signs | 0998-00-2000 - Accutorr V | A7519491H2 | Mindray / Datascope | Health Tech Mgmt - SB | Barberton | Barberton Campus | Summa Barberton Hospital | 5th Floor | 2012-11-08 | Low
No | 039359 | Monitors, Physiologic, Vital Signs | 0998-00-2000 - Accutorr V | A7511858F1 | Mindray / Datascope | Oncology | Barberton | Barberton Campus | Parkview Pavilion | Ground Floor | 2012-03-28 | Low
No | 039362 | Monitors, Physiologic, Vital Signs | 0998-00-2000 - Accutorr V | A7522017A3 | Mindray / Datascope | Oncology | Barberton | Barberton Campus | Parkview Pavilion | Ground Floor | 2013-06-11 | Low
No | 039375 | Monitors, Physiologic, Vital Signs | 0998-00-2000 - Accutorr V | A746178-D6 | Mindray / Datascope | Barberton Wound Care Center | Barberton | Barberton Campus | Summa Barberton Hospital | Ground Floor | 2006-05-04 | Low
No | 052090 | Monitors, Physiologic, Vital Signs | 0998-00-2000 - Accutorr V | A7503891B0 | Mindray / Datascope | Radiation Therapy - Akron | Akron | Akron City Campus | Cooper Cancer Center |  | 2010-06-16 | Low
No | 052696 | Monitors, Physiologic, Vital Signs | 0998-00-2000 - Accutorr V | A7502091H9 | Mindray / Datascope | SAMS Clinic | Akron | Akron City Campus | 95 Arch | Ground Floor | 2009-09-28 | Low
No | 070416 | Monitors, Physiologic, Vital Signs | 0998-00-2000 - Accutorr V | A7519529H2 | Mindray / Datascope | SCI - Noninvasive Vascular - SB | Barberton | Barberton Campus | Summa Barberton Hospital | Ground Floor | 2013-02-11 | Low
No | 024097 | Monitors, Physiologic, Vital Signs | 4200B - Spot Vital Signs Nibp Monitor | 201517854 | Hill-Rom / Welch Allyn | Internal Medicine - Green | Barberton | Green Campus | Green Medical Center | Ground Floor | 2020-11-16 | Low
No | 026912 | Monitors, Physiologic, Vital Signs | 4200B - Spot Vital Signs Nibp Monitor | 201910200 | Hill-Rom / Welch Allyn | Medina OB/GYN | Barberton | Medina Campus | Medina Medical Center | 2nd Floor | 2020-02-17 | Low
No | 058065 | Monitors, Physiologic, Vital Signs | 4200B - Spot Vital Signs Nibp Monitor | 200605958 | Hill-Rom / Welch Allyn | Wadsworth OB/GYN | Barberton | Wadsworth Campus | Founder's Hall | 3rd Floor | 2019-09-04 | Low
No | 058088 | Monitors, Physiologic, Vital Signs | 4200B - Spot Vital Signs Nibp Monitor | 200818494 | Hill-Rom / Welch Allyn | Wadsworth OB/GYN | Barberton | Wadsworth Campus | Founder's Hall | 3rd Floor | 2019-09-05 | Low
No | 070578 | Monitors, Physiologic, Vital Signs | 420TB - Spot Vital Signs | 200309465 | Hill-Rom / Welch Allyn | NEOCS Cardiology - White Pond | Barberton | White Pond Campus | White Pond Medical Center | 3rd Floor | 2024-06-04 15:39 | Low
No | 057571 | Monitors, Physiologic, Vital Signs | 42M0B - Vital Signs Monitor | 201905778 | Hill-Rom / Welch Allyn | Infectious Disease | Akron | Akron City Campus | ACH Admin Building | 4th Floor | 2019-07-03 | Low
No | 028618 | Monitors, Physiologic, Vital Signs | 42MTB | 201013020 | Hill-Rom / Welch Allyn | Radiation Therapy - Medina | Barberton | Medina Campus | Medina Medical Center | 1st Floor | 2010-11-02 | Low
No | 033844 | Monitors, Physiologic, Vital Signs | 42MTB | 20081852 | Hill-Rom / Welch Allyn | SAMS Clinic - SB | Barberton | Barberton Campus | Tuscora Park Pavilion | 3rd Floor | 2020-12-07 | Low
No | 055636 | Monitors, Physiologic, Vital Signs | 42MTB | 201900355 | Hill-Rom / Welch Allyn | SHMG OB/GYN - Green | Barberton | Green Campus | Green Physician Office Building | 1st Floor | 2019-01-23 | Low
No | 010945 | Monitors, Physiologic, Vital Signs | 42NTB - Vital Signs Monitor | 200102454 | Hill-Rom / Welch Allyn | Care Center | Akron | Akron City Campus | 75 Arch | 1st Floor | 2001-09-13 | Low
No | 010987 | Monitors, Physiologic, Vital Signs | 42NTB - Vital Signs Monitor | 200104211 | Hill-Rom / Welch Allyn | Care Center | Akron | Akron City Campus | 75 Arch | 1st Floor | 2001-11-29 | Low
No | 010988 | Monitors, Physiologic, Vital Signs | 42NTB - Vital Signs Monitor | 200104210 | Hill-Rom / Welch Allyn | Care Center | Akron | Akron City Campus | 75 Arch | 1st Floor | 2001-11-29 | Low
No | 026318 | Monitors, Physiologic, Vital Signs | 42NTB - Vital Signs Monitor | 201004794 | Hill-Rom / Welch Allyn | Bariatric Care - ACH | Akron | Akron City Campus | 95 Arch | 2nd Floor | 2010-04-27 | Low
No | 028698 | Monitors, Physiologic, Vital Signs | 42NTB - Vital Signs Monitor | 201015612 | Hill-Rom / Welch Allyn | Radiation Therapy - Medina | Barberton | Medina Campus | Medina Medical Center | 1st Floor | 2010-11-05 | Low
No | 026954 | Monitors, Physiologic, Vital Signs | 44WT - Spot Vital Signs 4400 | 100050012021 | Hill-Rom / Welch Allyn | Tallmadge Urgent Care | Akron | Tallmadge Campus | Tallmadge Medical Center | Ground Floor | 2021-09-24 | Low
No | 037511 | Monitors, Physiologic, Vital Signs | 44WT - Spot Vital Signs 4400 | 100079013720 | Hill-Rom / Welch Allyn | Pain Management Clinic - SW | Barberton | Wadsworth Campus | Founder's Hall | Ground Floor | 2022-08-08 | Low
No | 039192 | Monitors, Physiologic, Vital Signs | 44WT - Spot Vital Signs 4400 | 100054623220 | Hill-Rom / Welch Allyn | Internal Medicine - Barberton | Barberton | Barberton Campus | Summa Barberton Hospital | 1st Floor | 2021-02-19 | Low
No | 039516 | Monitors, Physiologic, Vital Signs | 44WT - Spot Vital Signs 4400 | 100078903121 | Hill-Rom / Welch Allyn | Internal Medicine - Barberton | Barberton | Barberton Campus | Summa Barberton Hospital | 1st Floor | 2021-08-31 | Low
No | 039517 | Monitors, Physiologic, Vital Signs | 44WT - Spot Vital Signs 4400 | 100078683121 | Hill-Rom / Welch Allyn | Internal Medicine - Barberton | Barberton | Barberton Campus | Summa Barberton Hospital | 1st Floor | 2021-08-31 | Low
No | 039722 | Monitors, Physiologic, Vital Signs | 44WT - Spot Vital Signs 4400 | 100013130522 | Hill-Rom / Welch Allyn | Pain Management Clinic - SW | Barberton | Wadsworth Campus | Founder's Hall | Ground Floor | 2022-04-28 | Low
No | 039927 | Monitors, Physiologic, Vital Signs | 44WT - Spot Vital Signs 4400 | 100026330922 | Hill-Rom / Welch Allyn | Internal Medicine - Barberton | Barberton | Barberton Campus | Summa Barberton Hospital | 1st Floor | 2022-10-27 | Low
No | 039928 | Monitors, Physiologic, Vital Signs | 44WT - Spot Vital Signs 4400 | 100026260922 | Hill-Rom / Welch Allyn | Rittman Family Practice, Inc. | Barberton | Wadsworth Campus | Rittman Family Medicine |  | 2022-10-27 | Low
No | 039974 | Monitors, Physiologic, Vital Signs | 44WT - Spot Vital Signs 4400 | 100076654522 | Hill-Rom / Welch Allyn | Center for Senior Health - SB | Barberton | Barberton Campus | Tuscora Park Pavilion | 1st Floor | 2023-02-17 07:48 | Low
No | 043274 | Monitors, Physiologic, Vital Signs | 44WT - Spot Vital Signs 4400 | 100087994922 | Hill-Rom / Welch Allyn | Breast Center - SB | Barberton | Barberton Campus | Parkview Pavilion | 1st Floor | 2023-04-07 08:46 | Low
No | 060494 | Monitors, Physiologic, Vital Signs | 44WT - Spot Vital Signs 4400 | 100053892121 | Hill-Rom / Welch Allyn | Internal Medicine | Akron | Akron City Campus | 55 Arch | 1st Floor | 2021-09-20 | Low
No | 060584 | Monitors, Physiologic, Vital Signs | 44WT - Spot Vital Signs 4400 | 100074202921 | Hill-Rom / Welch Allyn | SHMG OB/GYN - Stow | Akron | Stow-Kent Campus | Stow-Kent Medical Center | 2nd Floor | 2021-07-28 | Low
No | 060585 | Monitors, Physiologic, Vital Signs | 44WT - Spot Vital Signs 4400 | 100073892921 | Hill-Rom / Welch Allyn | SHMG OB/GYN - Stow | Akron | Stow-Kent Campus | Stow-Kent Medical Center | 2nd Floor | 2021-07-28 | Low
No | 060586 | Monitors, Physiologic, Vital Signs | 44WT - Spot Vital Signs 4400 | 100073832921 | Hill-Rom / Welch Allyn | SHMG OB/GYN - Stow | Akron | Stow-Kent Campus | Stow-Kent Medical Center | 2nd Floor | 2021-07-28 | Low
No | 060978 | Monitors, Physiologic, Vital Signs | 44WT - Spot Vital Signs 4400 | 100057732321 | Hill-Rom / Welch Allyn | GYN Oncology | Akron | Akron City Campus | Cooper Cancer Center | 2nd Floor | 2021-11-03 | Low
No | 061356 | Monitors, Physiologic, Vital Signs | 44WT - Spot Vital Signs 4400 | 100013750622 | Hill-Rom / Welch Allyn | ENT | Akron | Akron City Campus | 55 Arch | 2nd Floor | 2022-02-16 | Low
No | 061357 | Monitors, Physiologic, Vital Signs | 44WT - Spot Vital Signs 4400 | 100013620622 | Hill-Rom / Welch Allyn | Multi Spec Ctr - Lake Medina Ste 250 | Barberton | Medina Campus | Medina Medical Center | 2nd Floor | 2022-02-16 | Low
No | 061752 | Monitors, Physiologic, Vital Signs | 44WT - Spot Vital Signs 4400 | 100038461621 | Hill-Rom / Welch Allyn | Orthopedics - White Pond | Barberton | White Pond Campus | White Pond Medical Center | 3rd Floor | 2022-04-28 | Low
No | 061774 | Monitors, Physiologic, Vital Signs | 44WT - Spot Vital Signs 4400 | 100010010421 | Hill-Rom / Welch Allyn | New Seasons | Barberton | Non-Campus Sites - SBH | Equity Center | Ground Floor | 2023-05-04 12:16 | Low
No | 061852 | Monitors, Physiologic, Vital Signs | 44WT - Spot Vital Signs 4400 | 100058823320 | Hill-Rom / Welch Allyn | New Seasons | Barberton | Non-Campus Sites - SBH | Equity Center | Ground Floor | 2023-05-04 12:17 | Low
No | 061974 | Monitors, Physiologic, Vital Signs | 44WT - Spot Vital Signs 4400 | 100063352421 | Hill-Rom / Welch Allyn | Urogynecology | Akron | Akron City Campus | 95 Arch | 2nd Floor | 2023-10-31 11:57 | Low
No | 062072 | Monitors, Physiologic, Vital Signs | 44WT - Spot Vital Signs 4400 | 100002930322 | Hill-Rom / Welch Allyn | Addiction Med IOP - Akron | Akron | Akron City Campus | Juve Family BH Pavillion | 2nd Floor | 2023-01-23 11:59 | Low
No | 062074 | Monitors, Physiologic, Vital Signs | 44WT - Spot Vital Signs 4400 | 100016725121 | Hill-Rom / Welch Allyn | Psych IOP - Akron | Akron | Akron City Campus | Juve Family BH Pavillion | Ground Floor | 2023-01-24 07:16 | Low
No | 062097 | Monitors, Physiologic, Vital Signs | 44WT - Spot Vital Signs 4400 | 100079813820 | Hill-Rom / Welch Allyn | Pulmonary Function Testing | Akron | Akron City Campus | Akron City Hospital | 5th Floor | 2022-07-15 | Low
No | 062399 | Monitors, Physiologic, Vital Signs | 44WT - Spot Vital Signs 4400 | 100072484122 | Hill-Rom / Welch Allyn | Rootstown Primary Care | Akron | Rootstown Campus | Rootstown Medical Center | Ground Floor | 2023-01-16 12:41 | Low
No | 062539 | Monitors, Physiologic, Vital Signs | 44WT - Spot Vital Signs 4400 | 100072444122 | Hill-Rom / Welch Allyn | Gastroenterology | Akron | Akron City Campus | 75 Arch | 3rd Floor | 2022-11-16 | Low
No | 062683 | Monitors, Physiologic, Vital Signs | 44WT - Spot Vital Signs 4400 | 100083834822 | Hill-Rom / Welch Allyn | Women's Health Center | Akron | Akron City Campus | 75 Arch | Basement | 2022-12-22 09:41 | Low
No | 062710 | Monitors, Physiologic, Vital Signs | 44WT - Spot Vital Signs 4400 | 100002870322 | Hill-Rom / Welch Allyn | Interventional Psychiatry | Akron | Akron City Campus | Akron City Hospital | 2nd Floor | 2023-01-21 07:33 | Low
No | 062711 | Monitors, Physiologic, Vital Signs | 44WT - Spot Vital Signs 4400 | 1000013540622 | Hill-Rom / Welch Allyn | Psych IOP - Akron | Akron | Akron City Campus | Juve Family BH Pavillion | Ground Floor | 2023-01-21 07:34 | Low
No | 062749 | Monitors, Physiologic, Vital Signs | 44WT - Spot Vital Signs 4400 | 100091505122 | Hill-Rom / Welch Allyn | SHMG OB/GYN - Cuyahoga Falls | Akron | Cuyahoga Falls Campus | Cuyahoga Falls Medical Center |  | 2023-01-13 11:41 | Low
No | 062981 | Monitors, Physiologic, Vital Signs | 44WT - Spot Vital Signs 4400 | 100013050522 | Hill-Rom / Welch Allyn | Wound Care Center | Akron | Akron City Campus | Wound Care Building | Ground Floor | 2023-02-09 10:17 | Low
No | 062982 | Monitors, Physiologic, Vital Signs | 44WT - Spot Vital Signs 4400 | 100015340622 | Hill-Rom / Welch Allyn | Wound Care Center | Akron | Akron City Campus | Wound Care Building | Ground Floor | 2023-02-09 10:17 | Low
No | 062983 | Monitors, Physiologic, Vital Signs | 44WT - Spot Vital Signs 4400 | 100013000522 | Hill-Rom / Welch Allyn | Wound Care Center | Akron | Akron City Campus | Wound Care Building | Ground Floor | 2023-02-09 10:17 | Low
No | 062984 | Monitors, Physiologic, Vital Signs | 44WT - Spot Vital Signs 4400 | 100015180622 | Hill-Rom / Welch Allyn | Wound Care Center | Akron | Akron City Campus | Wound Care Building | Ground Floor | 2023-02-09 10:17 | Low
No | 063005 | Monitors, Physiologic, Vital Signs | 44WT - Spot Vital Signs 4400 | 100030201923 | Hill-Rom / Welch Allyn | Pelvic Health | Akron | Akron City Campus | 95 Arch | 2nd Floor | 2023-05-17 12:53 | Low
No | 063026 | Monitors, Physiologic, Vital Signs | 44WT - Spot Vital Signs 4400 | 100076434522 | Hill-Rom / Welch Allyn | Rheumatology | Akron | Chapel Hill Campus | Summa Health Chapel Hill | Ground Floor | 2023-03-02 14:47 | Low
No | 063100 | Monitors, Physiologic, Vital Signs | 44WT - Spot Vital Signs 4400 | 1000087324922 | Hill-Rom / Welch Allyn | GYN Oncology | Akron | Akron City Campus | Cooper Cancer Center | 2nd Floor | 2023-04-06 06:24 | Low
No | 063101 | Monitors, Physiologic, Vital Signs | 44WT - Spot Vital Signs 4400 | 1000087234922 | Hill-Rom / Welch Allyn | GYN Oncology | Akron | Akron City Campus | Cooper Cancer Center | 2nd Floor | 2023-04-06 06:24 | Low
No | 063213 | Monitors, Physiologic, Vital Signs | 44WT - Spot Vital Signs 4400 | 100016700722 | Hill-Rom / Welch Allyn | NEOCS Cardiology | Akron | Akron City Campus | 95 Arch | 3rd Floor | 2023-12-28 14:30 | Low
No | 063371 | Monitors, Physiologic, Vital Signs | 44WT - Spot Vital Signs 4400 | 100066933123 | Hill-Rom / Welch Allyn | Trauma | Akron | Akron City Campus | 75 Arch | 4th Floor | 2023-08-24 09:29 | Low
No | 063432 | Monitors, Physiologic, Vital Signs | 44WT - Spot Vital Signs 4400 | 100069753223 | Hill-Rom / Welch Allyn | SHMG Plastic - AES | Akron | Non-Campus Sites | AES Family Medicine | 1st Floor | 2023-09-27 15:02 | Low
No | 063495 | Monitors, Physiologic, Vital Signs | 44WT - Spot Vital Signs 4400 | 100000504521 | Hill-Rom / Welch Allyn | Orthopedics - Medina | Barberton | Medina Campus | Medina Medical Center | 2nd Floor | 2023-11-14 15:06 | Low
No | 063501 | Monitors, Physiologic, Vital Signs | 44WT - Spot Vital Signs 4400 | 100033502023 | Hill-Rom / Welch Allyn | IMG Health Ctr-Tallmadge | Akron | Tallmadge Campus | Tallmadge Medical Center | 1st Floor | 2023-10-26 15:14 | Low
No | 063524 | Monitors, Physiologic, Vital Signs | 44WT - Spot Vital Signs 4400 | 100096294823 | Hill-Rom / Welch Allyn | SHMG Plastic Wadsworth | Barberton | Wadsworth Campus | Wadsworth-Rittman Medical Center | 3rd Floor | 2024-01-23 10:34 | Low
No | 063525 | Monitors, Physiologic, Vital Signs | 44WT - Spot Vital Signs 4400 | 100096284823 | Hill-Rom / Welch Allyn | SHMG Plastic - AES | Akron | Non-Campus Sites | AES Family Medicine | 1st Floor | 2024-01-23 10:34 | Low
No | 064198 | Monitors, Physiologic, Vital Signs | 44WT - Spot Vital Signs 4400 | 100029831624 | Hill-Rom / Welch Allyn | Pelvic Health | Akron | Akron City Campus | 95 Arch | 2nd Floor | 2024-10-04 11:01 | Low
No | 064709 | Monitors, Physiologic, Vital Signs | 44WT - Spot Vital Signs 4400 | 100060903724 | Hill-Rom / Welch Allyn | Multi Spec Ctr - Lake Medina Ste 250 | Barberton | Medina Campus | Medina Medical Center | 2nd Floor | 2024-10-15 14:23 | Low
No | 064898 | Monitors, Physiologic, Vital Signs | 44WT - Spot Vital Signs 4400 | 100074314524 | Hill-Rom / Welch Allyn | Endocrinology | Akron | Chapel Hill Campus | Summa Health Chapel Hill | Ground Floor | 2024-12-16 12:32 | Low
No | 065051 | Monitors, Physiologic, Vital Signs | 44WT - Spot Vital Signs 4400 | 100004410425 | Hill-Rom / Welch Allyn | Pulmonary | Akron | Akron City Campus | 75 Arch | 5th Floor | 2025-01-29 12:02 | Low
No | 065052 | Monitors, Physiologic, Vital Signs | 44WT - Spot Vital Signs 4400 | 100072814424 | Hill-Rom / Welch Allyn | Pride Clinic | Akron | Chapel Hill Campus | Summa Health Chapel Hill | Ground Floor | 2025-02-28 08:23 | Low
No | 065060 | Monitors, Physiologic, Vital Signs | 44WT - Spot Vital Signs 4400 | 100068634224 | Hill-Rom / Welch Allyn | Pride Clinic | Akron | Chapel Hill Campus | Summa Health Chapel Hill | Ground Floor | 2025-02-28 08:23 | Low
No | 070091 | Monitors, Physiologic, Vital Signs | 44WT - Spot Vital Signs 4400 | 1000001700523 | Hill-Rom / Welch Allyn | Endocrinology - Green | Barberton | Green Campus | 1790 Graybill Road | 2nd Floor | 2023-07-28 09:32 | Low
No | 070181 | Monitors, Physiologic, Vital Signs | 44WT - Spot Vital Signs 4400 | 100024540922 | Hill-Rom / Welch Allyn | Pulmonary - Portage Lakes | Barberton | Portage Lakes Campus | Summa Health Portage Lakes Medical Center | Ground Floor | 2023-10-13 | Low
No | 070182 | Monitors, Physiologic, Vital Signs | 44WT - Spot Vital Signs 4400 | 1000131100522 | Hill-Rom / Welch Allyn | Pulmonary - Portage Lakes | Barberton | Portage Lakes Campus | Summa Health Portage Lakes Medical Center | Ground Floor | 2023-10-13 | Low
No | 070212 | Monitors, Physiologic, Vital Signs | 44WT - Spot Vital Signs 4400 | 100093754623 | Hill-Rom / Welch Allyn | Sleep Medicine | Barberton | White Pond Campus | White Pond Medical Center | 3rd Floor | 2023-12-18 07:52 | Low
No | 070307 | Monitors, Physiologic, Vital Signs | 44WT - Spot Vital Signs 4400 | 100006230421 | Hill-Rom / Welch Allyn | Wadsworth Family Practice | Barberton | Wadsworth Campus | Founder's Hall | 3rd Floor | 2022-08-08 | Low
No | 070309 | Monitors, Physiologic, Vital Signs | 44WT - Spot Vital Signs 4400 | (21)100028471823 | Hill-Rom / Welch Allyn | Rittman Family Practice, Inc. | Barberton | Wadsworth Campus | Rittman Family Medicine | Ground Floor | 2023-11-09 | Low
No | 070316 | Monitors, Physiologic, Vital Signs | 44WT - Spot Vital Signs 4400 | 100066643123 | Hill-Rom / Welch Allyn | Barberton Wound Care Center | Barberton | Barberton Campus | Summa Barberton Hospital | Ground Floor | 2023-11-17 | Low
No | 070324 | Monitors, Physiologic, Vital Signs | 44WT - Spot Vital Signs 4400 | 100077843923 | Hill-Rom / Welch Allyn | Barberton Wound Care Center | Barberton | Barberton Campus | Summa Barberton Hospital | Ground Floor | 2023-10-23 14:42 | Low
No | 070437 | Monitors, Physiologic, Vital Signs | 44WT - Spot Vital Signs 4400 | 100024520922 | Hill-Rom / Welch Allyn | Pulmonary - Barberton | Barberton | Barberton Campus | Pulmonary Medicine | Ground Floor | 2024-06-12 | Low
No | 070801 | Monitors, Physiologic, Vital Signs | 44WT - Spot Vital Signs 4400 | 100059103624 | Hill-Rom / Welch Allyn | Wound Care/HBO Center - SWH | Barberton | Wadsworth Campus | Wadsworth-Rittman Medical Center | 1st Floor | 2024-11-11 11:25 | Low
No | 070806 | Monitors, Physiologic, Vital Signs | 44WT - Spot Vital Signs 4400 | 100085805124 | Hill-Rom / Welch Allyn | Dermatology - Park West | Barberton | White Pond Campus | White Pond Medical Center | 2nd Floor | 2025-01-03 14:12 | Low
No | 070829 | Monitors, Physiologic, Vital Signs | 44WT - Spot Vital Signs 4400 | 100067154124 | Hill-Rom / Welch Allyn | Rittman Family Practice, Inc. | Barberton | Wadsworth Campus | Rittman Family Medicine | Ground Floor | 2024-12-12 09:09 | Low
No | 070933 | Monitors, Physiologic, Vital Signs | 44WT - Spot Vital Signs 4400 | 10004620425 | Hill-Rom / Welch Allyn | IMG Summa Health Ctr - White Pond | Barberton | White Pond Campus | White Pond Medical Center | 1st Floor | 2025-02-11 12:19 | Low
No | 070940 | Monitors, Physiologic, Vital Signs | 44WT - Spot Vital Signs 4400 | 100006220525 | Hill-Rom / Welch Allyn | IMG Medina Imaging | Barberton | Medina Campus | Medina Medical Center | 1st Floor | 2025-02-17 08:08 | Low
No | 070943 | Monitors, Physiologic, Vital Signs | 44WT - Spot Vital Signs 4400 | 100004550425 | Hill-Rom / Welch Allyn | Endocrinology - SBH | Barberton | Barberton Campus | Summa Barberton Hospital | 1st Floor | 2025-03-04 09:54 | Low
No | 039889 | Monitors, Physiologic, Vital Signs | 44XT - Spot Vital Signs 4400 | 100072154122 | Hill-Rom / Welch Allyn | Internal Medicine - Barberton | Barberton | Barberton Campus | Summa Barberton Hospital | 1st Floor | 2022-10-24 | Low
No | 043156 | Monitors, Physiologic, Vital Signs | 44XT - Spot Vital Signs 4400 | 100087294922 | Hill-Rom / Welch Allyn | Nephrology | Barberton | Barberton Campus | Tuscora Park Pavilion | 1st Floor | 2022-12-26 07:44 | Low
No | 043785 | Monitors, Physiologic, Vital Signs | 44XT - Spot Vital Signs 4400 | 100016110621 | Hill-Rom / Welch Allyn | Medina Primary Care | Barberton | Medina Campus | Medina Medical Center | 3rd Floor | 2021-06-25 | Low
No | 059203 | Monitors, Physiologic, Vital Signs | 44XT - Spot Vital Signs 4400 | 100047252920 | Hill-Rom / Welch Allyn | Summa Rehab Hospital | Akron | Akron City Campus | Summa Rehab Hospital |  | 2020-07-27 | Low
No | 059204 | Monitors, Physiologic, Vital Signs | 44XT - Spot Vital Signs 4400 | 100047162920 | Hill-Rom / Welch Allyn | Summa Rehab Hospital | Akron | Akron City Campus | Summa Rehab Hospital |  | 2020-07-27 | Low
No | 059205 | Monitors, Physiologic, Vital Signs | 44XT - Spot Vital Signs 4400 | 100047132920 | Hill-Rom / Welch Allyn | Summa Rehab Hospital | Akron | Akron City Campus | Summa Rehab Hospital |  | 2020-07-27 | Low
No | 059206 | Monitors, Physiologic, Vital Signs | 44XT - Spot Vital Signs 4400 | 100047222920 | Hill-Rom / Welch Allyn | Summa Rehab Hospital | Akron | Akron City Campus | Summa Rehab Hospital |  | 2020-07-27 | Low
No | 059358 | Monitors, Physiologic, Vital Signs | 44XT - Spot Vital Signs 4400 | 100091624020 | Hill-Rom / Welch Allyn | ENT | Akron | Akron City Campus | 55 Arch | 2nd Floor | 2020-10-20 | Low
No | 061358 | Monitors, Physiologic, Vital Signs | 44XT - Spot Vital Signs 4400 | 100078203021 | Hill-Rom / Welch Allyn | Medina Primary Care | Barberton | Medina Campus | Medina Medical Center | 3rd Floor | 2024-02-07 13:59 | Low
No | 061363 | Monitors, Physiologic, Vital Signs | 44XT - Spot Vital Signs 4400 | 100033581421 | Hill-Rom / Welch Allyn | Internal Medicine - White Pond | Barberton | White Pond Campus | White Pond Medical Center | 2nd Floor | 2023-02-23 14:33 | Low
No | 061364 | Monitors, Physiologic, Vital Signs | 44XT - Spot Vital Signs 4400 | 100033581421 | Hill-Rom / Welch Allyn | Internal Medicine - White Pond | Barberton | White Pond Campus | White Pond Medical Center | 2nd Floor | 2023-02-23 14:43 | Low
No | 070366 | Monitors, Physiologic, Vital Signs | 44XT - Spot Vital Signs 4400 | 100098955023 | Hill-Rom / Welch Allyn | Barberton Wound Care Center | Barberton | Barberton Campus | Summa Barberton Hospital | Ground Floor | 2024-01-23 08:52 | Low
No | 028838 | Monitors, Physiologic, Vital Signs | 45MT0 - Spot Vital Signs LXI | 20100703950 | Hill-Rom / Welch Allyn | Medina Primary Care | Barberton | Medina Campus | Medina Medical Center | 3rd Floor | 2011-10-19 | Low
No | 028946 | Monitors, Physiologic, Vital Signs | 45MT0 - Spot Vital Signs LXI | 20100704028 | Hill-Rom / Welch Allyn | Center for Corporate Health | Akron | Cuyahoga Falls Campus | Cuyahoga Falls Medical Center | Ground Floor | 2011-10-19 | Low
No | 032013 | Monitors, Physiologic, Vital Signs | 45MT0 - Spot Vital Signs LXI | 20130301319 | Hill-Rom / Welch Allyn | Bariatric Care - ACH | Akron | Akron City Campus | 95 Arch | 2nd Floor | 2013-03-21 | Low
No | 033786 | Monitors, Physiologic, Vital Signs | 45MT0 - Spot Vital Signs LXI | 20130804253 | Hill-Rom / Welch Allyn | Neurology Outpatient - SB | Barberton | Barberton Campus | Tuscora Park Pavilion | 1st Floor | 2020-11-05 | Low
No | 033792 | Monitors, Physiologic, Vital Signs | 45MT0 - Spot Vital Signs LXI | 20130684728 | Hill-Rom / Welch Allyn | SAMS Clinic - SB | Barberton | Barberton Campus | Tuscora Park Pavilion | Ground Floor | 2020-11-05 | Low
No | 061810 | Monitors, Physiologic, Vital Signs | 45MT0 - Spot Vital Signs LXI | Unknown | Hill-Rom / Welch Allyn | New Seasons | Barberton | Non-Campus Sites - SBH | Equity Center | Ground Floor | 2023-05-04 12:16 | Low
No | 052006 | Monitors, Physiologic, Vital Signs | 53NT0 - Vital Signs Monitor | JA027717 | Hill-Rom / Welch Allyn | Endocrinology | Akron | Chapel Hill Campus | Summa Health Chapel Hill | Ground Floor | 2017-10-26 | Low
No | 034084 | Monitors, Physiologic, Vital Signs | 6103F-PA00047 - Accutorr 7 | HB-4A001571 | Mindray / Datascope | Wound Care Center | Akron | Akron City Campus | Wound Care Building | Ground Floor | 2015-01-20 | Low
No | 034304 | Monitors, Physiologic, Vital Signs | 6103F-PA00047 - Accutorr 7 | HB-58004920 | Mindray / Datascope | Wound Care Center | Akron | Akron City Campus | Wound Care Building | Ground Floor | 2015-11-18 | Low
No | 034936 | Monitors, Physiologic, Vital Signs | 6103F-PA00047 - Accutorr 7 | HB-5A005834 | Mindray / Datascope | SAMS Clinic | Akron | Akron City Campus | 95 Arch | 1st Floor | 2016-01-18 | Low
No | 035949 | Monitors, Physiologic, Vital Signs | 6103F-PA00047 - Accutorr 7 | HB-48000494 | Mindray / Datascope | Wound Care Center | Akron | Akron City Campus | Wound Care Building | Ground Floor | 2015-01-20 | Low
No | 037403 | Monitors, Physiologic, Vital Signs | 6103F-PA00047 - Accutorr 7 | HB-4A001496 | Mindray / Datascope | Barberton Wound Care Center | Barberton | Barberton Campus | Summa Barberton Hospital | Ground Floor | 2015-03-04 | Low
No | 039267 | Monitors, Physiologic, Vital Signs | 6103F-PA00047 - Accutorr 7 | HB-4A001534 | Mindray / Datascope | Barberton Wound Care Center | Barberton | Barberton Campus | Summa Barberton Hospital | Ground Floor | 2015-03-04 | Low
No | 062991 | Monitors, Physiologic, Vital Signs | 6103F-PA00047 - Accutorr 7 | HB-0C038452 | Mindray / Datascope | Wound Care Center | Akron | Akron City Campus | Wound Care Building | Ground Floor | 2023-02-09 10:18 | Low
No | 035985 | Monitors, Physiologic, Vital Signs | 63MTXX - 6000 Series | 103000080112 | Hill-Rom / Welch Allyn | Urgent Care - Fairlawn | Akron | Fairlawn Campus | Fairlawn Urgent Care | Ground Floor | 2020-03-26 | Low
No | 058935 | Monitors, Physiologic, Vital Signs | 63MTXX - 6000 Series | 10300008410 | Hill-Rom / Welch Allyn | Medina Primary Care | Barberton | Medina Campus | Medina Medical Center | 3rd Floor | 2020-07-17 | Low
No | 059737 | Monitors, Physiologic, Vital Signs | 6400 - Connex 6400 VSM | 100004961714 | Hill-Rom / Welch Allyn | Cardiothoracic Surgery | Akron | Akron City Campus | 75 Arch | 3rd Floor | 2020-11-19 | Low
No | 030692 | Monitors, Physiologic, Vital Signs | 740 - Monitor, Vital Signs | 1231002 | Medline Industries | ENT | Akron | Akron City Campus | 55 Arch | 2nd Floor | 2012-08-08 | Low
No | 023591 | Monitors, Physiologic, Vital Signs | 863060 - Suresigns VS1 | US1V001514 | Philips Healthcare | Staff Development | Akron | Corporate Campus | Corporate Center |  | 2008-01-16 | Low
No | 030968 | Monitors, Physiologic, Vital Signs | 863069 - Suresigns VS3 | US93619100 | Philips Healthcare | SHMG OB/GYN - Springfield | Akron | Non-Campus Sites | Springfield OBGYN | Ground Floor | 2010-12-14 | Low
No | 056245 | Monitors, Physiologic, Vital Signs | 863276 - Suresigns VSi | CN42737719 | Philips Healthcare | Green Urgent Care | Barberton | Green Campus | Green Urgent Care | Ground Floor | 2019-04-25 | Low
No | 056246 | Monitors, Physiologic, Vital Signs | 863276 - Suresigns VSi | CN42737720 | Philips Healthcare | Green Urgent Care | Barberton | Green Campus | Green Urgent Care | Ground Floor | 2019-04-25 | Low
No | 057952 | Monitors, Physiologic, Vital Signs | 863276 - Suresigns VSi | CN42727764 | Philips Healthcare | Urology - SBH | Barberton | Barberton Campus | Tuscora Park Pavilion | Ground Floor | 2019-08-15 | Low
No | 057972 | Monitors, Physiologic, Vital Signs | 863276 - Suresigns VSi | CN42737718 | Philips Healthcare | Urology - Green | Barberton | Green Campus | Green Physician Office Building | 1st Floor | 2020-08-31 | Low
No | 058601 | Monitors, Physiologic, Vital Signs | 863276 - Suresigns VSi | CN42734342 | Philips Healthcare | Urology - ACH | Akron | Akron City Campus | 95 Arch | 1st Floor | 2019-12-06 | Low
No | 059253 | Monitors, Physiologic, Vital Signs | 863276 - Suresigns VSi | CN42725791 | Philips Healthcare | Advanced Laproscopic / Bariatric | Akron | Akron City Campus | 95 Arch | 2nd Floor | 2020-08-12 | Low
No | 059601 | Monitors, Physiologic, Vital Signs | 863276 - Suresigns VSi | CN42739914 | Philips Healthcare | Urology - ACH | Akron | Akron City Campus | 95 Arch | 1st Floor | 2020-11-14 | Low
No | 059609 | Monitors, Physiologic, Vital Signs | 863276 - Suresigns VSi | CN42738343 | Philips Healthcare | Urology - ACH | Akron | Akron City Campus | 95 Arch | 1st Floor | 2020-11-14 | Low
No | 059612 | Monitors, Physiologic, Vital Signs | 863276 - Suresigns VSi | CN42727763 | Philips Healthcare | Urology - ACH | Akron | Akron City Campus | 95 Arch | 1st Floor | 2020-11-14 | Low
No | 059633 | Monitors, Physiologic, Vital Signs | 863276 - Suresigns VSi | CN42727765 | Philips Healthcare | Urology - ACH | Akron | Akron City Campus | 95 Arch | 1st Floor | 2020-11-14 | Low
No | 059666 | Monitors, Physiologic, Vital Signs | 863276 - Suresigns VSi | cn4272776 | Philips Healthcare | Urology - ACH | Akron | Akron City Campus | 95 Arch | 1st Floor | 2020-11-10 | Low
No | 059696 | Monitors, Physiologic, Vital Signs | 863276 - Suresigns VSi | CN42727761 | Philips Healthcare | Urology - ACH | Akron | Akron City Campus | 95 Arch | 1st Floor | 2020-11-07 | Low
No | 061344 | Monitors, Physiologic, Vital Signs | 863283 - Suresigns VS4 | DE72426263 | Philips Healthcare | Multi Spec Ctr - Lake Medina Ste 250 | Barberton | Medina Campus | Medina Medical Center | 2nd Floor | 2022-02-15 | Low
No | 043613 | Monitors, Physiologic, Vital Signs | 863380 - EarlyVue VS30 | DE72417751 | Philips Healthcare | Urology - ACH | Akron | Akron City Campus | 95 Arch | 1st Floor | 2023-06-23 09:12 | Low
No | 043614 | Monitors, Physiologic, Vital Signs | 863380 - EarlyVue VS30 | DE72417749 | Philips Healthcare | Urology - Stow | Akron | Stow-Kent Campus | Stow-Kent Medical Center | 2nd Floor | 2023-06-23 09:12 | Low
No | 023683 | Monitors, Physiologic, Vital Signs | 9005BPSTMO - Adview 2 Diagnostic Station | M00077549 | American Diagnostic Corp (Adc) | Family Practice - AES | Akron | Non-Campus Sites | AES Family Medicine | 2nd Floor | 2021-03-31 | Low
No | 043894 | Monitors, Physiologic, Vital Signs | 9005BPSTMO - Adview 2 Diagnostic Station | M00084968 | American Diagnostic Corp (Adc) | Rittman Family Practice, Inc. | Barberton | Wadsworth Campus | Rittman Family Medicine | Ground Floor | 2021-11-15 | Low
No | 063529 | Monitors, Physiologic, Vital Signs | 95048 - Masimo Root | 2000193924 | Masimo | Summa Rehab Hospital | Akron | Akron City Campus | Summa Rehab Hospital |  | 2023-11-06 10:04 | Low
No | 063530 | Monitors, Physiologic, Vital Signs | 95048 - Masimo Root | 2000193916 | Masimo | Summa Rehab Hospital | Akron | Akron City Campus | Summa Rehab Hospital |  | 2023-11-06 10:04 | Low
No | 063754 | Monitors, Physiologic, Vital Signs | 95048 - Masimo Root | 2000063570 | Masimo | Summa Rehab Hospital | Akron | Akron City Campus | Summa Rehab Hospital |  | 2023-12-26 09:18 | Low
No | 063755 | Monitors, Physiologic, Vital Signs | 95048 - Masimo Root | 2000135646 | Masimo | Summa Rehab Hospital | Akron | Akron City Campus | Summa Rehab Hospital |  | 2023-12-26 09:19 | Low
No | 064972 | Monitors, Physiologic, Vital Signs | 95048 - Masimo Root | 2000195478 | Masimo | Summa Rehab Hospital | Akron | Akron City Campus | Summa Rehab Hospital |  | 2025-02-26 08:53 | Low
No | 064973 | Monitors, Physiologic, Vital Signs | 95048 - Masimo Root | 2000195510 | Masimo | Summa Rehab Hospital | Akron | Akron City Campus | Summa Rehab Hospital |  | 2025-02-26 08:54 | Low
No | 039373 | Monitors, Physiologic, Vital Signs | ACCUTOR - | A726714-K2 | Mindray / Datascope | Barberton Wound Care Center | Barberton | Barberton Campus | Summa Barberton Hospital | Ground Floor | 2005-06-01 | Low
No | 031284 | Monitors, Physiologic, Vital Signs | Connex 6000 Series | 103001413011 | Hill-Rom / Welch Allyn | Oncology | Akron | Akron City Campus | Cooper Cancer Center | 1st Floor | 2012-11-23 | Low
No | 031285 | Monitors, Physiologic, Vital Signs | Connex 6000 Series | 103001393011 | Hill-Rom / Welch Allyn | Oncology | Akron | Akron City Campus | Cooper Cancer Center | 1st Floor | 2012-11-23 | Low
No | 031286 | Monitors, Physiologic, Vital Signs | Connex 6000 Series | 103000143511 | Hill-Rom / Welch Allyn | Oncology | Akron | Akron City Campus | Cooper Cancer Center | 1st Floor | 2012-11-23 | Low
No | 033141 | Monitors, Physiologic, Vital Signs | Connex 6000 Series | 103002580114 | Hill-Rom / Welch Allyn | Oncology | Akron | Akron City Campus | Cooper Cancer Center | 1st Floor | 2014-10-15 | Low
No | 033935 | Monitors, Physiologic, Vital Signs | Connex 6000 Series | 103000543610 | Hill-Rom / Welch Allyn | SHMG OB/GYN - Park West | Barberton | White Pond Campus | Akron OBGYN | 2nd Floor | 2021-03-25 | Low
No | 034806 | Monitors, Physiologic, Vital Signs | Connex 6000 Series | 100027571015 | Hill-Rom / Welch Allyn | Women's Health Center | Akron | Akron City Campus | 75 Arch | Basement | 2016-08-12 | Low
No | 038329 | Monitors, Physiologic, Vital Signs | Connex 6000 Series | 103000210112 | Hill-Rom / Welch Allyn | Barberton Oncology | Barberton | Barberton Campus | Parkview Pavilion | Ground Floor | 2020-01-10 | Low
No | 038601 | Monitors, Physiologic, Vital Signs | Connex 6000 Series | 100018780815 | Hill-Rom / Welch Allyn | Barberton OB/GYN | Barberton | Barberton Campus | Tuscora Park Pavilion | Ground Floor | 2020-03-04 | Low
No | 043215 | Monitors, Physiologic, Vital Signs | Connex 6000 Series | 103006585013 | Hill-Rom / Welch Allyn | Barberton Oncology | Barberton | Barberton Campus | Parkview Pavilion | Ground Floor | 2023-03-24 14:49 | Low
No | 043516 | Monitors, Physiologic, Vital Signs | Connex 6000 Series | 103000291311 | Hill-Rom / Welch Allyn | Medina Primary Care | Barberton | Medina Campus | Medina Medical Center | 3rd Floor | 2021-06-23 | Low
No | 043755 | Monitors, Physiologic, Vital Signs | Connex 6000 Series | 103000281311 | Hill-Rom / Welch Allyn | Medina Primary Care | Barberton | Medina Campus | Medina Medical Center | 3rd Floor | 2021-06-29 | Low
No | 043760 | Monitors, Physiologic, Vital Signs | Connex 6000 Series | 103000411411 | Hill-Rom / Welch Allyn | Medina Primary Care | Barberton | Medina Campus | Medina Medical Center | 3rd Floor | 2021-06-28 | Low
No | 043767 | Monitors, Physiologic, Vital Signs | Connex 6000 Series | 103000301311 | Hill-Rom / Welch Allyn | Medina Primary Care | Barberton | Medina Campus | Medina Medical Center | 3rd Floor | 2021-06-28 | Low
No | 043776 | Monitors, Physiologic, Vital Signs | Connex 6000 Series | 103000311311 | Hill-Rom / Welch Allyn | Medina Primary Care | Barberton | Medina Campus | Medina Medical Center | 3rd Floor | 2021-06-25 | Low
No | 043777 | Monitors, Physiologic, Vital Signs | Connex 6000 Series | 103000074010 | Hill-Rom / Welch Allyn | Medina Primary Care | Barberton | Medina Campus | Medina Medical Center | 3rd Floor | 2021-06-25 | Low
No | 058223 | Monitors, Physiologic, Vital Signs | Connex 6000 Series | 103000242911 | Hill-Rom / Welch Allyn | Barberton OB/GYN | Barberton | Barberton Campus | Tuscora Park Pavilion | Ground Floor | 2019-11-11 | Low
No | 061775 | Monitors, Physiologic, Vital Signs | Connex 6000 Series | 10300007112 | Hill-Rom / Welch Allyn | New Seasons | Barberton | Non-Campus Sites - SBH | Equity Center | Ground Floor | 2023-05-04 12:15 | Low
No | 062176 | Monitors, Physiologic, Vital Signs | Connex 6000 Series | 100012174514 | Hill-Rom / Welch Allyn | Cuyahoga Falls Primary Care | Akron | Cuyahoga Falls Campus | Cuyahoga Falls Primary Care | Ground Floor | 2022-07-26 | Low
No | 036360 | Monitors, Physiologic, Vital Signs | Connex ProBP 2400 | (21)29150698 | Hill-Rom / Welch Allyn | Internal Medicine Chapel Hill | Akron | Chapel Hill Campus | Summa Health Chapel Hill | Ground Floor | 2016-10-27 | Low
No | 043626 | Monitors, Physiologic, Vital Signs | Connex ProBP 2400 | Unknown | Hill-Rom / Welch Allyn | Stow/Kent Urgent Care | Akron | Stow-Kent Campus | Stow-Kent Medical Center | 1st Floor | 2021-08-02 | Low
No | 043627 | Monitors, Physiologic, Vital Signs | Connex ProBP 2400 | 032100842 | Hill-Rom / Welch Allyn | Orthopedics - Rootstown | Akron | Rootstown Campus | Rootstown Medical Center | Ground Floor | 2022-07-12 | Low
No | 043746 | Monitors, Physiologic, Vital Signs | Connex ProBP 2400 | 032100660 | Hill-Rom / Welch Allyn | Orthopedics - Rootstown | Akron | Rootstown Campus | Rootstown Medical Center | Ground Floor | 2022-06-17 | Low
No | 043747 | Monitors, Physiologic, Vital Signs | Connex ProBP 2400 | 032100747 | Hill-Rom / Welch Allyn | Endocrinology | Akron | Chapel Hill Campus | Summa Health Chapel Hill |  | 2021-08-16 | Low
No | 043748 | Monitors, Physiologic, Vital Signs | Connex ProBP 2400 | 032100739 | Hill-Rom / Welch Allyn | Orthopedics - Rootstown | Akron | Rootstown Campus | Rootstown Medical Center | Ground Floor | 2022-06-17 | Low
No | 043749 | Monitors, Physiologic, Vital Signs | Connex ProBP 2400 | Unknown | Hill-Rom / Welch Allyn | SHMG BH Stow/Kent | Akron | Stow-Kent Campus | Stow-Kent Medical Center | 1st Floor | 2021-08-02 | Low
No | 043750 | Monitors, Physiologic, Vital Signs | Connex ProBP 2400 | Unknown | Hill-Rom / Welch Allyn | Pulmonary Function Testing - Stow | Akron | Stow-Kent Campus | Stow-Kent Medical Center | 1st Floor | 2021-08-02 | Low
No | 059247 | Monitors, Physiologic, Vital Signs | Connex ProBP 2400 | 192000133 | Hill-Rom / Welch Allyn | SAMS Clinic | Akron | Akron City Campus | 95 Arch | 1st Floor | 2020-10-07 | Low
No | 059248 | Monitors, Physiologic, Vital Signs | Connex ProBP 2400 | 192000160 | Hill-Rom / Welch Allyn | SAMS Clinic | Akron | Akron City Campus | 95 Arch | 1st Floor | 2020-10-07 | Low
No | 059732 | Monitors, Physiologic, Vital Signs | Connex ProBP 2400 | Unknown | Hill-Rom / Welch Allyn | Cardiothoracic Surgery | Akron | Akron City Campus | 75 Arch | 3rd Floor | 2020-11-18 | Low
No | 059733 | Monitors, Physiologic, Vital Signs | Connex ProBP 2400 | Unknown | Hill-Rom / Welch Allyn | Cardiothoracic Surgery | Akron | Akron City Campus | 75 Arch | 3rd Floor | 2020-11-18 | Low
No | 059735 | Monitors, Physiologic, Vital Signs | Connex ProBP 2400 | Unknown | Hill-Rom / Welch Allyn | Cardiothoracic Surgery | Akron | Akron City Campus | 75 Arch | 3rd Floor | 2020-11-18 | Low
No | 059736 | Monitors, Physiologic, Vital Signs | Connex ProBP 2400 | Unknown | Hill-Rom / Welch Allyn | Cardiothoracic Surgery | Akron | Akron City Campus | 75 Arch | 3rd Floor | 2020-11-18 | Low
No | 059738 | Monitors, Physiologic, Vital Signs | Connex ProBP 2400 | N/A | Hill-Rom / Welch Allyn | Cardiothoracic Surgery | Akron | Akron City Campus | 75 Arch | 3rd Floor | 2020-11-18 | Low
No | 059739 | Monitors, Physiologic, Vital Signs | Connex ProBP 2400 | N/ A | Hill-Rom / Welch Allyn | Cardiothoracic Surgery | Akron | Akron City Campus | 75 Arch | 3rd Floor | 2020-11-18 | Low
No | 059740 | Monitors, Physiologic, Vital Signs | Connex ProBP 2400 | Unknown | Hill-Rom / Welch Allyn | Cardiothoracic Surgery | Akron | Akron City Campus | 75 Arch | 3rd Floor | 2020-11-18 | Low
No | 060524 | Monitors, Physiologic, Vital Signs | Connex ProBP 2400 | 21462100026 | Hill-Rom / Welch Allyn | Internal Medicine | Akron | Akron City Campus | 55 Arch | 1st Floor | 2022-06-16 | Low
No | 061602 | Monitors, Physiologic, Vital Signs | Connex ProBP 2400 | 332100105 | Hill-Rom / Welch Allyn | Tallmadge Family Medicine | Akron | Tallmadge Campus | Tallmadge Medical Center | 2nd Floor | 2022-03-24 | Low
No | 061603 | Monitors, Physiologic, Vital Signs | Connex ProBP 2400 | 332100401 | Hill-Rom / Welch Allyn | Urgent Care - Fairlawn | Akron | Fairlawn Campus | Fairlawn Urgent Care | Ground Floor | 2022-03-24 | Low
No | 061604 | Monitors, Physiologic, Vital Signs | Connex ProBP 2400 | 332100355 | Hill-Rom / Welch Allyn | Urgent Care - Fairlawn | Akron | Fairlawn Campus | Fairlawn Urgent Care | Ground Floor | 2022-03-24 | Low
No | 062101 | Monitors, Physiologic, Vital Signs | Connex ProBP 2400 | 21462100077 | Hill-Rom / Welch Allyn | Internal Medicine | Akron | Akron City Campus | 55 Arch | 1st Floor | 2022-06-16 | Low
No | 062117 | Monitors, Physiologic, Vital Signs | Connex ProBP 2400 | 49210325 | Hill-Rom / Welch Allyn | Internal Medicine | Akron | Akron City Campus | 55 Arch | 1st Floor | 2022-10-04 | Low
No | 062118 | Monitors, Physiologic, Vital Signs | Connex ProBP 2400 | 49210479 | Hill-Rom / Welch Allyn | Internal Medicine | Akron | Akron City Campus | 55 Arch | 1st Floor | 2022-10-04 | Low
No | 062119 | Monitors, Physiologic, Vital Signs | Connex ProBP 2400 | 492010010 | Hill-Rom / Welch Allyn | Internal Medicine | Akron | Akron City Campus | 55 Arch | 1st Floor | 2022-10-04 | Low
No | 062120 | Monitors, Physiologic, Vital Signs | Connex ProBP 2400 | 49210329 | Hill-Rom / Welch Allyn | Internal Medicine | Akron | Akron City Campus | 55 Arch | 1st Floor | 2022-10-04 | Low
No | 062121 | Monitors, Physiologic, Vital Signs | Connex ProBP 2400 | 49210330 | Hill-Rom / Welch Allyn | Internal Medicine | Akron | Akron City Campus | 55 Arch | 1st Floor | 2022-10-04 | Low
No | 062372 | Monitors, Physiologic, Vital Signs | Connex ProBP 2400 | 492100222 | Hill-Rom / Welch Allyn | Advanced Laproscopic / Bariatric | Akron | Akron City Campus | 95 Arch | 2nd Floor | 2022-09-22 | Low
No | 063092 | Monitors, Physiologic, Vital Signs | Connex ProBP 2400 | NSN | Hill-Rom / Welch Allyn | SHMG BH Rootstown | Akron | Rootstown Campus | Rootstown Medical Center | Ground Floor | 2023-04-04 06:21 | Low
No | 064713 | Monitors, Physiologic, Vital Signs | Connex ProBP 2400 | 102400221 | Hill-Rom / Welch Allyn | Women's Health Center | Akron | Akron City Campus | 75 Arch | Basement | 2024-10-23 12:45 | Low
No | 064714 | Monitors, Physiologic, Vital Signs | Connex ProBP 2400 | 492300808 | Hill-Rom / Welch Allyn | Women's Health Center | Akron | Akron City Campus | 75 Arch | Basement | 2024-10-23 12:45 | Low
No | 064817 | Monitors, Physiologic, Vital Signs | Connex ProBP 2400 | 162400365 | Hill-Rom / Welch Allyn | Women's Health Center | Akron | Akron City Campus | 75 Arch | Basement | 2025-01-24 09:28 | Low
No | 070563 | Monitors, Physiologic, Vital Signs | Connex ProBP 2400 | 21452300226 | Hill-Rom / Welch Allyn | Bariatric Care - Green | Barberton | Green Campus | 7034 Braucher St | Ground Floor | 2024-10-11 13:52 | Low
No | 070564 | Monitors, Physiologic, Vital Signs | Connex ProBP 2400 | 21452300227 | Hill-Rom / Welch Allyn | Bariatric Care - Green | Barberton | Green Campus | 7034 Braucher St | Ground Floor | 2024-10-11 14:02 | Low
No | 070816 | Monitors, Physiologic, Vital Signs | Connex ProBP 2400 | 382401811 | Hill-Rom / Welch Allyn | Orthopedics - Green | Barberton | Green Campus | 1790 Graybill Road | 1st Floor | 2025-01-24 14:05 | Low
No | 070817 | Monitors, Physiologic, Vital Signs | Connex ProBP 2400 | 382400330 | Hill-Rom / Welch Allyn | Orthopedics - Green | Barberton | Green Campus | 1790 Graybill Road | 1st Floor | 2025-01-24 14:05 | Low
No | 070818 | Monitors, Physiologic, Vital Signs | Connex ProBP 2400 | 382401156 | Hill-Rom / Welch Allyn | Orthopedics - Green | Barberton | Green Campus | 1790 Graybill Road | 1st Floor | 2025-01-24 14:05 | Low
No | 070819 | Monitors, Physiologic, Vital Signs | Connex ProBP 2400 | 382401170 | Hill-Rom / Welch Allyn | Orthopedics - Green | Barberton | Green Campus | 1790 Graybill Road | 1st Floor | 2025-01-24 14:05 | Low
No | 070956 | Monitors, Physiologic, Vital Signs | Connex ProBP 2400 | 382401328 | Hill-Rom / Welch Allyn | Rheumatology - Green | Barberton | Green Campus | 1790 Graybill Road | 1st Floor | 2025-01-24 14:05 | Low
No | 071084 | Monitors, Physiologic, Vital Signs | Connex ProBP 2400 | 492400374 | Hill-Rom / Welch Allyn | Summa Psychiatry Assoc. - SB | Barberton | Barberton Campus | Summa Barberton Hospital | 1st Floor | 2025-04-02 | Low
No | 023663 | Monitors, Physiologic, Vital Signs | Connex ProBP 3400 | 100067654715 | Hill-Rom / Welch Allyn | Family Practice - AES | Akron | Non-Campus Sites | AES Family Medicine | 2nd Floor | 2021-03-31 | Low
No | 023700 | Monitors, Physiologic, Vital Signs | Connex ProBP 3400 | 10006791475 | Hill-Rom / Welch Allyn | Family Practice - AES | Akron | Non-Campus Sites | AES Family Medicine | 2nd Floor | 2021-06-10 | Low
No | 024075 | Monitors, Physiologic, Vital Signs | Connex ProBP 3400 | 100071844175 | Hill-Rom / Welch Allyn | Internal Medicine - Green | Barberton | Green Campus | Green Medical Center | Ground Floor | 2020-10-22 | Low
No | 026938 | Monitors, Physiologic, Vital Signs | Connex ProBP 3400 | 100020850820 | Hill-Rom / Welch Allyn | Internal Medicine - Green | Barberton | Green Campus | Green Medical Center | Ground Floor | 2022-10-20 | Low
No | 030684 | Monitors, Physiologic, Vital Signs | Connex ProBP 3400 | 100000304711 | Hill-Rom / Welch Allyn | Urgent Care - Fairlawn | Akron | Fairlawn Campus | Fairlawn Urgent Care | Ground Floor | 2013-11-18 | Low
No | 031279 | Monitors, Physiologic, Vital Signs | Connex ProBP 3400 | 100002330713 | Hill-Rom / Welch Allyn | Center for Senior Health | Akron | Akron City Campus | 75 Arch | Ground Floor | 2013-02-20 | Low
No | 033199 | Monitors, Physiologic, Vital Signs | Connex ProBP 3400 | 100068932815 | Hill-Rom / Welch Allyn | Summa Rehab Hospital | Akron | Akron City Campus | Summa Rehab Hospital |  | 2015-07-22 | Low
No | 033968 | Monitors, Physiologic, Vital Signs | Connex ProBP 3400 | 100067603913 | Hill-Rom / Welch Allyn | Medina Primary Care | Barberton | Medina Campus | Medina Medical Center | 3rd Floor | 2021-06-23 | Low
No | 035448 | Monitors, Physiologic, Vital Signs | Connex ProBP 3400 | 100061523214 | Hill-Rom / Welch Allyn | Bariatric Care - ACH | Akron | Akron City Campus | 95 Arch | 1st Floor | 2016-08-04 | Low
No | 036596 | Monitors, Physiologic, Vital Signs | Connex ProBP 3400 | 100020024818 | Hill-Rom / Welch Allyn | Urgent Care - Fairlawn | Akron | Fairlawn Campus | Fairlawn Urgent Care | Ground Floor | 2018-12-12 | Low
No | 039364 | Monitors, Physiologic, Vital Signs | Connex ProBP 3400 | 100037781518 | Hill-Rom / Welch Allyn | Bariatric Care - Green | Barberton | Green Campus | 7034 Braucher St | Ground Floor | 2021-03-25 | Low
No | 039892 | Monitors, Physiologic, Vital Signs | Connex ProBP 3400 | 100067743913 | Hill-Rom / Welch Allyn | Orthopedics - Barberton | Barberton | Barberton Campus | Summa Barberton Hospital | Ground Floor | 2022-01-01 15:49 | Low
No | 043218 | Monitors, Physiologic, Vital Signs | Connex ProBP 3400 | 100040961819 | Hill-Rom / Welch Allyn | Bariatric Care - Green | Barberton | Green Campus | 7034 Braucher St | Ground Floor | 2023-03-07 09:53 | Low
No | 043268 | Monitors, Physiologic, Vital Signs | Connex ProBP 3400 | 100036792022 | Hill-Rom / Welch Allyn | Orthopedics - White Pond | Barberton | White Pond Campus | White Pond Medical Center | 3rd Floor | 2023-02-28 13:14 | Low
No | 043269 | Monitors, Physiologic, Vital Signs | Connex ProBP 3400 | 100048522422 | Hill-Rom / Welch Allyn | Orthopedics - Barberton | Barberton | Barberton Campus | Summa Barberton Hospital | Ground Floor | 2023-02-28 13:19 | Low
No | 043270 | Monitors, Physiologic, Vital Signs | Connex ProBP 3400 | 100050552422 | Hill-Rom / Welch Allyn | Orthopedics - White Pond | Barberton | White Pond Campus | White Pond Medical Center | 3rd Floor | 2025-03-06 09:00 | Low
No | 043511 | Monitors, Physiologic, Vital Signs | Connex ProBP 3400 | 100067613913 | Hill-Rom / Welch Allyn | Medina Primary Care | Barberton | Medina Campus | Medina Medical Center | 3rd Floor | 2021-06-23 | Low
No | 050773 | Monitors, Physiologic, Vital Signs | Connex ProBP 3400 | 100080653716 | Hill-Rom / Welch Allyn | Bariatric Care - ACH | Akron | Akron City Campus | 95 Arch | 2nd Floor | 2017-05-04 | Low
No | 050774 | Monitors, Physiologic, Vital Signs | Connex ProBP 3400 | 100009640817 | Hill-Rom / Welch Allyn | Bariatric Care - ACH | Akron | Akron City Campus | 95 Arch | 2nd Floor | 2017-05-04 | Low
No | 050954 | Monitors, Physiologic, Vital Signs | Connex ProBP 3400 | 100034191418 | Hill-Rom / Welch Allyn | Bariatric Care - ACH | Akron | Akron City Campus | 95 Arch | 1st Floor | 2018-04-11 | Low
No | 052005 | Monitors, Physiologic, Vital Signs | Connex ProBP 3400 | (21)37160236 | Hill-Rom / Welch Allyn | Internal Medicine Chapel Hill | Akron | Chapel Hill Campus | Summa Health Chapel Hill | Ground Floor | 2017-10-26 | Low
No | 052173 | Monitors, Physiologic, Vital Signs | Connex ProBP 3400 | 100078013218 | Hill-Rom / Welch Allyn | Center for Senior Health - SB | Barberton | Barberton Campus | Tuscora Park Pavilion | 1st Floor | 2018-09-10 | Low
No | 052237 | Monitors, Physiologic, Vital Signs | Connex ProBP 3400 | 100044301818 | Hill-Rom / Welch Allyn | Bariatric Care - Wadsworth | Barberton | Wadsworth Campus | Founder's Hall | Ground Floor | 2017-05-04 | Low
No | 053345 | Monitors, Physiologic, Vital Signs | Connex ProBP 3400 | Unknown | Hill-Rom / Welch Allyn | Internal Medicine Chapel Hill | Akron | Chapel Hill Campus | Summa Health Chapel Hill | Ground Floor | 2019-03-07 | Low
No | 053347 | Monitors, Physiologic, Vital Signs | Connex ProBP 3400 | 100088643718 | Hill-Rom / Welch Allyn | Internal Medicine - ACH | Akron | Akron City Campus | 75 Arch | 4th Floor | 2019-03-07 | Low
No | 054345 | Monitors, Physiologic, Vital Signs | Connex ProBP 3400 | 100024121317 | Hill-Rom / Welch Allyn | Bariatric Care - ACH | Akron | Akron City Campus | 95 Arch | 2nd Floor | 2017-04-13 | Low
No | 056083 | Monitors, Physiologic, Vital Signs | Connex ProBP 3400 | 100064113314 | Hill-Rom / Welch Allyn | Bariatric Care - Wadsworth | Barberton | Wadsworth Campus | Founder's Hall | Ground Floor | 2015-02-17 | Low
No | 056729 | Monitors, Physiologic, Vital Signs | Connex ProBP 3400 | 100041642214 | Hill-Rom / Welch Allyn | Internal Medicine - ACH | Akron | Akron City Campus | 75 Arch | 4th Floor | 2019-04-04 | Low
No | 056730 | Monitors, Physiologic, Vital Signs | Connex ProBP 3400 | 100035642513 | Hill-Rom / Welch Allyn | Internal Medicine Chapel Hill | Akron | Chapel Hill Campus | Summa Health Chapel Hill |  | 2019-04-04 | Low
No | 056733 | Monitors, Physiologic, Vital Signs | Connex ProBP 3400 | 100088433718 | Hill-Rom / Welch Allyn | Internal Medicine - ACH | Akron | Akron City Campus | 75 Arch | 4th Floor | 2019-04-04 | Low
No | 056791 | Monitors, Physiologic, Vital Signs | Connex ProBP 3400 | 100000673711 | Hill-Rom / Welch Allyn | Rehab Services OP - Spine Inst | Akron | Fairlawn Campus | Spine and Neuroscience Center | Ground Floor | 2019-05-10 | Low
No | 056792 | Monitors, Physiologic, Vital Signs | Connex ProBP 3400 | 100000623711 | Hill-Rom / Welch Allyn | Rehab Services OP - Spine Inst | Akron | Fairlawn Campus | Spine and Neuroscience Center | Ground Floor | 2019-05-10 | Low
No | 058474 | Monitors, Physiologic, Vital Signs | Connex ProBP 3400 | (21)100093914019 | Hill-Rom / Welch Allyn | Pride Clinic | Akron | Chapel Hill Campus | Summa Health Chapel Hill | Ground Floor | 2019-11-07 | Low
No | 058478 | Monitors, Physiologic, Vital Signs | Connex ProBP 3400 | (21)100089303718 | Hill-Rom / Welch Allyn | Internal Medicine Chapel Hill | Akron | Chapel Hill Campus | Summa Health Chapel Hill | Ground Floor | 2019-11-07 | Low
No | 058479 | Monitors, Physiologic, Vital Signs | Connex ProBP 3400 | (21)100066592618 | Hill-Rom / Welch Allyn | Internal Medicine Chapel Hill | Akron | Chapel Hill Campus | Summa Health Chapel Hill | Ground Floor | 2019-11-07 | Low
No | 059368 | Monitors, Physiologic, Vital Signs | Connex ProBP 3400 | 100042332214 | Hill-Rom / Welch Allyn | SPA - ACH | Akron | Akron City Campus | 75 Arch | 4th Floor | 2020-11-19 | Low
No | 059676 | Monitors, Physiologic, Vital Signs | Connex ProBP 3400 | 100001692811 | Hill-Rom / Welch Allyn | Drs. Dalton & Van Fossen | Akron | Akron City Campus | 95 Arch | 1st Floor | 2020-12-02 | Low
No | 059681 | Monitors, Physiologic, Vital Signs | Connex ProBP 3400 | 100003361013 | Hill-Rom / Welch Allyn | Drs. Dalton & Van Fossen | Akron | Akron City Campus | 95 Arch | 1st Floor | 2020-12-03 | Low
No | 059690 | Monitors, Physiologic, Vital Signs | Connex ProBP 3400 | Unknown | Hill-Rom / Welch Allyn | Colon/Rectal Surgeons | Akron | Akron City Campus | 95 Arch | 1st Floor | 2020-11-03 | Low
No | 060084 | Monitors, Physiologic, Vital Signs | Connex ProBP 3400 | 100010060421 | Hill-Rom / Welch Allyn | SHMG OB/GYN - Park West | Barberton | White Pond Campus | Akron OBGYN | 2nd Floor | 2021-02-08 | Low
No | 060155 | Monitors, Physiologic, Vital Signs | Connex ProBP 3400 | 100025775019 | Hill-Rom / Welch Allyn | Internal Medicine - ACH | Akron | Akron City Campus | 75 Arch | 4th Floor | 2021-03-08 | Low
No | 061351 | Monitors, Physiologic, Vital Signs | Connex ProBP 3400 | 100044521421 | Hill-Rom / Welch Allyn | SHMG OB/GYN - Green | Barberton | Green Campus | Green Physician Office Building | 2nd Floor | 2022-02-14 | Low
No | 061374 | Monitors, Physiologic, Vital Signs | Connex ProBP 3400 | 10003020313 | Hill-Rom / Welch Allyn | Rehab Services OP - Spine Inst | Akron | Fairlawn Campus | Spine and Neuroscience Center | Ground Floor | 2022-03-04 | Low
No | 061712 | Monitors, Physiologic, Vital Signs | Connex ProBP 3400 | 100072272915 | Hill-Rom / Welch Allyn | Rootstown Primary Care | Akron | Rootstown Campus | Rootstown Medical Center | Ground Floor | 2022-03-29 | Low
No | 061730 | Monitors, Physiologic, Vital Signs | Connex ProBP 3400 | 100072282915 | Hill-Rom / Welch Allyn | Rootstown Primary Care | Akron | Rootstown Campus | Rootstown Medical Center | Ground Floor | 2022-03-29 | Low
No | 061734 | Monitors, Physiologic, Vital Signs | Connex ProBP 3400 | 100049911621 | Hill-Rom / Welch Allyn | Health Tech Mgmt - SB | Barberton | Barberton Campus | Summa Barberton Hospital | 5th Floor | 2022-04-13 | Low
No | 061735 | Monitors, Physiologic, Vital Signs | Connex ProBP 3400 | 100049051521 | Hill-Rom / Welch Allyn | Orthopedics - White Pond | Barberton | White Pond Campus | White Pond Medical Center | 3rd Floor | 2022-04-13 | Low
No | 061741 | Monitors, Physiologic, Vital Signs | Connex ProBP 3400 | 100031075121 | Hill-Rom / Welch Allyn | Orthopedics - White Pond | Barberton | White Pond Campus | White Pond Medical Center | 3rd Floor | 2022-04-13 | Low
No | 061742 | Monitors, Physiologic, Vital Signs | Connex ProBP 3400 | 100032705221 | Hill-Rom / Welch Allyn | Orthopedics - White Pond | Barberton | White Pond Campus | White Pond Medical Center | 3rd Floor | 2022-04-13 | Low
No | 061794 | Monitors, Physiologic, Vital Signs | Connex ProBP 3400 | 100050602422 | Hill-Rom / Welch Allyn | SHMG OB/GYN - Springfield | Akron | Non-Campus Sites | Springfield OBGYN | Ground Floor | 2022-06-27 | Low
No | 062161 | Monitors, Physiologic, Vital Signs | Connex ProBP 3400 | 100053452522 | Hill-Rom / Welch Allyn | Orthopedics - Rootstown | Akron | Rootstown Campus | Rootstown Medical Center | Ground Floor | 2022-08-16 | Low
No | 062549 | Monitors, Physiologic, Vital Signs | Connex ProBP 3400 | 100018810918 | Hill-Rom / Welch Allyn | Bariatric Care - ACH | Akron | Akron City Campus | 95 Arch | 1st Floor | 2022-11-28 | Low
No | 063007 | Monitors, Physiologic, Vital Signs | Connex ProBP 3400 | 100050741823 | Hill-Rom / Welch Allyn | Center for Senior Health | Akron | Akron City Campus | 75 Arch | Ground Floor | 2023-05-22 11:34 | Low
No | 063715 | Monitors, Physiologic, Vital Signs | Connex ProBP 3400 | 100027553923 | Hill-Rom / Welch Allyn | Internal Medicine - White Pond | Barberton | White Pond Campus | White Pond Medical Center | 2nd Floor | 2024-01-15 08:13 | Low
No | 063758 | Monitors, Physiologic, Vital Signs | Connex ProBP 3400 | 100029013923 | Hill-Rom / Welch Allyn | SHMG OB/GYN - Cuyahoga Falls | Akron | Cuyahoga Falls Campus | Cuyahoga Falls Medical Center |  | 2023-12-29 10:57 | Low
No | 063797 | Monitors, Physiologic, Vital Signs | Connex ProBP 3400 | 1000212440618 | Hill-Rom / Welch Allyn | IMG Health Ctr - Western Reserve | Akron | Hudson Campus | Hudson Medical Center |  | 2024-04-05 13:55 | Low
No | 063842 | Monitors, Physiologic, Vital Signs | Connex ProBP 3400 | 100002720224 | Hill-Rom / Welch Allyn | Orthopedics - Medina | Barberton | Medina Campus | Medina Medical Center | 2nd Floor | 2024-04-23 08:30 | Low
No | 063868 | Monitors, Physiologic, Vital Signs | Connex ProBP 3400 | 100025501124 | Hill-Rom / Welch Allyn | Internal Medicine - White Pond | Barberton | White Pond Campus | White Pond Medical Center | 2nd Floor | 2024-06-06 15:15 | Low
No | 065028 | Monitors, Physiologic, Vital Signs | Connex ProBP 3400 | 100026795124 | Hill-Rom / Welch Allyn | SAMS Clinic | Akron | Akron City Campus | 95 Arch | Ground Floor | 2025-03-19 14:10 | Low
No | 070117 | Monitors, Physiologic, Vital Signs | Connex ProBP 3400 | 100088263421 | Hill-Rom / Welch Allyn | Neurology Outpatient - SB | Barberton | Barberton Campus | Tuscora Park Pavilion | 1st Floor | 2023-07-31 15:49 | Low
No | 070345 | Monitors, Physiologic, Vital Signs | Connex ProBP 3400 | 100028673923 | Hill-Rom / Welch Allyn | Family Practice Center - SB | Barberton | Barberton Campus | Summa Barberton Hospital | 1st Floor | 2023-11-30 08:12 | Low
No | 070556 | Monitors, Physiologic, Vital Signs | Connex ProBP 3400 | 100037282713 | Hill-Rom / Welch Allyn | SHMG OB/GYN - Green | Barberton | Green Campus | Green Medical Center | Ground Floor | 2024-07-03 07:42 | Low
No | 070666 | Monitors, Physiologic, Vital Signs | Connex ProBP 3400 | 100089163524 | Hill-Rom / Welch Allyn | Sports Medicine - SWH | Barberton | Wadsworth Campus | Wadsworth-Rittman Medical Center | 1st Floor | 2024-09-24 12:14 | Low
No | 070826 | Monitors, Physiologic, Vital Signs | Connex ProBP 3400 | 100022024724 | Hill-Rom / Welch Allyn | Orthopedics - White Pond | Barberton | White Pond Campus | White Pond Medical Center | 3rd Floor | 2024-12-10 10:15 | Low
No | 070827 | Monitors, Physiologic, Vital Signs | Connex ProBP 3400 | 100022064724 | Hill-Rom / Welch Allyn | Orthopedics - Green | Barberton | Green Campus | 1790 Graybill Road | 1st Floor | 2024-12-10 10:17 | Low
No | 026925 | Monitors, Physiologic, Vital Signs | DC-NU2-UMPC Vitals - Smartlinx Vitals Plus | SA19413236 | Capsuletech | BHP 5 - Acute Adult Psychiatric Unit | Akron | Akron City Campus | Juve Family BH Pavillion | 5th Floor | 2019-08-28 | Low
No | 036559 | Monitors, Physiologic, Vital Signs | DC-NU2-UMPC Vitals - Smartlinx Vitals Plus | SA17707691 | Capsuletech | BHP 5 - Acute Adult Psychiatric Unit | Akron | Akron City Campus | Juve Family BH Pavillion | 5th Floor | 2018-03-14 | Low
No | 036767 | Monitors, Physiologic, Vital Signs | DC-NU2-UMPC Vitals - Smartlinx Vitals Plus | SA18C01303 | Capsuletech | 2 East - Cardiac Progressive Care Unit (PCU) - SB | Barberton | Barberton Campus | Summa Barberton Hospital | 2nd Floor | 2019-04-19 | Low
No | 037043 | Monitors, Physiologic, Vital Signs | DC-NU2-UMPC Vitals - Smartlinx Vitals Plus | SA16C31232 | Capsuletech | 2 East - Cardiac Progressive Care Unit (PCU) - SB | Barberton | Barberton Campus | Summa Barberton Hospital | 2nd Floor | 2017-08-28 | Low
No | 037045 | Monitors, Physiologic, Vital Signs | DC-NU2-UMPC Vitals - Smartlinx Vitals Plus | SA16C31182 | Capsuletech | 1 East - Medical/Surgical Unit (MSU) - SB | Barberton | Barberton Campus | Summa Barberton Hospital | 1st Floor | 2017-08-28 | Low
No | 037158 | Monitors, Physiologic, Vital Signs | DC-NU2-UMPC Vitals - Smartlinx Vitals Plus | SA16C31287 | Capsuletech | Emergency Department (ED) - SBH | Barberton | Barberton Campus | Summa Barberton Hospital | Ground Floor | 2017-07-20 | Low
No | 037183 | Monitors, Physiologic, Vital Signs | DC-NU2-UMPC Vitals - Smartlinx Vitals Plus | SA17103766 | Capsuletech | Emergency Department (ED) - SBH | Barberton | Barberton Campus | Summa Barberton Hospital | Ground Floor | 2017-07-20 | Low
No | 037187 | Monitors, Physiologic, Vital Signs | DC-NU2-UMPC Vitals - Smartlinx Vitals Plus | SA17103786 | Capsuletech | Emergency Department (ED) - SBH | Barberton | Barberton Campus | Summa Barberton Hospital | Ground Floor | 2017-07-20 | Low
No | 037284 | Monitors, Physiologic, Vital Signs | DC-NU2-UMPC Vitals - Smartlinx Vitals Plus | SA16C31164 | Capsuletech | PACU - SW | Barberton | Wadsworth Campus | Wadsworth-Rittman Medical Center | 1st Floor | 2017-07-20 | Low
No | 037362 | Monitors, Physiologic, Vital Signs | DC-NU2-UMPC Vitals - Smartlinx Vitals Plus | SA17103722 | Capsuletech | Diagnostic Radiology - SW | Barberton | Wadsworth Campus | Wadsworth-Rittman Medical Center | 1st Floor | 2017-07-20 | Low
No | 037485 | Monitors, Physiologic, Vital Signs | DC-NU2-UMPC Vitals - Smartlinx Vitals Plus | SA16C31284 | Capsuletech | Cat Scan - SW | Barberton | Wadsworth Campus | Wadsworth-Rittman Medical Center | 1st Floor | 2017-07-20 | Low
No | 037556 | Monitors, Physiologic, Vital Signs | DC-NU2-UMPC Vitals - Smartlinx Vitals Plus | SA16C28447 | Capsuletech | Health Tech Mgmt - WRHC | Barberton | Wadsworth Campus | Wadsworth-Rittman Medical Center | 4th Floor | 2017-07-20 | Low
No | 037559 | Monitors, Physiologic, Vital Signs | DC-NU2-UMPC Vitals - Smartlinx Vitals Plus | SA16C31265 | Capsuletech | Sameday Surgery Center - SB | Barberton | Barberton Campus | Summa Barberton Hospital | 2nd Floor | 2017-07-20 | Low
No | 037602 | Monitors, Physiologic, Vital Signs | DC-NU2-UMPC Vitals - Smartlinx Vitals Plus | SA16C31225 | Capsuletech | Emergency Department (ED) - SBH | Barberton | Barberton Campus | Summa Barberton Hospital | Ground Floor | 2017-07-20 | Low
No | 037604 | Monitors, Physiologic, Vital Signs | DC-NU2-UMPC Vitals - Smartlinx Vitals Plus | SA17103686 | Capsuletech | Emergency Department (ED) - SBH | Barberton | Barberton Campus | Summa Barberton Hospital | Ground Floor | 2017-07-20 | Low
No | 037607 | Monitors, Physiologic, Vital Signs | DC-NU2-UMPC Vitals - Smartlinx Vitals Plus | SA16C31234 | Capsuletech | Emergency Department (ED) - SBH | Barberton | Barberton Campus | Summa Barberton Hospital | Ground Floor | 2017-07-20 | Low
No | 037731 | Monitors, Physiologic, Vital Signs | DC-NU2-UMPC Vitals - Smartlinx Vitals Plus | SA16C31228 | Capsuletech | 2 East - Cardiac Progressive Care Unit (PCU) - SB | Barberton | Barberton Campus | Summa Barberton Hospital | 2nd Floor | 2017-08-28 | Low
No | 037755 | Monitors, Physiologic, Vital Signs | DC-NU2-UMPC Vitals - Smartlinx Vitals Plus | SA17222770 | Capsuletech | Cat Scan - SB | Barberton | Barberton Campus | Summa Barberton Hospital | Ground Floor | 2017-08-28 | Low
No | 037771 | Monitors, Physiologic, Vital Signs | DC-NU2-UMPC Vitals - Smartlinx Vitals Plus | SA16C31270 | Capsuletech | Intensive Care Unit (ICU) - SB | Barberton | Barberton Campus | Summa Barberton Hospital | 2nd Floor | 2017-08-28 | Low
No | 037775 | Monitors, Physiologic, Vital Signs | DC-NU2-UMPC Vitals - Smartlinx Vitals Plus | SA17210850 | Capsuletech | Barberton Wound Care Center | Barberton | Barberton Campus | Summa Barberton Hospital | Ground Floor | 2017-08-28 | Low
No | 037789 | Monitors, Physiologic, Vital Signs | DC-NU2-UMPC Vitals - Smartlinx Vitals Plus | SA16C31239 | Capsuletech | 1 West - Joint Center of Excellence (COE) | Barberton | Barberton Campus | Summa Barberton Hospital | 1st Floor | 2017-08-28 | Low
No | 037791 | Monitors, Physiologic, Vital Signs | DC-NU2-UMPC Vitals - Smartlinx Vitals Plus | SA16C31237 | Capsuletech | 1 West - Joint Center of Excellence (COE) | Barberton | Barberton Campus | Summa Barberton Hospital | 1st Floor | 2017-08-28 | Low
No | 037796 | Monitors, Physiologic, Vital Signs | DC-NU2-UMPC Vitals - Smartlinx Vitals Plus | SA16C31178 | Capsuletech | Diagnostic Radiology - SB | Barberton | Barberton Campus | Summa Barberton Hospital | Ground Floor | 2017-08-28 | Low
No | 037844 | Monitors, Physiologic, Vital Signs | DC-NU2-UMPC Vitals - Smartlinx Vitals Plus | SA17221512 | Capsuletech | 1 East - Medical/Surgical Unit (MSU) - SB | Barberton | Barberton Campus | Summa Barberton Hospital | 1st Floor | 2017-08-28 | Low
No | 037845 | Monitors, Physiologic, Vital Signs | DC-NU2-UMPC Vitals - Smartlinx Vitals Plus | SA17222869 | Capsuletech | 1 East - Medical/Surgical Unit (MSU) - SB | Barberton | Barberton Campus | Summa Barberton Hospital | 1st Floor | 2017-08-28 | Low
No | 037848 | Monitors, Physiologic, Vital Signs | DC-NU2-UMPC Vitals - Smartlinx Vitals Plus | SA16C31223 | Capsuletech | 1 East - Medical/Surgical Unit (MSU) - SB | Barberton | Barberton Campus | Summa Barberton Hospital | 1st Floor | 2017-08-28 | Low
No | 037851 | Monitors, Physiologic, Vital Signs | DC-NU2-UMPC Vitals - Smartlinx Vitals Plus | SA16C31187 | Capsuletech | 4 South - Medical/Surgical Unit (MSU) - SB | Barberton | Barberton Campus | Summa Barberton Hospital | 4th Floor | 2017-08-28 | Low
No | 037853 | Monitors, Physiologic, Vital Signs | DC-NU2-UMPC Vitals - Smartlinx Vitals Plus | SA17221554 | Capsuletech | 4 South - Medical/Surgical Unit (MSU) - SB | Barberton | Barberton Campus | Summa Barberton Hospital | 4th Floor | 2017-08-28 | Low
No | 037855 | Monitors, Physiologic, Vital Signs | DC-NU2-UMPC Vitals - Smartlinx Vitals Plus | SA16C31196 | Capsuletech | Endoscopy - SB | Barberton | Barberton Campus | Summa Barberton Hospital | 2nd Floor | 2017-08-28 | Low
No | 037857 | Monitors, Physiologic, Vital Signs | DC-NU2-UMPC Vitals - Smartlinx Vitals Plus | SA17222765 | Capsuletech | 4 South - Medical/Surgical Unit (MSU) - SB | Barberton | Barberton Campus | Summa Barberton Hospital | 4th Floor | 2017-08-28 | Low
No | 037859 | Monitors, Physiologic, Vital Signs | DC-NU2-UMPC Vitals - Smartlinx Vitals Plus | SA16C31190 | Capsuletech | SCI - Cardiac Stress Testing - SB | Barberton | Barberton Campus | Summa Barberton Hospital | Ground Floor | 2017-08-28 | Low
No | 037861 | Monitors, Physiologic, Vital Signs | DC-NU2-UMPC Vitals - Smartlinx Vitals Plus | SA16C31217 | Capsuletech | SCI - Cardiac Stress Testing - SB | Barberton | Barberton Campus | Summa Barberton Hospital | Ground Floor | 2017-08-28 | Low
No | 037865 | Monitors, Physiologic, Vital Signs | DC-NU2-UMPC Vitals - Smartlinx Vitals Plus | SA16C31256 | Capsuletech | Sameday Surgery Center - SB | Barberton | Barberton Campus | Summa Barberton Hospital | 2nd Floor | 2017-08-28 | Low
No | 037869 | Monitors, Physiologic, Vital Signs | DC-NU2-UMPC Vitals - Smartlinx Vitals Plus | SA17222853 | Capsuletech | Sameday Surgery Center - SB | Barberton | Barberton Campus | Summa Barberton Hospital | 2nd Floor | 2017-08-28 | Low
No | 037871 | Monitors, Physiologic, Vital Signs | DC-NU2-UMPC Vitals - Smartlinx Vitals Plus | SA16C31204 | Capsuletech | Sameday Surgery Center - SB | Barberton | Barberton Campus | Summa Barberton Hospital | 2nd Floor | 2017-08-28 | Low
No | 037873 | Monitors, Physiologic, Vital Signs | DC-NU2-UMPC Vitals - Smartlinx Vitals Plus | SA17222764 | Capsuletech | Sameday Surgery Center - SB | Barberton | Barberton Campus | Summa Barberton Hospital | 2nd Floor | 2017-08-28 | Low
No | 037875 | Monitors, Physiologic, Vital Signs | DC-NU2-UMPC Vitals - Smartlinx Vitals Plus | SA16C31174 | Capsuletech | Sameday Surgery Center - SB | Barberton | Barberton Campus | Summa Barberton Hospital | 2nd Floor | 2017-08-28 | Low
No | 037877 | Monitors, Physiologic, Vital Signs | DC-NU2-UMPC Vitals - Smartlinx Vitals Plus | SA17222842 | Capsuletech | Sameday Surgery Center - SB | Barberton | Barberton Campus | Summa Barberton Hospital | 2nd Floor | 2017-08-28 | Low
No | 037879 | Monitors, Physiologic, Vital Signs | DC-NU2-UMPC Vitals - Smartlinx Vitals Plus | SA17222865 | Capsuletech | Sameday Surgery Center - SB | Barberton | Barberton Campus | Summa Barberton Hospital | 2nd Floor | 2017-08-28 | Low
No | 037881 | Monitors, Physiologic, Vital Signs | DC-NU2-UMPC Vitals - Smartlinx Vitals Plus | SA16C31212 | Capsuletech | Sameday Surgery Center - SB | Barberton | Barberton Campus | Summa Barberton Hospital | 2nd Floor | 2017-08-28 | Low
No | 037883 | Monitors, Physiologic, Vital Signs | DC-NU2-UMPC Vitals - Smartlinx Vitals Plus | SA16C31206 | Capsuletech | Pulmonary Function Testing - SB | Barberton | Barberton Campus | Summa Barberton Hospital | Ground Floor | 2017-08-28 | Low
No | 037887 | Monitors, Physiologic, Vital Signs | DC-NU2-UMPC Vitals - Smartlinx Vitals Plus | SA18817323 | Capsuletech | 2 East - Cardiac Progressive Care Unit (PCU) - SB | Barberton | Barberton Campus | Summa Barberton Hospital | 2nd Floor | 2019-02-11 | Low
No | 037901 | Monitors, Physiologic, Vital Signs | DC-NU2-UMPC Vitals - Smartlinx Vitals Plus | SA17222762 | Capsuletech | 2 East - Cardiac Progressive Care Unit (PCU) - SB | Barberton | Barberton Campus | Summa Barberton Hospital | 2nd Floor | 2017-08-28 | Low
No | 037923 | Monitors, Physiologic, Vital Signs | DC-NU2-UMPC Vitals - Smartlinx Vitals Plus | SA17221385 | Capsuletech | 2 East - Cardiac Progressive Care Unit (PCU) - SB | Barberton | Barberton Campus | Summa Barberton Hospital | 2nd Floor | 2017-08-28 | Low
No | 038031 | Monitors, Physiologic, Vital Signs | DC-NU2-UMPC Vitals - Smartlinx Vitals Plus | SA16C31201 | Capsuletech | Barberton Wound Care Center | Barberton | Barberton Campus | Summa Barberton Hospital | Ground Floor | 2017-08-28 | Low
No | 038272 | Monitors, Physiologic, Vital Signs | DC-NU2-UMPC Vitals - Smartlinx Vitals Plus | SA17103710 | Capsuletech | Emergency Department (ED) - Wadsworth | Barberton | Wadsworth Campus | Wadsworth Emergency Bldg | Ground Floor | 2017-07-20 | Low
No | 038274 | Monitors, Physiologic, Vital Signs | DC-NU2-UMPC Vitals - Smartlinx Vitals Plus | SA16C28446 | Capsuletech | Emergency Department (ED) - Wadsworth | Barberton | Wadsworth Campus | Wadsworth Emergency Bldg | Ground Floor | 2017-07-20 | Low
No | 038306 | Monitors, Physiologic, Vital Signs | DC-NU2-UMPC Vitals - Smartlinx Vitals Plus | SA17103719 | Capsuletech | SCI - Cardiovasc Testg Svcs - SW | Barberton | Wadsworth Campus | Wadsworth-Rittman Medical Center | 1st Floor | 2017-07-20 | Low
No | 038520 | Monitors, Physiologic, Vital Signs | DC-NU2-UMPC Vitals - Smartlinx Vitals Plus | SA16C31240 | Capsuletech | Sameday Surgery Center - SW | Barberton | Wadsworth Campus | Wadsworth-Rittman Medical Center | 1st Floor | 2017-07-20 | Low
No | 038553 | Monitors, Physiologic, Vital Signs | DC-NU2-UMPC Vitals - Smartlinx Vitals Plus | SA16C28451 | Capsuletech | Sameday Surgery Center - SW | Barberton | Wadsworth Campus | Wadsworth-Rittman Medical Center | 1st Floor | 2017-07-20 | Low
No | 038562 | Monitors, Physiologic, Vital Signs | DC-NU2-UMPC Vitals - Smartlinx Vitals Plus | SA16C31283 | Capsuletech | Sameday Surgery Center - SW | Barberton | Wadsworth Campus | Wadsworth-Rittman Medical Center | 1st Floor | 2017-07-20 | Low
No | 038590 | Monitors, Physiologic, Vital Signs | DC-NU2-UMPC Vitals - Smartlinx Vitals Plus | SA16C31161 | Capsuletech | Sameday Surgery Center - SW | Barberton | Wadsworth Campus | Wadsworth-Rittman Medical Center | 1st Floor | 2017-07-20 | Low
No | 038599 | Monitors, Physiologic, Vital Signs | DC-NU2-UMPC Vitals - Smartlinx Vitals Plus | SA16C31230 | Capsuletech | Radiation Therapy - SB | Barberton | Barberton Campus | Parkview Pavilion | Ground Floor | 2017-07-20 | Low
No | 038666 | Monitors, Physiologic, Vital Signs | DC-NU2-UMPC Vitals - Smartlinx Vitals Plus | SA17103676 | Capsuletech | Radiation Therapy - SB | Barberton | Barberton Campus | Parkview Pavilion | Ground Floor | 2017-07-20 | Low
No | 038668 | Monitors, Physiologic, Vital Signs | DC-NU2-UMPC Vitals - Smartlinx Vitals Plus | SA17103765 | Capsuletech | Radiation Therapy - SB | Barberton | Barberton Campus | Parkview Pavilion | Ground Floor | 2017-07-20 | Low
No | 038670 | Monitors, Physiologic, Vital Signs | DC-NU2-UMPC Vitals - Smartlinx Vitals Plus | SA17103787 | Capsuletech | Radiation Therapy - SB | Barberton | Barberton Campus | Parkview Pavilion | Ground Floor | 2017-07-20 | Low
No | 038672 | Monitors, Physiologic, Vital Signs | DC-NU2-UMPC Vitals - Smartlinx Vitals Plus | SA16C31293 | Capsuletech | Radiation Therapy - SB | Barberton | Barberton Campus | Parkview Pavilion | Ground Floor | 2017-07-20 | Low
No | 038674 | Monitors, Physiologic, Vital Signs | DC-NU2-UMPC Vitals - Smartlinx Vitals Plus | SA16C31292 | Capsuletech | Radiation Therapy - SB | Barberton | Barberton Campus | Parkview Pavilion | Ground Floor | 2017-07-20 | Low
No | 038701 | Monitors, Physiologic, Vital Signs | DC-NU2-UMPC Vitals - Smartlinx Vitals Plus | SA16C31269 | Capsuletech | Radiation Therapy - SB | Barberton | Barberton Campus | Parkview Pavilion | Ground Floor | 2017-07-20 | Low
No | 038703 | Monitors, Physiologic, Vital Signs | DC-NU2-UMPC Vitals - Smartlinx Vitals Plus | SA16C31268 | Capsuletech | Radiation Therapy - SB | Barberton | Barberton Campus | Parkview Pavilion | Ground Floor | 2017-07-20 | Low
No | 038705 | Monitors, Physiologic, Vital Signs | DC-NU2-UMPC Vitals - Smartlinx Vitals Plus | SA16C30958 | Capsuletech | Radiation Therapy - SB | Barberton | Barberton Campus | Parkview Pavilion | Ground Floor | 2017-07-20 | Low
No | 038707 | Monitors, Physiologic, Vital Signs | DC-NU2-UMPC Vitals - Smartlinx Vitals Plus | SA16C28443 | Capsuletech | Radiation Therapy - SB | Barberton | Barberton Campus | Parkview Pavilion | Ground Floor | 2017-07-20 | Low
No | 038710 | Monitors, Physiologic, Vital Signs | DC-NU2-UMPC Vitals - Smartlinx Vitals Plus | SA16C31290 | Capsuletech | Radiation Therapy - SB | Barberton | Barberton Campus | Parkview Pavilion | Ground Floor | 2017-07-20 | Low
No | 038712 | Monitors, Physiologic, Vital Signs | DC-NU2-UMPC Vitals - Smartlinx Vitals Plus | SA16C30937 | Capsuletech | Radiation Therapy - SB | Barberton | Barberton Campus | Parkview Pavilion | Ground Floor | 2017-07-20 | Low
No | 038714 | Monitors, Physiologic, Vital Signs | DC-NU2-UMPC Vitals - Smartlinx Vitals Plus | SA16C31169 | Capsuletech | Radiation Therapy - SB | Barberton | Barberton Campus | Parkview Pavilion | Ground Floor | 2017-07-20 | Low
No | 038751 | Monitors, Physiologic, Vital Signs | DC-NU2-UMPC Vitals - Smartlinx Vitals Plus | SA17213255 | Capsuletech | Sameday Surgery Center - SB | Barberton | Barberton Campus | Summa Barberton Hospital | 2nd Floor | 2020-06-01 | Low
No | 039085 | Monitors, Physiologic, Vital Signs | DC-NU2-UMPC Vitals - Smartlinx Vitals Plus | SA17213382 | Capsuletech | 2 East - Cardiac Progressive Care Unit (PCU) - SB | Barberton | Barberton Campus | Summa Barberton Hospital | 2nd Floor | 2020-11-20 | Low
No | 039147 | Monitors, Physiologic, Vital Signs | DC-NU2-UMPC Vitals - Smartlinx Vitals Plus | SA19913638 | Capsuletech | Endoscopy - SB | Barberton | Barberton Campus | Summa Barberton Hospital | 2nd Floor | 2021-02-25 | Low
No | 039761 | Monitors, Physiologic, Vital Signs | DC-NU2-UMPC Vitals - Smartlinx Vitals Plus | SA17213265 | Capsuletech | 2 East - Cardiac Progressive Care Unit (PCU) - SB | Barberton | Barberton Campus | Summa Barberton Hospital | 2nd Floor | 2022-06-13 | Low
No | 052010 | Monitors, Physiologic, Vital Signs | DC-NU2-UMPC Vitals - Smartlinx Vitals Plus | SA17713802 | Capsuletech | Outpatient Oncology - Akron | Akron | Akron City Campus | Cooper Cancer Center |  | 2017-11-03 | Low
No | 052012 | Monitors, Physiologic, Vital Signs | DC-NU2-UMPC Vitals - Smartlinx Vitals Plus | SA17713829 | Capsuletech | Outpatient Oncology - Akron | Akron | Akron City Campus | Cooper Cancer Center |  | 2017-11-03 | Low
No | 052014 | Monitors, Physiologic, Vital Signs | DC-NU2-UMPC Vitals - Smartlinx Vitals Plus | SA17716455 | Capsuletech | Outpatient Oncology - Akron | Akron | Akron City Campus | Cooper Cancer Center |  | 2017-11-03 | Low
No | 052016 | Monitors, Physiologic, Vital Signs | DC-NU2-UMPC Vitals - Smartlinx Vitals Plus | SA17713801 | Capsuletech | Outpatient Oncology - Akron | Akron | Akron City Campus | Cooper Cancer Center |  | 2017-11-03 | Low
No | 052018 | Monitors, Physiologic, Vital Signs | DC-NU2-UMPC Vitals - Smartlinx Vitals Plus | SA17713930 | Capsuletech | Outpatient Oncology - Akron | Akron | Akron City Campus | Cooper Cancer Center |  | 2017-11-03 | Low
No | 052020 | Monitors, Physiologic, Vital Signs | DC-NU2-UMPC Vitals - Smartlinx Vitals Plus | SA17713807 | Capsuletech | Outpatient Oncology - Akron | Akron | Akron City Campus | Cooper Cancer Center |  | 2017-11-03 | Low
No | 052022 | Monitors, Physiologic, Vital Signs | DC-NU2-UMPC Vitals - Smartlinx Vitals Plus | SA17713982 | Capsuletech | Outpatient Oncology - Akron | Akron | Akron City Campus | Cooper Cancer Center |  | 2017-11-03 | Low
No | 052024 | Monitors, Physiologic, Vital Signs | DC-NU2-UMPC Vitals - Smartlinx Vitals Plus | SA17713869 | Capsuletech | Outpatient Oncology - Akron | Akron | Akron City Campus | Cooper Cancer Center |  | 2017-11-03 | Low
No | 052028 | Monitors, Physiologic, Vital Signs | DC-NU2-UMPC Vitals - Smartlinx Vitals Plus | SA17713793 | Capsuletech | Outpatient Oncology - Akron | Akron | Akron City Campus | Cooper Cancer Center |  | 2017-11-03 | Low
No | 052030 | Monitors, Physiologic, Vital Signs | DC-NU2-UMPC Vitals - Smartlinx Vitals Plus | SA17713939 | Capsuletech | Outpatient Oncology - Akron | Akron | Akron City Campus | Cooper Cancer Center |  | 2017-11-03 | Low
No | 052032 | Monitors, Physiologic, Vital Signs | DC-NU2-UMPC Vitals - Smartlinx Vitals Plus | SA17713990 | Capsuletech | Outpatient Oncology - Akron | Akron | Akron City Campus | Cooper Cancer Center |  | 2017-11-03 | Low
No | 052034 | Monitors, Physiologic, Vital Signs | DC-NU2-UMPC Vitals - Smartlinx Vitals Plus | SA17713792 | Capsuletech | Outpatient Oncology - Akron | Akron | Akron City Campus | Cooper Cancer Center |  | 2017-11-03 | Low
No | 052036 | Monitors, Physiologic, Vital Signs | DC-NU2-UMPC Vitals - Smartlinx Vitals Plus | SA17713806 | Capsuletech | Outpatient Oncology - Akron | Akron | Akron City Campus | Cooper Cancer Center |  | 2017-11-03 | Low
No | 052038 | Monitors, Physiologic, Vital Signs | DC-NU2-UMPC Vitals - Smartlinx Vitals Plus | SA17713795 | Capsuletech | Outpatient Oncology - Akron | Akron | Akron City Campus | Cooper Cancer Center |  | 2017-11-03 | Low
No | 052042 | Monitors, Physiologic, Vital Signs | DC-NU2-UMPC Vitals - Smartlinx Vitals Plus | SA17713840 | Capsuletech | Preadmission Testing | Akron | Akron City Campus | H Tower | Ground Floor | 2017-11-03 | Low
No | 052044 | Monitors, Physiologic, Vital Signs | DC-NU2-UMPC Vitals - Smartlinx Vitals Plus | SA17713899 | Capsuletech | Outpatient Oncology - Akron | Akron | Akron City Campus | Cooper Cancer Center |  | 2017-11-03 | Low
No | 052046 | Monitors, Physiologic, Vital Signs | DC-NU2-UMPC Vitals - Smartlinx Vitals Plus | SA17713947 | Capsuletech | Outpatient Oncology - Akron | Akron | Akron City Campus | Cooper Cancer Center |  | 2017-11-03 | Low
No | 052048 | Monitors, Physiologic, Vital Signs | DC-NU2-UMPC Vitals - Smartlinx Vitals Plus | SA17713815 | Capsuletech | Outpatient Oncology - Akron | Akron | Akron City Campus | Cooper Cancer Center |  | 2017-11-03 | Low
No | 052050 | Monitors, Physiologic, Vital Signs | DC-NU2-UMPC Vitals - Smartlinx Vitals Plus | SA17713883 | Capsuletech | Outpatient Oncology - Akron | Akron | Akron City Campus | Cooper Cancer Center |  | 2017-11-03 | Low
No | 052052 | Monitors, Physiologic, Vital Signs | DC-NU2-UMPC Vitals - Smartlinx Vitals Plus | SA17713951 | Capsuletech | Outpatient Oncology - Akron | Akron | Akron City Campus | Cooper Cancer Center |  | 2017-11-03 | Low
No | 052054 | Monitors, Physiologic, Vital Signs | DC-NU2-UMPC Vitals - Smartlinx Vitals Plus | SA17713913 | Capsuletech | Outpatient Oncology - Akron | Akron | Akron City Campus | Cooper Cancer Center |  | 2017-11-03 | Low
No | 052056 | Monitors, Physiologic, Vital Signs | DC-NU2-UMPC Vitals - Smartlinx Vitals Plus | SA17713963 | Capsuletech | Outpatient Oncology - Akron | Akron | Akron City Campus | Cooper Cancer Center |  | 2017-11-03 | Low
No | 052058 | Monitors, Physiologic, Vital Signs | DC-NU2-UMPC Vitals - Smartlinx Vitals Plus | SA17713905 | Capsuletech | Outpatient Oncology - Akron | Akron | Akron City Campus | Cooper Cancer Center |  | 2017-11-03 | Low
No | 052060 | Monitors, Physiologic, Vital Signs | DC-NU2-UMPC Vitals - Smartlinx Vitals Plus | SA17713850 | Capsuletech | Preadmission Testing | Akron | Akron City Campus | H Tower | Ground Floor | 2017-11-03 | Low
No | 052062 | Monitors, Physiologic, Vital Signs | DC-NU2-UMPC Vitals - Smartlinx Vitals Plus | SA17713473 | Capsuletech | Outpatient Oncology - Akron | Akron | Akron City Campus | Cooper Cancer Center |  | 2017-11-03 | Low
No | 052064 | Monitors, Physiologic, Vital Signs | DC-NU2-UMPC Vitals - Smartlinx Vitals Plus | SA17713940 | Capsuletech | Health Tech Mgmt | Akron | Akron City Campus | ACH Admin Building | Ground Floor | 2017-11-03 | Low
No | 052066 | Monitors, Physiologic, Vital Signs | DC-NU2-UMPC Vitals - Smartlinx Vitals Plus | SA17713959 | Capsuletech | Outpatient Oncology - Akron | Akron | Akron City Campus | Cooper Cancer Center |  | 2017-11-03 | Low
No | 052068 | Monitors, Physiologic, Vital Signs | DC-NU2-UMPC Vitals - Smartlinx Vitals Plus | SA17713805 | Capsuletech | Preadmission Testing | Akron | Akron City Campus | H Tower | Ground Floor | 2017-11-03 | Low
No | 052070 | Monitors, Physiologic, Vital Signs | DC-NU2-UMPC Vitals - Smartlinx Vitals Plus | SA17713989 | Capsuletech | Outpatient Oncology - Akron | Akron | Akron City Campus | Cooper Cancer Center |  | 2017-11-03 | Low
No | 052072 | Monitors, Physiologic, Vital Signs | DC-NU2-UMPC Vitals - Smartlinx Vitals Plus | SA17713938 | Capsuletech | Outpatient Oncology - Akron | Akron | Akron City Campus | Cooper Cancer Center |  | 2017-11-03 | Low
No | 052074 | Monitors, Physiologic, Vital Signs | DC-NU2-UMPC Vitals - Smartlinx Vitals Plus | SA17713459 | Capsuletech | Outpatient Oncology - Akron | Akron | Akron City Campus | Cooper Cancer Center |  | 2017-11-03 | Low
No | 052076 | Monitors, Physiologic, Vital Signs | DC-NU2-UMPC Vitals - Smartlinx Vitals Plus | SA17713838 | Capsuletech | Outpatient Oncology - Akron | Akron | Akron City Campus | Cooper Cancer Center |  | 2017-11-03 | Low
No | 053001 | Monitors, Physiologic, Vital Signs | DC-NU2-UMPC Vitals - Smartlinx Vitals Plus | SA17222852 | Capsuletech | 4 North - Medical Unit | Akron | Akron City Campus | Akron City Hospital | 4th Floor | 2017-08-28 | Low
No | 053003 | Monitors, Physiologic, Vital Signs | DC-NU2-UMPC Vitals - Smartlinx Vitals Plus | SA16C330969 | Capsuletech | 3 East - Palliative and Hospice Unit | Akron | Akron City Campus | Akron City Hospital | 3rd Floor | 2017-08-28 | Low
No | 053005 | Monitors, Physiologic, Vital Signs | DC-NU2-UMPC Vitals - Smartlinx Vitals Plus | SA17110380 | Capsuletech | 6 West - Acute Care of the Elderly (ACE) Unit | Akron | Akron City Campus | Akron City Hospital | 6th Floor | 2017-08-28 | Low
No | 053007 | Monitors, Physiologic, Vital Signs | DC-NU2-UMPC Vitals - Smartlinx Vitals Plus | SA16C30972 | Capsuletech | H2 - Perinatal Unit | Akron | Akron City Campus | H Tower | 2nd Floor | 2017-08-28 | Low
No | 053011 | Monitors, Physiologic, Vital Signs | DC-NU2-UMPC Vitals - Smartlinx Vitals Plus | SA171103892 | Capsuletech | 3 East - Palliative and Hospice Unit | Akron | Akron City Campus | Akron City Hospital | 3rd Floor | 2017-08-28 | Low
No | 053015 | Monitors, Physiologic, Vital Signs | DC-NU2-UMPC Vitals - Smartlinx Vitals Plus | SA17222868 | Capsuletech | 4 North - Medical Unit | Akron | Akron City Campus | Akron City Hospital | 4th Floor | 2017-08-28 | Low
No | 053017 | Monitors, Physiologic, Vital Signs | DC-NU2-UMPC Vitals - Smartlinx Vitals Plus | SA16C30976 | Capsuletech | H2 - Perinatal Unit | Akron | Akron City Campus | H Tower | 2nd Floor | 2017-08-28 | Low
No | 053021 | Monitors, Physiologic, Vital Signs | DC-NU2-UMPC Vitals - Smartlinx Vitals Plus | SA17222793 | Capsuletech | 6 West - Acute Care of the Elderly (ACE) Unit | Akron | Akron City Campus | Akron City Hospital | 6th Floor | 2017-08-28 | Low
No | 053023 | Monitors, Physiologic, Vital Signs | DC-NU2-UMPC Vitals - Smartlinx Vitals Plus | SA17222720 | Capsuletech | 1 Central - CV Progressive Care Unit (PCU) | Akron | Akron City Campus | Akron City Hospital | 1st Floor | 2017-08-28 | Low
No | 053025 | Monitors, Physiologic, Vital Signs | DC-NU2-UMPC Vitals - Smartlinx Vitals Plus | SA17222804 | Capsuletech | 7 West - Respiratory Unit | Akron | Akron City Campus | Akron City Hospital | 7th Floor | 2017-08-28 | Low
No | 053029 | Monitors, Physiologic, Vital Signs | DC-NU2-UMPC Vitals - Smartlinx Vitals Plus | SA17222822 | Capsuletech | 6 West - Acute Care of the Elderly (ACE) Unit | Akron | Akron City Campus | Akron City Hospital | 6th Floor | 2017-08-28 | Low
No | 053104 | Monitors, Physiologic, Vital Signs | DC-NU2-UMPC Vitals - Smartlinx Vitals Plus | SA17215692 | Capsuletech | POP - Private Out Patient | Akron | Akron City Campus | Akron City Hospital | Ground Floor | 2017-10-02 | Low
No | 053106 | Monitors, Physiologic, Vital Signs | DC-NU2-UMPC Vitals - Smartlinx Vitals Plus | SA17215759 | Capsuletech | Clinical Decision Unit (CDU) - ACH | Akron | Akron City Campus | H Tower | Ground Floor | 2017-10-02 | Low
No | 053110 | Monitors, Physiologic, Vital Signs | DC-NU2-UMPC Vitals - Smartlinx Vitals Plus | SA17215720 | Capsuletech | Maternal Fetal Medicine | Akron | Akron City Campus | 75 Arch | 1st Floor | 2017-10-02 | Low
No | 053112 | Monitors, Physiologic, Vital Signs | DC-NU2-UMPC Vitals - Smartlinx Vitals Plus | SA17215806 | Capsuletech | 3 West - Trauma/Neuro Progressive Care Unit (PCU) | Akron | Akron City Campus | Akron City Hospital | 3rd Floor | 2017-10-02 | Low
No | 053116 | Monitors, Physiologic, Vital Signs | DC-NU2-UMPC Vitals - Smartlinx Vitals Plus | SA17215816 | Capsuletech | Preadmission Testing | Akron | Akron City Campus | H Tower | Ground Floor | 2017-10-02 | Low
No | 053122 | Monitors, Physiologic, Vital Signs | DC-NU2-UMPC Vitals - Smartlinx Vitals Plus | SA17215825 | Capsuletech | H4 - Mother/Baby Unit | Akron | Akron City Campus | H Tower | 4th Floor | 2017-10-02 | Low
No | 053130 | Monitors, Physiologic, Vital Signs | DC-NU2-UMPC Vitals - Smartlinx Vitals Plus | SA17215726 | Capsuletech | POP - Private Out Patient | Akron | Akron City Campus | Akron City Hospital | Ground Floor | 2017-10-02 | Low
No | 053132 | Monitors, Physiologic, Vital Signs | DC-NU2-UMPC Vitals - Smartlinx Vitals Plus | SA17215830 | Capsuletech | Preadmission Testing | Akron | Akron City Campus | H Tower | Ground Floor | 2017-10-02 | Low
No | 053134 | Monitors, Physiologic, Vital Signs | DC-NU2-UMPC Vitals - Smartlinx Vitals Plus | SA17215800 | Capsuletech | Diagnostic Radiology | Akron | Akron City Campus | Akron City Hospital | Ground Floor | 2017-10-02 | Low
No | 053136 | Monitors, Physiologic, Vital Signs | DC-NU2-UMPC Vitals - Smartlinx Vitals Plus | SA17215835 | Capsuletech | Diagnostic Radiology | Akron | Akron City Campus | Akron City Hospital | Ground Floor | 2017-10-02 | Low
No | 053138 | Monitors, Physiologic, Vital Signs | DC-NU2-UMPC Vitals - Smartlinx Vitals Plus | SA17215766 | Capsuletech | Health Tech Mgmt | Akron | Akron City Campus | ACH Admin Building | Ground Floor | 2017-10-02 | Low
No | 053140 | Monitors, Physiologic, Vital Signs | DC-NU2-UMPC Vitals - Smartlinx Vitals Plus | SA17215736 | Capsuletech | Outpatient Oncology - Akron | Akron | Akron City Campus | Cooper Cancer Center |  | 2017-10-02 | Low
No | 053142 | Monitors, Physiologic, Vital Signs | DC-NU2-UMPC Vitals - Smartlinx Vitals Plus | SA17215801 | Capsuletech | POP - Private Out Patient | Akron | Akron City Campus | Akron City Hospital | Ground Floor | 2017-10-02 | Low
No | 053144 | Monitors, Physiologic, Vital Signs | DC-NU2-UMPC Vitals - Smartlinx Vitals Plus | SA17215721 | Capsuletech | Sameday Surgery Center | Akron | Akron City Campus | H Tower | 1st Floor | 2017-10-02 | Low
No | 053146 | Monitors, Physiologic, Vital Signs | DC-NU2-UMPC Vitals - Smartlinx Vitals Plus | SA17215725 | Capsuletech | 5 West - Cardiac Progressive Care Unit (PCU) | Akron | Akron City Campus | Akron City Hospital | 5th Floor | 2017-10-02 | Low
No | 053148 | Monitors, Physiologic, Vital Signs | DC-NU2-UMPC Vitals - Smartlinx Vitals Plus | SA17215763 | Capsuletech | 7 East - Oncology Medical Unit | Akron | Akron City Campus | Akron City Hospital | 7th Floor | 2017-10-02 | Low
No | 053150 | Monitors, Physiologic, Vital Signs | DC-NU2-UMPC Vitals - Smartlinx Vitals Plus | SA17215794 | Capsuletech | H4 - Mother/Baby Unit | Akron | Akron City Campus | H Tower | 4th Floor | 2017-10-02 | Low
No | 053152 | Monitors, Physiologic, Vital Signs | DC-NU2-UMPC Vitals - Smartlinx Vitals Plus | SA17215707 | Capsuletech | H4 - Mother/Baby Unit | Akron | Akron City Campus | H Tower | 4th Floor | 2017-10-02 | Low
No | 053154 | Monitors, Physiologic, Vital Signs | DC-NU2-UMPC Vitals - Smartlinx Vitals Plus | SA17215792 | Capsuletech | H4 - Mother/Baby Unit | Akron | Akron City Campus | H Tower | 4th Floor | 2017-10-02 | Low
No | 053156 | Monitors, Physiologic, Vital Signs | DC-NU2-UMPC Vitals - Smartlinx Vitals Plus | SA17215845 | Capsuletech | Preadmission Testing | Akron | Akron City Campus | H Tower | Ground Floor | 2017-10-02 | Low
No | 053158 | Monitors, Physiologic, Vital Signs | DC-NU2-UMPC Vitals - Smartlinx Vitals Plus | SA17215749 | Capsuletech | Clinical Decision Unit (CDU) - ACH | Akron | Akron City Campus | H Tower | Ground Floor | 2017-10-02 | Low
No | 053162 | Monitors, Physiologic, Vital Signs | DC-NU2-UMPC Vitals - Smartlinx Vitals Plus | SA17215834 | Capsuletech | H4 - Mother/Baby Unit | Akron | Akron City Campus | H Tower | 4th Floor | 2017-10-02 | Low
No | 053164 | Monitors, Physiologic, Vital Signs | DC-NU2-UMPC Vitals - Smartlinx Vitals Plus | SA17215700 | Capsuletech | H4 - Mother/Baby Unit | Akron | Akron City Campus | H Tower | 4th Floor | 2017-10-02 | Low
No | 053166 | Monitors, Physiologic, Vital Signs | DC-NU2-UMPC Vitals - Smartlinx Vitals Plus | SA17215677 | Capsuletech | Emergency Department (ED) - ACH | Akron | Akron City Campus | Akron City Hospital | Ground Floor | 2017-10-02 | Low
No | 053168 | Monitors, Physiologic, Vital Signs | DC-NU2-UMPC Vitals - Smartlinx Vitals Plus | SA17217724 | Capsuletech | 7 East - Oncology Medical Unit | Akron | Akron City Campus | Akron City Hospital | 7th Floor | 2017-10-02 | Low
No | 053170 | Monitors, Physiologic, Vital Signs | DC-NU2-UMPC Vitals - Smartlinx Vitals Plus | SA17216740 | Capsuletech | H4 - Mother/Baby Unit | Akron | Akron City Campus | H Tower | 4th Floor | 2017-10-02 | Low
No | 053173 | Monitors, Physiologic, Vital Signs | DC-NU2-UMPC Vitals - Smartlinx Vitals Plus | SA17215728 | Capsuletech | H4 - Mother/Baby Unit | Akron | Akron City Campus | H Tower | 4th Floor | 2017-10-02 | Low
No | 053213 | Monitors, Physiologic, Vital Signs | DC-NU2-UMPC Vitals - Smartlinx Vitals Plus | SA17215657 | Capsuletech | Staff Development | Akron | Corporate Campus | Corporate Center |  | 2017-11-16 | Low
No | 053215 | Monitors, Physiologic, Vital Signs | DC-NU2-UMPC Vitals - Smartlinx Vitals Plus | SA16B14338 | Capsuletech | 4 East - Detox Unit | Akron | Akron City Campus | Akron City Hospital | 4th Floor | 2017-11-16 | Low
No | 053217 | Monitors, Physiologic, Vital Signs | DC-NU2-UMPC Vitals - Smartlinx Vitals Plus | SA16B14355 | Capsuletech | Breast Center | Akron | Akron City Campus | H Tower | Ground Floor | 2017-11-16 | Low
No | 053219 | Monitors, Physiologic, Vital Signs | DC-NU2-UMPC Vitals - Smartlinx Vitals Plus | SA16B14213 | Capsuletech | Breast Center | Akron | Akron City Campus | H Tower | Ground Floor | 2017-11-16 | Low
No | 053221 | Monitors, Physiologic, Vital Signs | DC-NU2-UMPC Vitals - Smartlinx Vitals Plus | SA16B14306 | Capsuletech | Breast Center | Akron | Akron City Campus | H Tower | Ground Floor | 2017-11-16 | Low
No | 053223 | Monitors, Physiologic, Vital Signs | DC-NU2-UMPC Vitals - Smartlinx Vitals Plus | SA16B14231 | Capsuletech | Breast Center | Akron | Akron City Campus | H Tower | Ground Floor | 2017-11-16 | Low
No | 053234 | Monitors, Physiologic, Vital Signs | DC-NU2-UMPC Vitals - Smartlinx Vitals Plus | SA17716417 | Capsuletech | Sameday Surgery Center | Akron | Akron City Campus | H Tower | 1st Floor | 2017-11-16 | Low
No | 053236 | Monitors, Physiologic, Vital Signs | DC-NU2-UMPC Vitals - Smartlinx Vitals Plus | SA16B14309 | Capsuletech | PACU | Akron | Akron City Campus | Akron City Hospital | 1st Floor | 2017-11-16 | Low
No | 053238 | Monitors, Physiologic, Vital Signs | DC-NU2-UMPC Vitals - Smartlinx Vitals Plus | SA16B14291 | Capsuletech | Sameday Surgery Center | Akron | Akron City Campus | H Tower | 1st Floor | 2017-11-16 | Low
No | 053240 | Monitors, Physiologic, Vital Signs | DC-NU2-UMPC Vitals - Smartlinx Vitals Plus | SA16B14228 | Capsuletech | PACU | Akron | Akron City Campus | Akron City Hospital | 1st Floor | 2017-11-16 | Low
No | 053242 | Monitors, Physiologic, Vital Signs | DC-NU2-UMPC Vitals - Smartlinx Vitals Plus | SA17707696 | Capsuletech | Emergency Department (ED) - Green | Barberton | Green Campus | Green Medical Center | Ground Floor | 2017-11-16 | Low
No | 053246 | Monitors, Physiologic, Vital Signs | DC-NU2-UMPC Vitals - Smartlinx Vitals Plus | SA17707685 | Capsuletech | Emergency Department (ED) - Green | Barberton | Green Campus | Green Medical Center | Ground Floor | 2017-11-16 | Low
No | 053248 | Monitors, Physiologic, Vital Signs | DC-NU2-UMPC Vitals - Smartlinx Vitals Plus | SA17716409 | Capsuletech | BHP 4 - Geropsych Unit | Akron | Akron City Campus | Juve Family BH Pavillion | 4th Floor | 2017-11-16 | Low
No | 053382 | Monitors, Physiologic, Vital Signs | DC-NU2-UMPC Vitals - Smartlinx Vitals Plus | SA16821232 | Capsuletech | 5 East - Observation Unit | Akron | Akron City Campus | Akron City Hospital | 5th Floor | 2017-04-05 | Low
No | 053384 | Monitors, Physiologic, Vital Signs | DC-NU2-UMPC Vitals - Smartlinx Vitals Plus | SA16821323 | Capsuletech | 4 West - CPI Progressive Care Unit (CPI-PCU) | Akron | Akron City Campus | Akron City Hospital | 4th Floor | 2017-04-05 | Low
No | 053386 | Monitors, Physiologic, Vital Signs | DC-NU2-UMPC Vitals - Smartlinx Vitals Plus | SA16821155 | Capsuletech | Health Tech Mgmt | Akron | Akron City Campus | H Tower | Basement | 2017-04-05 | Low
No | 053388 | Monitors, Physiologic, Vital Signs | DC-NU2-UMPC Vitals - Smartlinx Vitals Plus | SA16821141 | Capsuletech | 4 East - Detox Unit | Akron | Akron City Campus | Akron City Hospital | 4th Floor | 2017-04-05 | Low
No | 053390 | Monitors, Physiologic, Vital Signs | DC-NU2-UMPC Vitals - Smartlinx Vitals Plus | SA16821156 | Capsuletech | 5 West - Cardiac Progressive Care Unit (PCU) | Akron | Akron City Campus | Akron City Hospital | 5th Floor | 2017-04-05 | Low
No | 053392 | Monitors, Physiologic, Vital Signs | DC-NU2-UMPC Vitals - Smartlinx Vitals Plus | SA16821186 | Capsuletech | 5 West - Cardiac Progressive Care Unit (PCU) | Akron | Akron City Campus | Akron City Hospital | 5th Floor | 2017-04-05 | Low
No | 053394 | Monitors, Physiologic, Vital Signs | DC-NU2-UMPC Vitals - Smartlinx Vitals Plus | SA18621171 | Capsuletech | 5 West - Cardiac Progressive Care Unit (PCU) | Akron | Akron City Campus | Akron City Hospital | 5th Floor | 2017-04-05 | Low
No | 053398 | Monitors, Physiologic, Vital Signs | DC-NU2-UMPC Vitals - Smartlinx Vitals Plus | SA16821163 | Capsuletech | 5 West - Cardiac Progressive Care Unit (PCU) | Akron | Akron City Campus | Akron City Hospital | 5th Floor | 2017-04-05 | Low
No | 053400 | Monitors, Physiologic, Vital Signs | DC-NU2-UMPC Vitals - Smartlinx Vitals Plus | SA16821325 | Capsuletech | 4 West - CPI Progressive Care Unit (CPI-PCU) | Akron | Akron City Campus | Akron City Hospital | 4th Floor | 2017-04-05 | Low
No | 053402 | Monitors, Physiologic, Vital Signs | DC-NU2-UMPC Vitals - Smartlinx Vitals Plus | SA16821140 | Capsuletech | Emergency Department (ED) - ACH | Akron | Akron City Campus | Akron City Hospital | Ground Floor | 2017-04-05 | Low
No | 053404 | Monitors, Physiologic, Vital Signs | DC-NU2-UMPC Vitals - Smartlinx Vitals Plus | SA16821136 | Capsuletech | 5 West - Cardiac Progressive Care Unit (PCU) | Akron | Akron City Campus | Akron City Hospital | 5th Floor | 2017-04-05 | Low
No | 053406 | Monitors, Physiologic, Vital Signs | DC-NU2-UMPC Vitals - Smartlinx Vitals Plus | SA16825313 | Capsuletech | 3 West - Trauma/Neuro Progressive Care Unit (PCU) | Akron | Akron City Campus | Akron City Hospital | 3rd Floor | 2017-04-05 | Low
No | 053408 | Monitors, Physiologic, Vital Signs | DC-NU2-UMPC Vitals - Smartlinx Vitals Plus | SA16821152 | Capsuletech | 5 West - Cardiac Progressive Care Unit (PCU) | Akron | Akron City Campus | Akron City Hospital | 5th Floor | 2017-04-05 | Low
No | 053412 | Monitors, Physiologic, Vital Signs | DC-NU2-UMPC Vitals - Smartlinx Vitals Plus | SA16826314 | Capsuletech | 4 West - CPI Progressive Care Unit (CPI-PCU) | Akron | Akron City Campus | Akron City Hospital | 4th Floor | 2017-04-05 | Low
No | 053414 | Monitors, Physiologic, Vital Signs | DC-NU2-UMPC Vitals - Smartlinx Vitals Plus | SA18625289 | Capsuletech | 4 West - CPI Progressive Care Unit (CPI-PCU) | Akron | Akron City Campus | Akron City Hospital | 4th Floor | 2017-04-05 | Low
No | 053418 | Monitors, Physiologic, Vital Signs | DC-NU2-UMPC Vitals - Smartlinx Vitals Plus | SA16821142 | Capsuletech | 3 West - Trauma/Neuro Progressive Care Unit (PCU) | Akron | Akron City Campus | Akron City Hospital | 3rd Floor | 2017-04-05 | Low
No | 053420 | Monitors, Physiologic, Vital Signs | DC-NU2-UMPC Vitals - Smartlinx Vitals Plus | SA16821170 | Capsuletech | 5 East - Observation Unit | Akron | Akron City Campus | Akron City Hospital | 5th Floor | 2017-04-05 | Low
No | 053422 | Monitors, Physiologic, Vital Signs | DC-NU2-UMPC Vitals - Smartlinx Vitals Plus | SA16821166 | Capsuletech | 5 West - Cardiac Progressive Care Unit (PCU) | Akron | Akron City Campus | Akron City Hospital | 5th Floor | 2017-04-05 | Low
No | 053428 | Monitors, Physiologic, Vital Signs | DC-NU2-UMPC Vitals - Smartlinx Vitals Plus | SA16825225 | Capsuletech | Nuclear Medicine | Akron | Akron City Campus | Akron City Hospital | Ground Floor | 2017-04-05 | Low
No | 053436 | Monitors, Physiologic, Vital Signs | DC-NU2-UMPC Vitals - Smartlinx Vitals Plus | SA16910727 | Capsuletech | 5 East - Observation Unit | Akron | Akron City Campus | Akron City Hospital | 5th Floor | 2017-04-05 | Low
No | 053446 | Monitors, Physiologic, Vital Signs | DC-NU2-UMPC Vitals - Smartlinx Vitals Plus | SA16908613 | Capsuletech | 5 West - Cardiac Progressive Care Unit (PCU) | Akron | Akron City Campus | Akron City Hospital | 5th Floor | 2017-04-05 | Low
No | 053800 | Monitors, Physiologic, Vital Signs | DC-NU2-UMPC Vitals - Smartlinx Vitals Plus | SA18826629 | Capsuletech | H6 - Surgical Progressive Care Unit (PCU) | Akron | Akron City Campus | H Tower | 6th Floor | 2019-05-23 | Low
No | 053802 | Monitors, Physiologic, Vital Signs | DC-NU2-UMPC Vitals - Smartlinx Vitals Plus | SA18826615 | Capsuletech | Preadmission Testing | Akron | Akron City Campus | H Tower | Ground Floor | 2019-05-22 | Low
No | 053803 | Monitors, Physiologic, Vital Signs | DC-NU2-UMPC Vitals - Smartlinx Vitals Plus | SA18901248 | Capsuletech | H6 - Surgical Progressive Care Unit (PCU) | Akron | Akron City Campus | H Tower | 6th Floor | 2019-05-23 | Low
No | 053804 | Monitors, Physiologic, Vital Signs | DC-NU2-UMPC Vitals - Smartlinx Vitals Plus | SA181826732 | Capsuletech | Breast Center | Akron | Akron City Campus | H Tower | Ground Floor | 2021-02-12 | Low
No | 053805 | Monitors, Physiologic, Vital Signs | DC-NU2-UMPC Vitals - Smartlinx Vitals Plus | SA18901055 | Capsuletech | H6 - Surgical Progressive Care Unit (PCU) | Akron | Akron City Campus | H Tower | 6th Floor | 2019-05-23 | Low
No | 053806 | Monitors, Physiologic, Vital Signs | DC-NU2-UMPC Vitals - Smartlinx Vitals Plus | SA18901123 | Capsuletech | H6 - Surgical Progressive Care Unit (PCU) | Akron | Akron City Campus | H Tower | 6th Floor | 2019-05-23 | Low
No | 053807 | Monitors, Physiologic, Vital Signs | DC-NU2-UMPC Vitals - Smartlinx Vitals Plus | Unknown | Capsuletech | Breast Center | Akron | Akron City Campus | H Tower | Ground Floor | 2021-02-12 | Low
No | 053808 | Monitors, Physiologic, Vital Signs | DC-NU2-UMPC Vitals - Smartlinx Vitals Plus | SA18901231 | Capsuletech | H6 - Surgical Progressive Care Unit (PCU) | Akron | Akron City Campus | H Tower | 6th Floor | 2019-05-23 | Low
No | 053809 | Monitors, Physiologic, Vital Signs | DC-NU2-UMPC Vitals - Smartlinx Vitals Plus | SA18901236 | Capsuletech | H6 - Surgical Progressive Care Unit (PCU) | Akron | Akron City Campus | H Tower | 6th Floor | 2019-05-23 | Low
No | 053810 | Monitors, Physiologic, Vital Signs | DC-NU2-UMPC Vitals - Smartlinx Vitals Plus | SA18826735 | Capsuletech | H6 - Surgical Progressive Care Unit (PCU) | Akron | Akron City Campus | H Tower | 6th Floor | 2019-05-23 | Low
No | 053811 | Monitors, Physiologic, Vital Signs | DC-NU2-UMPC Vitals - Smartlinx Vitals Plus | SA18826672 | Capsuletech | Health Tech Mgmt | Akron | Akron City Campus | H Tower | Basement | 2019-05-22 | Low
No | 053814 | Monitors, Physiologic, Vital Signs | DC-NU2-UMPC Vitals - Smartlinx Vitals Plus | S18828720 | Capsuletech | H4 - Mother/Baby Unit | Akron | Akron City Campus | H Tower | 4th Floor | 2019-05-16 | Low
No | 053815 | Monitors, Physiologic, Vital Signs | DC-NU2-UMPC Vitals - Smartlinx Vitals Plus | SA18826680 | Capsuletech | Preadmission Testing | Akron | Akron City Campus | H Tower | Ground Floor | 2019-05-22 | Low
No | 053817 | Monitors, Physiologic, Vital Signs | DC-NU2-UMPC Vitals - Smartlinx Vitals Plus | SA18826664 | Capsuletech | H6 - Surgical Progressive Care Unit (PCU) | Akron | Akron City Campus | H Tower | 6th Floor | 2019-05-23 | Low
No | 053818 | Monitors, Physiologic, Vital Signs | DC-NU2-UMPC Vitals - Smartlinx Vitals Plus | SA18826698 | Capsuletech | H4 - Mother/Baby Unit | Akron | Akron City Campus | H Tower | 4th Floor | 2019-05-28 | Low
No | 053820 | Monitors, Physiologic, Vital Signs | DC-NU2-UMPC Vitals - Smartlinx Vitals Plus | SA18901206 | Capsuletech | H6 - Surgical Progressive Care Unit (PCU) | Akron | Akron City Campus | H Tower | 6th Floor | 2019-05-23 | Low
No | 053821 | Monitors, Physiologic, Vital Signs | DC-NU2-UMPC Vitals - Smartlinx Vitals Plus | SA18901241 | Capsuletech | H6 - Surgical Progressive Care Unit (PCU) | Akron | Akron City Campus | H Tower | 6th Floor | 2019-05-23 | Low
No | 054375 | Monitors, Physiologic, Vital Signs | DC-NU2-UMPC Vitals - Smartlinx Vitals Plus | SA16C330948 | Capsuletech | 3 East - Palliative and Hospice Unit | Akron | Akron City Campus | Akron City Hospital | 3rd Floor | 2017-08-28 | Low
No | 054379 | Monitors, Physiologic, Vital Signs | DC-NU2-UMPC Vitals - Smartlinx Vitals Plus | SA17103695 | Capsuletech | H5 - Medical/Surgical Unit (MSU) | Akron | Akron City Campus | H Tower | 5th Floor | 2017-08-28 | Low
No | 054381 | Monitors, Physiologic, Vital Signs | DC-NU2-UMPC Vitals - Smartlinx Vitals Plus | SA17222704 | Capsuletech | 4 North - Medical Unit | Akron | Akron City Campus | Akron City Hospital | 4th Floor | 2017-08-28 | Low
No | 054383 | Monitors, Physiologic, Vital Signs | DC-NU2-UMPC Vitals - Smartlinx Vitals Plus | SA14103665 | Capsuletech | H5 - Medical/Surgical Unit (MSU) | Akron | Akron City Campus | H Tower | 5th Floor | 2017-08-28 | Low
No | 054385 | Monitors, Physiologic, Vital Signs | DC-NU2-UMPC Vitals - Smartlinx Vitals Plus | SA16C30960 | Capsuletech | H5 - Medical/Surgical Unit (MSU) | Akron | Akron City Campus | H Tower | 5th Floor | 2017-08-28 | Low
No | 054387 | Monitors, Physiologic, Vital Signs | DC-NU2-UMPC Vitals - Smartlinx Vitals Plus | SA17103672 | Capsuletech | H5 - Medical/Surgical Unit (MSU) | Akron | Akron City Campus | H Tower | 5th Floor | 2017-08-28 | Low
No | 054389 | Monitors, Physiologic, Vital Signs | DC-NU2-UMPC Vitals - Smartlinx Vitals Plus | SA17103678 | Capsuletech | H5 - Medical/Surgical Unit (MSU) | Akron | Akron City Campus | H Tower | 5th Floor | 2017-08-28 | Low
No | 054391 | Monitors, Physiologic, Vital Signs | DC-NU2-UMPC Vitals - Smartlinx Vitals Plus | SA16C30962 | Capsuletech | H5 - Medical/Surgical Unit (MSU) | Akron | Akron City Campus | H Tower | 5th Floor | 2017-08-28 | Low
No | 054393 | Monitors, Physiologic, Vital Signs | DC-NU2-UMPC Vitals - Smartlinx Vitals Plus | SA17222866 | Capsuletech | 4 North - Medical Unit | Akron | Akron City Campus | Akron City Hospital | 4th Floor | 2017-08-28 | Low
No | 054395 | Monitors, Physiologic, Vital Signs | DC-NU2-UMPC Vitals - Smartlinx Vitals Plus | SA16C30868 | Capsuletech | H5 - Medical/Surgical Unit (MSU) | Akron | Akron City Campus | H Tower | 5th Floor | 2017-08-28 | Low
No | 054397 | Monitors, Physiologic, Vital Signs | DC-NU2-UMPC Vitals - Smartlinx Vitals Plus | SA17110420 | Capsuletech | H5 - Medical/Surgical Unit (MSU) | Akron | Akron City Campus | H Tower | 5th Floor | 2017-08-28 | Low
No | 054399 | Monitors, Physiologic, Vital Signs | DC-NU2-UMPC Vitals - Smartlinx Vitals Plus | SA16C30964 | Capsuletech | H5 - Medical/Surgical Unit (MSU) | Akron | Akron City Campus | H Tower | 5th Floor | 2017-08-28 | Low
No | 054401 | Monitors, Physiologic, Vital Signs | DC-NU2-UMPC Vitals - Smartlinx Vitals Plus | SA17222767 | Capsuletech | 6 West - Acute Care of the Elderly (ACE) Unit | Akron | Akron City Campus | Akron City Hospital | 6th Floor | 2017-08-28 | Low
No | 054403 | Monitors, Physiologic, Vital Signs | DC-NU2-UMPC Vitals - Smartlinx Vitals Plus | SA16C30949 | Capsuletech | 7 West - Respiratory Unit | Akron | Akron City Campus | Akron City Hospital | 7th Floor | 2017-08-28 | Low
No | 054407 | Monitors, Physiologic, Vital Signs | DC-NU2-UMPC Vitals - Smartlinx Vitals Plus | SA16C30866 | Capsuletech | H2 - Perinatal Unit | Akron | Akron City Campus | H Tower | 2nd Floor | 2017-08-28 | Low
No | 054409 | Monitors, Physiologic, Vital Signs | DC-NU2-UMPC Vitals - Smartlinx Vitals Plus | SA17222877 | Capsuletech | 4 North - Medical Unit | Akron | Akron City Campus | Akron City Hospital | 4th Floor | 2017-08-28 | Low
No | 054411 | Monitors, Physiologic, Vital Signs | DC-NU2-UMPC Vitals - Smartlinx Vitals Plus | SA17110407 | Capsuletech | H5 - Medical/Surgical Unit (MSU) | Akron | Akron City Campus | H Tower | 5th Floor | 2017-08-28 | Low
No | 054413 | Monitors, Physiologic, Vital Signs | DC-NU2-UMPC Vitals - Smartlinx Vitals Plus | SA17110398 | Capsuletech | 7 West - Respiratory Unit | Akron | Akron City Campus | Akron City Hospital | 7th Floor | 2017-08-28 | Low
No | 054425 | Monitors, Physiologic, Vital Signs | DC-NU2-UMPC Vitals - Smartlinx Vitals Plus | SA16B24490 | Capsuletech | Preadmission Testing | Akron | Akron City Campus | H Tower | Ground Floor | 2017-11-16 | Low
No | 054431 | Monitors, Physiologic, Vital Signs | DC-NU2-UMPC Vitals - Smartlinx Vitals Plus | SA16B14281 | Capsuletech | 4 East - Detox Unit | Akron | Akron City Campus | Akron City Hospital | 4th Floor | 2017-11-16 | Low
No | 054433 | Monitors, Physiologic, Vital Signs | DC-NU2-UMPC Vitals - Smartlinx Vitals Plus | SA17716404 | Capsuletech | Health Tech Mgmt | Akron | Akron City Campus | ACH Admin Building | Ground Floor | 2017-11-16 | Low
No | 054437 | Monitors, Physiologic, Vital Signs | DC-NU2-UMPC Vitals - Smartlinx Vitals Plus | SA17716405 | Capsuletech | POP - Private Out Patient | Akron | Akron City Campus | Akron City Hospital | Ground Floor | 2017-11-16 | Low
No | 054439 | Monitors, Physiologic, Vital Signs | DC-NU2-UMPC Vitals - Smartlinx Vitals Plus | SA17716494 | Capsuletech | Outpatient Oncology - Medina | Barberton | Medina Campus | Medina Medical Center | 1st Floor | 2017-11-16 | Low
No | 054441 | Monitors, Physiologic, Vital Signs | DC-NU2-UMPC Vitals - Smartlinx Vitals Plus | SA17716436 | Capsuletech | POP - Private Out Patient | Akron | Akron City Campus | Akron City Hospital | Ground Floor | 2017-11-16 | Low
No | 054445 | Monitors, Physiologic, Vital Signs | DC-NU2-UMPC Vitals - Smartlinx Vitals Plus | SA16B14277 | Capsuletech | Outpatient Oncology - Medina | Barberton | Medina Campus | Medina Medical Center | 1st Floor | 2017-11-16 | Low
No | 054447 | Monitors, Physiologic, Vital Signs | DC-NU2-UMPC Vitals - Smartlinx Vitals Plus | SA16B14326 | Capsuletech | BHP 7 - Adult Subacute Psychiatric Unit | Akron | Akron City Campus | Juve Family BH Pavillion | 7th Floor | 2017-11-16 | Low
No | 054449 | Monitors, Physiologic, Vital Signs | DC-NU2-UMPC Vitals - Smartlinx Vitals Plus | SA16B24493 | Capsuletech | Outpatient Oncology - Medina | Barberton | Medina Campus | Medina Medical Center | 1st Floor | 2017-11-16 | Low
No | 054451 | Monitors, Physiologic, Vital Signs | DC-NU2-UMPC Vitals - Smartlinx Vitals Plus | SA16B2460 | Capsuletech | Outpatient Oncology - Medina | Barberton | Medina Campus | Medina Medical Center | 1st Floor | 2017-11-16 | Low
No | 054453 | Monitors, Physiologic, Vital Signs | DC-NU2-UMPC Vitals - Smartlinx Vitals Plus | SA16B14268 | Capsuletech | BHP 7 - Adult Subacute Psychiatric Unit | Akron | Akron City Campus | Juve Family BH Pavillion | 7th Floor | 2017-11-16 | Low
No | 054455 | Monitors, Physiologic, Vital Signs | DC-NU2-UMPC Vitals - Smartlinx Vitals Plus | SA16C31229 | Capsuletech | SCI - Noninvasive Cardio Service | Akron | Akron City Campus | Akron City Hospital | Ground Floor | 2017-11-16 | Low
No | 054461 | Monitors, Physiologic, Vital Signs | DC-NU2-UMPC Vitals - Smartlinx Vitals Plus | SA16C31224 | Capsuletech | Health Tech Mgmt | Akron | Akron City Campus | ACH Admin Building | Ground Floor | 2017-11-16 | Low
No | 054466 | Monitors, Physiologic, Vital Signs | DC-NU2-UMPC Vitals - Smartlinx Vitals Plus | SA16B14239 | Capsuletech | Staff Development | Akron | Corporate Campus | Corporate Center | Ground Floor | 2017-11-16 | Low
No | 054468 | Monitors, Physiologic, Vital Signs | DC-NU2-UMPC Vitals - Smartlinx Vitals Plus | SA16B14289 | Capsuletech | Emergency Department (ED) - Green | Barberton | Green Campus | Green Medical Center | Ground Floor | 2017-11-16 | Low
No | 054863 | Monitors, Physiologic, Vital Signs | DC-NU2-UMPC Vitals - Smartlinx Vitals Plus | SA17103661 | Capsuletech | 3 West - Trauma/Neuro Progressive Care Unit (PCU) | Akron | Akron City Campus | Akron City Hospital | 3rd Floor | 2017-07-20 | Low
No | 054900 | Monitors, Physiologic, Vital Signs | DC-NU2-UMPC Vitals - Smartlinx Vitals Plus | SA17B14124 | Capsuletech | Emergency Department (ED) - ACH | Akron | Akron City Campus | Akron City Hospital | Ground Floor | 2018-10-26 | Low
No | 055686 | Monitors, Physiologic, Vital Signs | DC-NU2-UMPC Vitals - Smartlinx Vitals Plus | SA19413229 | Capsuletech | 7 West - Respiratory Unit | Akron | Akron City Campus | Akron City Hospital | 7th Floor | 2020-06-30 | Low
No | 057793 | Monitors, Physiologic, Vital Signs | DC-NU2-UMPC Vitals - Smartlinx Vitals Plus | SA19501184 | Capsuletech | 3 West - Trauma/Neuro Progressive Care Unit (PCU) | Akron | Akron City Campus | Akron City Hospital | 3rd Floor | 2019-11-11 | Low
No | 057892 | Monitors, Physiologic, Vital Signs | DC-NU2-UMPC Vitals - Smartlinx Vitals Plus | SA19412779 | Capsuletech | 6 West - Acute Care of the Elderly (ACE) Unit | Akron | Akron City Campus | Akron City Hospital | 6th Floor | 2019-07-26 | Low
No | 058580 | Monitors, Physiologic, Vital Signs | DC-NU2-UMPC Vitals - Smartlinx Vitals Plus | SA19501206 | Capsuletech | Outpatient Oncology - Akron | Akron | Akron City Campus | Cooper Cancer Center |  | 2019-12-30 | Low
No | 058745 | Monitors, Physiologic, Vital Signs | DC-NU2-UMPC Vitals - Smartlinx Vitals Plus | SA19500134 | Capsuletech | SCI - Noninvasive Cardio Service | Akron | Akron City Campus | Akron City Hospital | Ground Floor | 2020-03-10 | Low
No | 058747 | Monitors, Physiologic, Vital Signs | DC-NU2-UMPC Vitals - Smartlinx Vitals Plus | SA19500178 | Capsuletech | SCI - Noninvasive Cardio Service | Akron | Akron City Campus | 95 Arch | 3rd Floor | 2020-03-10 | Low
No | 058749 | Monitors, Physiologic, Vital Signs | DC-NU2-UMPC Vitals - Smartlinx Vitals Plus | SA19500179 | Capsuletech | SCI - Noninvasive Cardio Service | Akron | Akron City Campus | Akron City Hospital | Ground Floor | 2020-03-10 | Low
No | 058776 | Monitors, Physiologic, Vital Signs | DC-NU2-UMPC Vitals - Smartlinx Vitals Plus | SA19500180 | Capsuletech | SCI - Noninvasive Cardio Service | Akron | Akron City Campus | Akron City Hospital | Ground Floor | 2020-03-10 | Low
No | 058778 | Monitors, Physiologic, Vital Signs | DC-NU2-UMPC Vitals - Smartlinx Vitals Plus | SA19500286 | Capsuletech | SCI - Noninvasive Cardio Service | Akron | Akron City Campus | Akron City Hospital | Ground Floor | 2020-03-10 | Low
No | 058981 | Monitors, Physiologic, Vital Signs | DC-NU2-UMPC Vitals - Smartlinx Vitals Plus | SA19500233 | Capsuletech | Diagnostic Radiology | Akron | Akron City Campus | Akron City Hospital | Ground Floor | 2020-04-17 | Low
No | 059140 | Monitors, Physiologic, Vital Signs | DC-NU2-UMPC Vitals - Smartlinx Vitals Plus | SA19500298 | Capsuletech | H2 - Perinatal Unit | Akron | Akron City Campus | H Tower | 2nd Floor | 2020-07-07 | Low
No | 059503 | Monitors, Physiologic, Vital Signs | DC-NU2-UMPC Vitals - Smartlinx Vitals Plus | SA18208699 | Capsuletech | 7 West - Respiratory Unit | Akron | Akron City Campus | Akron City Hospital | 7th Floor | 2020-11-27 | Low
No | 059508 | Monitors, Physiologic, Vital Signs | DC-NU2-UMPC Vitals - Smartlinx Vitals Plus | SA19608654 | Capsuletech | 7 East - Oncology Medical Unit | Akron | Akron City Campus | Akron City Hospital | 7th Floor | 2021-01-21 | Low
No | 059706 | Monitors, Physiologic, Vital Signs | DC-NU2-UMPC Vitals - Smartlinx Vitals Plus | SA18203475 | Capsuletech | H5 - Medical/Surgical Unit (MSU) | Akron | Akron City Campus | H Tower | 5th Floor | 2020-12-30 | Low
No | 059959 | Monitors, Physiologic, Vital Signs | DC-NU2-UMPC Vitals - Smartlinx Vitals Plus | SA18203575 | Capsuletech | 4 West - CPI Progressive Care Unit (CPI-PCU) | Akron | Akron City Campus | Akron City Hospital | 4th Floor | 2020-12-30 | Low
No | 059960 | Monitors, Physiologic, Vital Signs | DC-NU2-UMPC Vitals - Smartlinx Vitals Plus | SA18203478 | Capsuletech | Health Tech Mgmt | Akron | Akron City Campus | H Tower | Basement | 2020-12-30 | Low
No | 059971 | Monitors, Physiologic, Vital Signs | DC-NU2-UMPC Vitals - Smartlinx Vitals Plus | SA19514199 | Capsuletech | 3 North - Epilepsy Monitoring Unit (EMU) | Akron | Akron City Campus | Akron City Hospital | 3rd Floor | 2021-01-06 | Low
No | 059972 | Monitors, Physiologic, Vital Signs | DC-NU2-UMPC Vitals - Smartlinx Vitals Plus | SA19514212 | Capsuletech | Health Tech Mgmt | Akron | Akron City Campus | H Tower | Basement | 2021-01-06 | Low
No | 059973 | Monitors, Physiologic, Vital Signs | DC-NU2-UMPC Vitals - Smartlinx Vitals Plus | SA19601686 | Capsuletech | 3 North - Epilepsy Monitoring Unit (EMU) | Akron | Akron City Campus | Akron City Hospital | 3rd Floor | 2021-01-06 | Low
No | 059974 | Monitors, Physiologic, Vital Signs | DC-NU2-UMPC Vitals - Smartlinx Vitals Plus | SA19601723 | Capsuletech | 3 North - Epilepsy Monitoring Unit (EMU) | Akron | Akron City Campus | Akron City Hospital | 3rd Floor | 2021-01-06 | Low
No | 059975 | Monitors, Physiologic, Vital Signs | DC-NU2-UMPC Vitals - Smartlinx Vitals Plus | SA19601674 | Capsuletech | 3 North - Epilepsy Monitoring Unit (EMU) | Akron | Akron City Campus | Akron City Hospital | 3rd Floor | 2021-01-06 | Low
No | 059985 | Monitors, Physiologic, Vital Signs | DC-NU2-UMPC Vitals - Smartlinx Vitals Plus | SA18413497 | Capsuletech | Preadmission Testing | Akron | Akron City Campus | H Tower | Ground Floor | 2021-01-14 | Low
No | 060051 | Monitors, Physiologic, Vital Signs | DC-NU2-UMPC Vitals - Smartlinx Vitals Plus | SA19608480 | Capsuletech | 5 East - Observation Unit | Akron | Akron City Campus | Akron City Hospital | 5th Floor | 2021-01-21 | Low
No | 060451 | Monitors, Physiologic, Vital Signs | DC-NU2-UMPC Vitals - Smartlinx Vitals Plus | SA19914907 | Capsuletech | Employee Health Center | Akron | Akron City Campus | Akron City Hospital | Basement | 2021-04-26 | Low
No | 060595 | Monitors, Physiologic, Vital Signs | DC-NU2-UMPC Vitals - Smartlinx Vitals Plus | SA17B14252 | Capsuletech | 1 Central - CV Progressive Care Unit (PCU) | Akron | Akron City Campus | Akron City Hospital | 1st Floor | 2021-08-11 | Low
No | 061438 | Monitors, Physiologic, Vital Signs | DC-NU2-UMPC Vitals - Smartlinx Vitals Plus | SA18513033 | Capsuletech | Emergency Department (ED) - ACH | Akron | Akron City Campus | Akron City Hospital | Ground Floor | 2022-01-21 | Low
No | 061534 | Monitors, Physiologic, Vital Signs | DC-NU2-UMPC Vitals - Smartlinx Vitals Plus | SA172113384 | Capsuletech | 3 West - Trauma/Neuro Progressive Care Unit (PCU) | Akron | Akron City Campus | Akron City Hospital | 3rd Floor | 2022-01-20 | Low
No | 062001 | Monitors, Physiologic, Vital Signs | DC-NU2-UMPC Vitals - Smartlinx Vitals Plus | SA18513019 | Capsuletech | Angiography | Akron | Akron City Campus | Akron City Hospital | 2nd Floor | 2022-05-17 | Low
No | 062226 | Monitors, Physiologic, Vital Signs | DC-NU2-UMPC Vitals - Smartlinx Vitals Plus | SA21501198 | Capsuletech | Infusion Center - Stow | Akron | Stow-Kent Campus | Stow-Kent Medical Center | 1st Floor | 2022-08-08 | Low
No | 062228 | Monitors, Physiologic, Vital Signs | DC-NU2-UMPC Vitals - Smartlinx Vitals Plus | SA21501191 | Capsuletech | Infusion Center - Stow | Akron | Stow-Kent Campus | Stow-Kent Medical Center | 1st Floor | 2022-08-04 | Low
No | 062230 | Monitors, Physiologic, Vital Signs | DC-NU2-UMPC Vitals - Smartlinx Vitals Plus | SA21501028 | Capsuletech | Infusion Center - Stow | Akron | Stow-Kent Campus | Stow-Kent Medical Center | 1st Floor | 2022-08-05 | Low
No | 062232 | Monitors, Physiologic, Vital Signs | DC-NU2-UMPC Vitals - Smartlinx Vitals Plus | SA21501193 | Capsuletech | Infusion Center - Stow | Akron | Stow-Kent Campus | Stow-Kent Medical Center | 1st Floor | 2022-08-08 | Low
No | 062234 | Monitors, Physiologic, Vital Signs | DC-NU2-UMPC Vitals - Smartlinx Vitals Plus | SA21501197 | Capsuletech | Infusion Center - Stow | Akron | Stow-Kent Campus | Stow-Kent Medical Center | 1st Floor | 2022-08-05 | Low
No | 062403 | Monitors, Physiologic, Vital Signs | DC-NU2-UMPC Vitals - Smartlinx Vitals Plus | TR20600211 | Capsuletech | H4 - Mother/Baby Unit | Akron | Akron City Campus | H Tower | 4th Floor | 2022-11-10 | Low
No | 062404 | Monitors, Physiologic, Vital Signs | DC-NU2-UMPC Vitals - Smartlinx Vitals Plus | TR20600224 | Capsuletech | 7 West - Respiratory Unit | Akron | Akron City Campus | Akron City Hospital | 7th Floor | 2022-11-10 | Low
No | 062405 | Monitors, Physiologic, Vital Signs | DC-NU2-UMPC Vitals - Smartlinx Vitals Plus | TR20600080 | Capsuletech | 6 West - Acute Care of the Elderly (ACE) Unit | Akron | Akron City Campus | Akron City Hospital | 6th Floor | 2022-11-10 | Low
No | 063881 | Monitors, Physiologic, Vital Signs | DC-NU2-UMPC Vitals - Smartlinx Vitals Plus | TR22B00033 | Capsuletech | 4 South - Medical/Surgical Unit (MSU) - SB | Barberton | Barberton Campus | Summa Barberton Hospital | 4th Floor | 2024-05-23 14:30 | Low
No | 043216 | Monitors, Physiologic, Vital Signs | M3A | 302050-M16509120017 | Edan Instruments | Barberton Oncology | Barberton | Barberton Campus | Parkview Pavilion | Ground Floor | 2023-03-24 15:31 | Low
No | 059687 | Monitors, Physiologic, Vital Signs | M3A | 302053-M15A07150003- | Edan Instruments | Colon/Rectal Surgeons | Akron | Akron City Campus | 95 Arch | 1st Floor | 2020-11-03 | Low
No | 062064 | Monitors, Physiologic, Vital Signs | M3A | 360124-M21B03710016 | Edan Instruments | Pulmonary - Stow | Akron | Stow-Kent Campus | Stow-Kent Medical Center | 2nd Floor | 2023-06-22 10:52 | Low
No | 053124 | Monitors, Physiologic, Vital Signs | SL-NU3-UMPC-IOCOVER - Smartlinx Vitals Plus Neuron 3 | SA22B10711 | Capsuletech | Emergency Department (ED) - ACH | Akron | Akron City Campus | Akron City Hospital | Ground Floor | 2017-10-02 | Low
No | 053211 | Monitors, Physiologic, Vital Signs | SL-NU3-UMPC-IOCOVER - Smartlinx Vitals Plus Neuron 3 | SA23208426 | Capsuletech | 5 East - Observation Unit | Akron | Akron City Campus | Akron City Hospital | 5th Floor | 2017-11-16 | Low
No | 053397 | Monitors, Physiologic, Vital Signs | SL-NU3-UMPC-IOCOVER - Smartlinx Vitals Plus Neuron 3 | SA23302916 | Capsuletech | 4 West - CPI Progressive Care Unit (CPI-PCU) | Akron | Akron City Campus | Akron City Hospital | 4th Floor | 2017-04-05 | Low
No | 053410 | Monitors, Physiologic, Vital Signs | SL-NU3-UMPC-IOCOVER - Smartlinx Vitals Plus Neuron 3 | SA22B07130 | Capsuletech | 4 North - Medical Unit | Akron | Akron City Campus | Akron City Hospital | 4th Floor | 2017-04-05 | Low
No | 054906 | Monitors, Physiologic, Vital Signs | SL-NU3-UMPC-IOCOVER - Smartlinx Vitals Plus Neuron 3 | SA23302603 | Capsuletech | 6 West - Acute Care of the Elderly (ACE) Unit | Akron | Akron City Campus | Akron City Hospital | 6th Floor | 2018-10-31 | Low
No | 055607 | Monitors, Physiologic, Vital Signs | SL-NU3-UMPC-IOCOVER - Smartlinx Vitals Plus Neuron 3 | SA23302605 | Capsuletech | 7 West - Respiratory Unit | Akron | Akron City Campus | Akron City Hospital | 7th Floor | 2020-06-15 | Low
No | 057794 | Monitors, Physiologic, Vital Signs | SL-NU3-UMPC-IOCOVER - Smartlinx Vitals Plus Neuron 3 | SA23301785 | Capsuletech | 3 West - Trauma/Neuro Progressive Care Unit (PCU) | Akron | Akron City Campus | Akron City Hospital | 3rd Floor | 2019-11-11 | Low
No | 059378 | Monitors, Physiologic, Vital Signs | SL-NU3-UMPC-IOCOVER - Smartlinx Vitals Plus Neuron 3 | SA22301775 | Capsuletech | 5 East - Observation Unit | Akron | Akron City Campus | Akron City Hospital | 5th Floor | 2020-09-28 | Low
No | 060998 | Monitors, Physiologic, Vital Signs | SL-NU3-UMPC-IOCOVER - Smartlinx Vitals Plus Neuron 3 | SA21100958 | Capsuletech | Breast Center | Akron | Akron City Campus | H Tower | Ground Floor | 2022-02-24 | Low
No | 060999 | Monitors, Physiologic, Vital Signs | SL-NU3-UMPC-IOCOVER - Smartlinx Vitals Plus Neuron 3 | SA21100980 | Capsuletech | Women's Health Center | Akron | Akron City Campus | 75 Arch | Basement | 2022-02-24 | Low
No | 061444 | Monitors, Physiologic, Vital Signs | SL-NU3-UMPC-IOCOVER - Smartlinx Vitals Plus Neuron 3 | SA21100907 | Capsuletech | H4 - Mother/Baby Unit | Akron | Akron City Campus | H Tower | 4th Floor | 2022-02-24 | Low
No | 061460 | Monitors, Physiologic, Vital Signs | SL-NU3-UMPC-IOCOVER - Smartlinx Vitals Plus Neuron 3 | SA21101044 | Capsuletech | Clinical Decision Unit (CDU) - SBH | Barberton | Barberton Campus | Summa Barberton Hospital | Ground Floor | 2022-02-22 | Low
No | 061462 | Monitors, Physiologic, Vital Signs | SL-NU3-UMPC-IOCOVER - Smartlinx Vitals Plus Neuron 3 | SA21101074 | Capsuletech | Clinical Decision Unit (CDU) - SBH | Barberton | Barberton Campus | Summa Barberton Hospital | Ground Floor | 2022-02-22 | Low
No | 061586 | Monitors, Physiologic, Vital Signs | SL-NU3-UMPC-IOCOVER - Smartlinx Vitals Plus Neuron 3 | SA21101014 | Capsuletech | 3 West - Trauma/Neuro Progressive Care Unit (PCU) | Akron | Akron City Campus | Akron City Hospital | 3rd Floor | 2022-03-15 | Low
No | 061652 | Monitors, Physiologic, Vital Signs | SL-NU3-UMPC-IOCOVER - Smartlinx Vitals Plus Neuron 3 | SA21101002 | Capsuletech | Magnetic Resonance Imaging | Akron | Akron City Campus | Akron City Hospital | Ground Floor | 2022-03-07 | Low
No | 062083 | Monitors, Physiologic, Vital Signs | SL-NU3-UMPC-IOCOVER - Smartlinx Vitals Plus Neuron 3 | SA21300143 | Capsuletech | Outpatient Oncology - Akron | Akron | Akron City Campus | Cooper Cancer Center |  | 2022-05-27 | Low
No | 062506 | Monitors, Physiologic, Vital Signs | SL-NU3-UMPC-IOCOVER - Smartlinx Vitals Plus Neuron 3 | SA21100978 | Capsuletech | BHP 4 - Geropsych Unit | Akron | Akron City Campus | Juve Family BH Pavillion | 7th Floor | 2023-01-20 16:24 | Low
No | 062507 | Monitors, Physiologic, Vital Signs | SL-NU3-UMPC-IOCOVER - Smartlinx Vitals Plus Neuron 3 | SA21100915 | Capsuletech | BHP 5 - Acute Adult Psychiatric Unit | Akron | Akron City Campus | Juve Family BH Pavillion | 5th Floor | 2023-01-20 16:24 | Low
No | 062508 | Monitors, Physiologic, Vital Signs | SL-NU3-UMPC-IOCOVER - Smartlinx Vitals Plus Neuron 3 | SA21100993 | Capsuletech | BHP 5 - Acute Adult Psychiatric Unit | Akron | Akron City Campus | Juve Family BH Pavillion | 5th Floor | 2023-01-20 16:24 | Low
No | 062509 | Monitors, Physiologic, Vital Signs | SL-NU3-UMPC-IOCOVER - Smartlinx Vitals Plus Neuron 3 | SA21100841 | Capsuletech | BHP 7 - Adult Subacute Psychiatric Unit | Akron | Akron City Campus | Juve Family BH Pavillion | 7th Floor | 2023-01-24 06:54 | Low
No | 062510 | Monitors, Physiologic, Vital Signs | SL-NU3-UMPC-IOCOVER - Smartlinx Vitals Plus Neuron 3 | SA21101053 | Capsuletech | BHP 6 - Adult Dual Diagnosis Unit | Akron | Akron City Campus | Juve Family BH Pavillion | 6th Floor | 2023-01-20 16:25 | Low
No | 062511 | Monitors, Physiologic, Vital Signs | SL-NU3-UMPC-IOCOVER - Smartlinx Vitals Plus Neuron 3 | SA21100969 | Capsuletech | BHP 6 - Adult Dual Diagnosis Unit | Akron | Akron City Campus | Juve Family BH Pavillion | 4th Floor | 2023-01-20 16:25 | Low
No | 062512 | Monitors, Physiologic, Vital Signs | SL-NU3-UMPC-IOCOVER - Smartlinx Vitals Plus Neuron 3 | SA21100918 | Capsuletech | BHP 4 - Geropsych Unit | Akron | Akron City Campus | Juve Family BH Pavillion | 4th Floor | 2023-01-20 16:26 | Low
No | 062513 | Monitors, Physiologic, Vital Signs | SL-NU3-UMPC-IOCOVER - Smartlinx Vitals Plus Neuron 3 | SA21100600 | Capsuletech | BHP 7 - Adult Subacute Psychiatric Unit | Akron | Akron City Campus | Juve Family BH Pavillion | 5th Floor | 2023-01-20 16:27 | Low
No | 062543 | Monitors, Physiologic, Vital Signs | SL-NU3-UMPC-IOCOVER - Smartlinx Vitals Plus Neuron 3 | SA21A07986 | Capsuletech | Preadmission Testing | Akron | Akron City Campus | H Tower | Ground Floor | 2023-02-09 13:09 | Low
No | 063438 | Monitors, Physiologic, Vital Signs | SL-NU3-UMPC-IOCOVER - Smartlinx Vitals Plus Neuron 3 | SA22B10826 | Capsuletech | Infusion Center - Stow | Akron | Stow-Kent Campus | Stow-Kent Medical Center | 1st Floor | 2023-10-20 08:04 | Low
No | 063439 | Monitors, Physiologic, Vital Signs | SL-NU3-UMPC-IOCOVER - Smartlinx Vitals Plus Neuron 3 | SA22B10672 | Capsuletech | Infusion Center - Stow | Akron | Stow-Kent Campus | Stow-Kent Medical Center | 1st Floor | 2023-10-20 08:04 | Low
No | 063440 | Monitors, Physiologic, Vital Signs | SL-NU3-UMPC-IOCOVER - Smartlinx Vitals Plus Neuron 3 | SA22B10760 | Capsuletech | Infusion Center - Stow | Akron | Stow-Kent Campus | Stow-Kent Medical Center | 1st Floor | 2023-10-20 08:04 | Low
No | 063441 | Monitors, Physiologic, Vital Signs | SL-NU3-UMPC-IOCOVER - Smartlinx Vitals Plus Neuron 3 | SA22B10781 | Capsuletech | Infusion Center - Stow | Akron | Stow-Kent Campus | Stow-Kent Medical Center | 1st Floor | 2023-10-20 08:04 | Low
No | 063442 | Monitors, Physiologic, Vital Signs | SL-NU3-UMPC-IOCOVER - Smartlinx Vitals Plus Neuron 3 | SA22B10788 | Capsuletech | Infusion Center - Stow | Akron | Stow-Kent Campus | Stow-Kent Medical Center | 1st Floor | 2023-10-20 08:04 | Low
No | 064781 | Monitors, Physiologic, Vital Signs | SL-NU3-UMPC-IOCOVER - Smartlinx Vitals Plus Neuron 3 | WA24102115 | Capsuletech | Angiography | Akron | Akron City Campus | Akron City Hospital | 2nd Floor | 2024-10-23 09:52 | Low
No | 064782 | Monitors, Physiologic, Vital Signs | SL-NU3-UMPC-IOCOVER - Smartlinx Vitals Plus Neuron 3 | WA24102190 | Capsuletech | Angiography | Akron | Akron City Campus | Akron City Hospital | 2nd Floor | 2024-10-23 09:52 | Low
No | 070399 | Monitors, Physiologic, Vital Signs | SL-NU3-UMPC-IOCOVER - Smartlinx Vitals Plus Neuron 3 | SA23301730 | Capsuletech | Radiation Therapy - SB | Barberton | Barberton Campus | Parkview Pavilion | Ground Floor | 2024-03-06 | Low
No | 070400 | Monitors, Physiologic, Vital Signs | SL-NU3-UMPC-IOCOVER - Smartlinx Vitals Plus Neuron 3 | SA23301722 | Capsuletech | Health Tech Mgmt - SB | Barberton | Barberton Campus | Summa Barberton Hospital | 5th Floor | 2024-02-22 | Low
No | 070775 | Monitors, Physiologic, Vital Signs | SL-NU3-UMPC-IOCOVER - Smartlinx Vitals Plus Neuron 3 | SA23302578 | Capsuletech | Health Tech Mgmt - SB | Barberton | Barberton Campus | Summa Barberton Hospital | 5th Floor | 2024-11-13 13:16 | Low
No | 020967 | Monitors, Respiratory/Anesthetic Gas | 8800A - | 101911C6521 | Tif Instruments | Health Tech Mgmt | Akron | Akron City Campus | ACH Admin Building | Ground Floor | 2012-01-27 | Low
No | 029003 | Monitors, Video | 0240-030-900 - 19" Flat Panel Monitor | DS194A063 | Stryker | Virtual Care Simulation Lab | Akron | Akron City Campus | Akron City Hospital | 1st Floor | 2004-09-07 | Low
No | 061881 | Monitors, Video | 0240-030-900 - 19" Flat Panel Monitor | SV7329K055 | Stryker | Medina ASC | Barberton | Medina Campus | Medina Medical Center | 1st Floor | 2022-08-09 | Low
No | 021369 | Monitors, Video | 0240-030-930 - Vision Elect 21" Monitor | SVE217B0002 | Stryker | Operating Room | Akron | Akron City Campus | Akron City Hospital | 1st Floor | 2007-03-26 | Low
No | 021460 | Monitors, Video | 0240-030-930 - Vision Elect 21" Monitor | SVE217A0597 | Stryker | Operating Room | Akron | Akron City Campus | Akron City Hospital | 1st Floor | 2007-03-05 | Low
No | 056577 | Monitors, Video | 0240-030-930 - Vision Elect 21" Monitor | TPAB698857 | Stryker | Operating Room | Akron | Akron City Campus | Akron City Hospital | 1st Floor | 2019-07-18 | Low
No | 056580 | Monitors, Video | 0240-030-930 - Vision Elect 21" Monitor | TPAB69 | Stryker | Operating Room | Akron | Akron City Campus | Akron City Hospital | 1st Floor | 2019-07-18 | Low
No | 056583 | Monitors, Video | 0240-030-930 - Vision Elect 21" Monitor | TPAB659319 | Stryker | Operating Room | Akron | Akron City Campus | Akron City Hospital | 1st Floor | 2019-07-18 | Low
No | 056586 | Monitors, Video | 0240-030-930 - Vision Elect 21" Monitor | TPAB698926 | Stryker | Operating Room | Akron | Akron City Campus | Akron City Hospital | 1st Floor | 2019-07-18 | Low
No | 056589 | Monitors, Video | 0240-030-930 - Vision Elect 21" Monitor | TPAB659303 | Stryker | Operating Room | Akron | Akron City Campus | Akron City Hospital | 1st Floor | 2019-07-18 | Low
No | 056592 | Monitors, Video | 0240-030-930 - Vision Elect 21" Monitor | TPAB691832 | Stryker | Operating Room | Akron | Akron City Campus | Akron City Hospital | 1st Floor | 2019-07-18 | Low
No | 101-20083 | Monitors, Video | 0240-030-930 - Vision Elect 21" Monitor | SVE216I0078 | Stryker | Operating Room - SW | Barberton | Wadsworth Campus | Wadsworth-Rittman Medical Center | 1st Floor | 2006-10-11 | Low
No | 101-20084 | Monitors, Video | 0240-030-930 - Vision Elect 21" Monitor | SVE216I0065 | Stryker | Operating Room - SW | Barberton | Wadsworth Campus | Wadsworth-Rittman Medical Center | 1st Floor | 2006-10-11 | Low
No | CE5189 | Monitors, Video | 0240-030-930 - Vision Elect 21" Monitor | DS194H038 | Stryker | Operating Room - SB | Barberton | Barberton Campus | Summa Barberton Hospital | 2nd Floor | 2009-04-01 | Low
No | CE5190 | Monitors, Video | 0240-030-930 - Vision Elect 21" Monitor | DS194H029 | Stryker | Operating Room - SB | Barberton | Barberton Campus | Summa Barberton Hospital | 2nd Floor | 2009-04-01 | Low
No | CE5191 | Monitors, Video | 0240-030-930 - Vision Elect 21" Monitor | DS194H050 | Stryker | Operating Room - SB | Barberton | Barberton Campus | Summa Barberton Hospital | 2nd Floor | 2009-04-01 | Low
No | CE5449 | Monitors, Video | 0240-030-930 - Vision Elect 21" Monitor | SVE21G0243 | Stryker | Operating Room - SB | Barberton | Barberton Campus | Summa Barberton Hospital | 2nd Floor | 2009-04-01 | Low
No | CE5454 | Monitors, Video | 0240-030-930 - Vision Elect 21" Monitor | SVE216G0241 | Stryker | Operating Room - SB | Barberton | Barberton Campus | Summa Barberton Hospital | 2nd Floor | 2009-04-01 | Low
No | CE5456 | Monitors, Video | 0240-030-930 - Vision Elect 21" Monitor | SVE216G0253 | Stryker | Operating Room - SB | Barberton | Barberton Campus | Summa Barberton Hospital | 2nd Floor | 2009-04-01 | Low
No | 027589 | Monitors, Video | 0240-030-960 - Vision Elect Hdtv 26” Monitor | VEH261L0663 | Stryker | Operating Room | Akron | Akron City Campus | Akron City Hospital | 1st Floor | 2012-05-22 | Low
No | 027590 | Monitors, Video | 0240-030-960 - Vision Elect Hdtv 26” Monitor | VEH261L0645 | Stryker | Operating Room | Akron | Akron City Campus | Akron City Hospital | 1st Floor | 2012-05-22 | Low
No | 027595 | Monitors, Video | 0240-030-960 - Vision Elect Hdtv 26” Monitor | VEH261L0669 | Stryker | Operating Room | Akron | Akron City Campus | Akron City Hospital | 1st Floor | 2012-05-22 | Low
No | 052636 | Monitors, Video | 0240-030-970 - 26" Wise Hdtv Monitor | VHW260A0110 | Stryker | Virtual Care Simulation Lab | Akron | Akron City Campus | Akron City Hospital | 1st Floor | 2018-01-04 | Low
No | 056131 | Monitors, Video | 0240-030-970 - 26" Wise Hdtv Monitor | Unknown | Stryker | Operating Room | Akron | Akron City Campus | Akron City Hospital | 1st Floor | 2019-04-01 | Low
No | 031953 | Monitors, Video | 0240-031-020 - 26" VisionPro Monitor | VPD26F0470 | Stryker | Operating Room | Akron | Akron City Campus | Akron City Hospital | 1st Floor | 2015-11-23 | Low
No | 031954 | Monitors, Video | 0240-031-020 - 26" VisionPro Monitor | VPD265F0500 | Stryker | Operating Room | Akron | Akron City Campus | Akron City Hospital | 1st Floor | 2015-11-23 | Low
No | 031955 | Monitors, Video | 0240-031-020 - 26" VisionPro Monitor | VPD265F0471 | Stryker | Operating Room | Akron | Akron City Campus | Akron City Hospital | 1st Floor | 2015-11-23 | Low
No | 031956 | Monitors, Video | 0240-031-020 - 26" VisionPro Monitor | VPD265F0476 | Stryker | Operating Room | Akron | Akron City Campus | Akron City Hospital | 1st Floor | 2015-11-23 | Low
No | 031957 | Monitors, Video | 0240-031-020 - 26" VisionPro Monitor | VPD265F0469 | Stryker | Operating Room | Akron | Akron City Campus | Akron City Hospital | 1st Floor | 2015-11-23 | Low
No | 031958 | Monitors, Video | 0240-031-020 - 26" VisionPro Monitor | VPD265F0404 | Stryker | Operating Room | Akron | Akron City Campus | Akron City Hospital | 1st Floor | 2015-11-23 | Low
No | 031959 | Monitors, Video | 0240-031-020 - 26" VisionPro Monitor | VPD265F0497 | Stryker | Operating Room | Akron | Akron City Campus | Akron City Hospital | 1st Floor | 2015-11-23 | Low
No | 031960 | Monitors, Video | 0240-031-020 - 26" VisionPro Monitor | VPD265F0473 | Stryker | Operating Room | Akron | Akron City Campus | Akron City Hospital | 1st Floor | 2015-11-23 | Low
No | 031961 | Monitors, Video | 0240-031-020 - 26" VisionPro Monitor | VPD265F0501 | Stryker | Operating Room | Akron | Akron City Campus | Akron City Hospital | 1st Floor | 2015-11-23 | Low
No | 031962 | Monitors, Video | 0240-031-020 - 26" VisionPro Monitor | VPD265F0498 | Stryker | Operating Room | Akron | Akron City Campus | Akron City Hospital | 1st Floor | 2015-11-23 | Low
No | 031963 | Monitors, Video | 0240-031-020 - 26" VisionPro Monitor | VPD265F0475 | Stryker | Operating Room | Akron | Akron City Campus | Akron City Hospital | 1st Floor | 2015-11-23 | Low
No | 032174 | Monitors, Video | 0240-031-020 - 26" VisionPro Monitor | VPD264D0224 | Stryker | Operating Room | Akron | Akron City Campus | Akron City Hospital | 1st Floor | 2014-07-01 | Low
No | 032175 | Monitors, Video | 0240-031-020 - 26" VisionPro Monitor | VPD264D0234 | Stryker | Operating Room | Akron | Akron City Campus | Akron City Hospital | 1st Floor | 2014-07-01 | Low
No | 032176 | Monitors, Video | 0240-031-020 - 26" VisionPro Monitor | VPD264D0256 | Stryker | Operating Room | Akron | Akron City Campus | Akron City Hospital | 1st Floor | 2014-07-01 | Low
No | 032401 | Monitors, Video | 0240-031-020 - 26" VisionPro Monitor | VPD264I0755 | Stryker | Operating Room | Akron | Akron City Campus | Akron City Hospital | 1st Floor | 2015-01-08 | Low
No | 032402 | Monitors, Video | 0240-031-020 - 26" VisionPro Monitor | VPD264I0705 | Stryker | Operating Room | Akron | Akron City Campus | Akron City Hospital | 1st Floor | 2015-01-08 | Low
No | 032412 | Monitors, Video | 0240-031-020 - 26" VisionPro Monitor | VPD264I0709 | Stryker | Operating Room | Akron | Akron City Campus | Akron City Hospital | 1st Floor | 2015-01-06 | Low
No | 032441 | Monitors, Video | 0240-031-020 - 26" VisionPro Monitor | VPD264I0751 | Stryker | Operating Room | Akron | Akron City Campus | Akron City Hospital | 1st Floor | 2015-01-06 | Low
No | 032449 | Monitors, Video | 0240-031-020 - 26" VisionPro Monitor | VPD264I0714 | Stryker | Operating Room | Akron | Akron City Campus | Akron City Hospital | 1st Floor | 2015-01-08 | Low
No | 032450 | Monitors, Video | 0240-031-020 - 26" VisionPro Monitor | VPD264I0752 | Stryker | Operating Room | Akron | Akron City Campus | Akron City Hospital | 1st Floor | 2015-01-08 | Low
No | 037536 | Monitors, Video | 0240-031-020 - 26" VisionPro Monitor | VPD262C0049 | Stryker | Endoscopy - SW | Barberton | Wadsworth Campus | Wadsworth-Rittman Medical Center | 1st Floor | 2022-12-01 10:35 | Low
No | 037537 | Monitors, Video | 0240-031-020 - 26" VisionPro Monitor | VPD262C0044 | Stryker | Endoscopy - SW | Barberton | Wadsworth Campus | Wadsworth-Rittman Medical Center | 1st Floor | 2022-12-01 10:42 | Low
No | 037588 | Monitors, Video | 0240-031-020 - 26" VisionPro Monitor | VPD267F0135 | Stryker | Operating Room - SW | Barberton | Wadsworth Campus | Wadsworth-Rittman Medical Center | 1st Floor | 2017-09-01 | Low
No | 037592 | Monitors, Video | 0240-031-020 - 26" VisionPro Monitor | VDP267D0178 | Stryker | Operating Room - SW | Barberton | Wadsworth Campus | Wadsworth-Rittman Medical Center | 1st Floor | 2017-09-01 | Low
No | 037835 | Monitors, Video | 0240-031-020 - 26" VisionPro Monitor | VPD266L0040 | Stryker | Operating Room - SB | Barberton | Barberton Campus | Summa Barberton Hospital | 2nd Floor | 2017-02-28 | Low
No | 037926 | Monitors, Video | 0240-031-020 - 26" VisionPro Monitor | VPD267B0353 | Stryker | Operating Room - SB | Barberton | Barberton Campus | Summa Barberton Hospital | 2nd Floor | 2017-03-01 | Low
No | 037936 | Monitors, Video | 0240-031-020 - 26" VisionPro Monitor | VPD266K0411 | Stryker | Operating Room - SB | Barberton | Barberton Campus | Summa Barberton Hospital | 2nd Floor | 2017-03-01 | Low
No | 037937 | Monitors, Video | 0240-031-020 - 26" VisionPro Monitor | VPD266L0044 | Stryker | Operating Room - SB | Barberton | Barberton Campus | Summa Barberton Hospital | 2nd Floor | 2017-03-01 | Low
No | 037945 | Monitors, Video | 0240-031-020 - 26" VisionPro Monitor | VPD266L0021 | Stryker | Operating Room - SB | Barberton | Barberton Campus | Summa Barberton Hospital | 2nd Floor | 2017-02-28 | Low
No | 038046 | Monitors, Video | 0240-031-020 - 26" VisionPro Monitor | VPD266K0403 | Stryker | Operating Room - SB | Barberton | Barberton Campus | Summa Barberton Hospital | 2nd Floor | 2017-03-01 | Low
No | 038049 | Monitors, Video | 0240-031-020 - 26" VisionPro Monitor | VPD266K0410 | Stryker | Operating Room - SB | Barberton | Barberton Campus | Summa Barberton Hospital | 2nd Floor | 2021-02-23 | Low
No | 038827 | Monitors, Video | 0240-031-020 - 26" VisionPro Monitor | VPD269C0351 | Stryker | Operating Room - SB | Barberton | Barberton Campus | Summa Barberton Hospital | 2nd Floor | 2021-01-01 | Low
No | 038828 | Monitors, Video | 0240-031-020 - 26" VisionPro Monitor | VPD269C0354 | Stryker | Operating Room - SB | Barberton | Barberton Campus | Summa Barberton Hospital | 2nd Floor | 2021-01-01 | Low
No | 039071 | Monitors, Video | 0240-031-020 - 26" VisionPro Monitor | SVP266D0001 | Stryker | Operating Room - SB | Barberton | Barberton Campus | Summa Barberton Hospital | 2nd Floor | 2021-02-23 | Low
No | 039072 | Monitors, Video | 0240-031-020 - 26" VisionPro Monitor | SVP265J0078 | Stryker | Operating Room - SB | Barberton | Barberton Campus | Summa Barberton Hospital | 2nd Floor | 2021-02-23 | Low
No | 039107 | Monitors, Video | 0240-031-020 - 26" VisionPro Monitor | SVP266A0310 | Stryker | Operating Room - SB | Barberton | Barberton Campus | Summa Barberton Hospital | 2nd Floor | 2021-01-01 | Low
No | 039108 | Monitors, Video | 0240-031-020 - 26" VisionPro Monitor | SVP266F0321 | Stryker | Operating Room - SB | Barberton | Barberton Campus | Summa Barberton Hospital | 2nd Floor | 2021-01-01 | Low
No | 053484 | Monitors, Video | 0240-031-020 - 26" VisionPro Monitor | VPD267B0410 | Stryker | Operating Room | Akron | Akron City Campus | Akron City Hospital | 1st Floor | 2017-05-26 | Low
No | 056135 | Monitors, Video | 0240-031-020 - 26" VisionPro Monitor | Unknown | Stryker | Operating Room | Akron | Akron City Campus | Akron City Hospital | 1st Floor | 2019-04-15 | Low
No | 056153 | Monitors, Video | 0240-031-020 - 26" VisionPro Monitor | Unknown | Stryker | Operating Room | Akron | Akron City Campus | Akron City Hospital | 1st Floor | 2019-07-18 | Low
No | 056159 | Monitors, Video | 0240-031-020 - 26" VisionPro Monitor | Unknown | Stryker | Operating Room | Akron | Akron City Campus | Akron City Hospital | 1st Floor | 2019-07-18 | Low
No | 056163 | Monitors, Video | 0240-031-020 - 26" VisionPro Monitor | Unknown | Stryker | Operating Room | Akron | Akron City Campus | Akron City Hospital | 1st Floor | 2019-04-23 | Low
No | 056173 | Monitors, Video | 0240-031-020 - 26" VisionPro Monitor | Unknown | Stryker | Operating Room | Akron | Akron City Campus | Akron City Hospital | 1st Floor | 2019-04-12 | Low
No | 056177 | Monitors, Video | 0240-031-020 - 26" VisionPro Monitor | Unknown | Stryker | Operating Room | Akron | Akron City Campus | Akron City Hospital | 1st Floor | 2019-04-12 | Low
No | 056183 | Monitors, Video | 0240-031-020 - 26" VisionPro Monitor | Unknown | Stryker | Operating Room | Akron | Akron City Campus | Akron City Hospital | 1st Floor | 2019-04-12 | Low
No | 056191 | Monitors, Video | 0240-031-020 - 26" VisionPro Monitor | Unknown | Stryker | Operating Room | Akron | Akron City Campus | Akron City Hospital | 1st Floor | 2019-04-12 | Low
No | 056201 | Monitors, Video | 0240-031-020 - 26" VisionPro Monitor | Unknown | Stryker | Operating Room | Akron | Akron City Campus | Akron City Hospital | 1st Floor | 2019-04-12 | Low
No | 056211 | Monitors, Video | 0240-031-020 - 26" VisionPro Monitor | VPD268J0091 | Stryker | Operating Room | Akron | Akron City Campus | Akron City Hospital | 1st Floor | 2019-04-12 | Low
No | 056215 | Monitors, Video | 0240-031-020 - 26" VisionPro Monitor | Unknown | Stryker | Operating Room | Akron | Akron City Campus | Akron City Hospital | 1st Floor | 2019-04-12 | Low
No | 057020 | Monitors, Video | 0240-031-020 - 26" VisionPro Monitor | 02437772 | Stryker | H2 - Labor and Delivery Unit (L&D) | Akron | Akron City Campus | H Tower | 2nd Floor | 2019-06-17 | Low
No | 057945 | Monitors, Video | 0240-031-020 - 26" VisionPro Monitor | Unknown | Stryker | Operating Room | Akron | Akron City Campus | Akron City Hospital | 1st Floor | 2015-11-23 | Low
No | 058693 | Monitors, Video | 0240-031-020 - 26" VisionPro Monitor | VPD269C0152 | Stryker | Angiography | Akron | Akron City Campus | Akron City Hospital | 2nd Floor | 2020-02-26 | Low
No | 058694 | Monitors, Video | 0240-031-020 - 26" VisionPro Monitor | VPD269C0155 | Stryker | Operating Room - SW | Barberton | Wadsworth Campus | Wadsworth-Rittman Medical Center | 1st Floor | 2020-02-26 | Low
No | 058714 | Monitors, Video | 0240-031-020 - 26" VisionPro Monitor | Unknown | Stryker | Operating Room | Akron | Akron City Campus | Akron City Hospital | 1st Floor | 2020-07-08 | Low
No | 070000 | Monitors, Video | 0240-031-020 - 26" VisionPro Monitor | VPD261E0313 | Stryker | Medina ASC | Barberton | Medina Campus | Medina Medical Center | 1st Floor | 2023-03-16 16:03 | Low
No | 031781 | Monitors, Video | 03T8460 | V1330105 | Olympus America | Endoscopy | Akron | Akron City Campus | Akron City Hospital | Ground Floor | 2014-10-15 | Low
No | 031796 | Monitors, Video | 03T8460 | V1330107 | Olympus America | Endoscopy - Outpatient | Akron | Akron City Campus | 95 Arch | Ground Floor | 2014-10-20 | Low
No | 031802 | Monitors, Video | 03T8460 | PBF14PN | Olympus America | Endoscopy | Akron | Akron City Campus | Akron City Hospital | Ground Floor | 2014-10-20 | Low
No | 031803 | Monitors, Video | 03T8460 | V1330114 | Olympus America | Endoscopy - Outpatient | Akron | Akron City Campus | 95 Arch | Ground Floor | 2014-10-20 | Low
No | 031804 | Monitors, Video | 03T8460 | V1330112 | Olympus America | Endoscopy - Outpatient | Akron | Akron City Campus | 95 Arch | Ground Floor | 2014-10-20 | Low
No | 101-21383 | Monitors, Video | 1528L - Accutouch 15" Monitor | L10C013227 | Olympus America | Operating Room - SW | Barberton | Wadsworth Campus | Wadsworth-Rittman Medical Center | 1st Floor | 2011-04-25 | Low
No | CE5778 | Monitors, Video | 19LF10C | 808RMYA130298 | LG Electronics | Endoscopy - SB | Barberton | Barberton Campus | Summa Barberton Hospital | 2nd Floor | 2009-04-01 | Low
No | 027151 | Monitors, Video | 2007FP - Rev A07; Lcd Monitor | Unknown | Dell Computer | Sleep Lab - White Pond | Barberton | White Pond Campus | Summa Health Neuroscience Services | 2nd Floor | 2010-04-27 | Low
No | 027154 | Monitors, Video | 2007FP - Rev A07; Lcd Monitor | MX0G324H742629902PGL | Dell Computer | Sleep Lab - White Pond | Barberton | White Pond Campus | Summa Health Neuroscience Services | 2nd Floor | 2010-01-11 | Low
No | 027155 | Monitors, Video | 2007FP - Rev A07; Lcd Monitor | MX0G324H7426299P10CU | Dell Computer | Sleep Lab - White Pond | Barberton | White Pond Campus | Summa Health Neuroscience Services | 2nd Floor | 2010-01-11 | Low
No | 027156 | Monitors, Video | 2007FP - Rev A07; Lcd Monitor | MX0G324H7426299P10FL | Dell Computer | Sleep Lab - White Pond | Barberton | White Pond Campus | Summa Health Neuroscience Services | 2nd Floor | 2010-01-11 | Low
No | 027157 | Monitors, Video | 2007FP - Rev A07; Lcd Monitor | MX0G324H742629AJ1FJL | Dell Computer | Sleep Lab - White Pond | Barberton | White Pond Campus | Summa Health Neuroscience Services | 2nd Floor | 2010-01-11 | Low
No | 027158 | Monitors, Video | 2007FP - Rev A07; Lcd Monitor | MX0G324H742629902P9L | Dell Computer | Sleep Lab - White Pond | Barberton | White Pond Campus | Summa Health Neuroscience Services | 2nd Floor | 2010-01-11 | Low
No | 027159 | Monitors, Video | 2007FP - Rev A07; Lcd Monitor | MX0G324H7426299P10UL | Dell Computer | Sleep Lab - White Pond | Barberton | White Pond Campus | Summa Health Neuroscience Services | 2nd Floor | 2010-01-11 | Low
No | 027160 | Monitors, Video | 2007FP - Rev A07; Lcd Monitor | MX0G324H742629902P2L | Dell Computer | Sleep Lab - White Pond | Barberton | White Pond Campus | Summa Health Neuroscience Services | 2nd Floor | 2010-01-11 | Low
No | 027161 | Monitors, Video | 2007FP - Rev A07; Lcd Monitor | MX0G324H742629902P7L | Dell Computer | Sleep Lab - White Pond | Barberton | White Pond Campus | Summa Health Neuroscience Services | 2nd Floor | 2010-01-11 | Low
No | 027162 | Monitors, Video | 2007FP - Rev A07; Lcd Monitor | MX0G324H7426299P10VL | Dell Computer | Sleep Lab - White Pond | Barberton | White Pond Campus | Summa Health Neuroscience Services | 2nd Floor | 2010-01-11 | Low
No | 027163 | Monitors, Video | 2007FP - Rev A07; Lcd Monitor | MX0G324H7426299P10YL | Dell Computer | Sleep Lab - White Pond | Barberton | White Pond Campus | Summa Health Neuroscience Services | 2nd Floor | 2010-01-11 | Low
No | 027164 | Monitors, Video | 2007FP - Rev A07; Lcd Monitor | MX0G324H7426299P10DL | Dell Computer | Sleep Lab - White Pond | Barberton | White Pond Campus | Summa Health Neuroscience Services | 2nd Floor | 2010-01-11 | Low
No | 027165 | Monitors, Video | 2007FP - Rev A07; Lcd Monitor | MX0G324H7426299P109L | Dell Computer | Sleep Lab - Green | Barberton | Green Campus | Green Physician Office Building | 2nd Floor | 2010-01-11 | Low
No | 027166 | Monitors, Video | 2007FP - Rev A07; Lcd Monitor | MX0TG324H7426299P10E | Dell Computer | Sleep Lab - White Pond | Barberton | White Pond Campus | Summa Health Neuroscience Services | 2nd Floor | 2010-01-11 | Low
No | 027167 | Monitors, Video | 2007FP - Rev A07; Lcd Monitor | MX0G324H7426299P10AL | Dell Computer | Sleep Lab - White Pond | Barberton | White Pond Campus | Summa Health Neuroscience Services | 2nd Floor | 2010-01-11 | Low
No | 027168 | Monitors, Video | 2007FP - Rev A07; Lcd Monitor | MX0G324H742629902P5L | Dell Computer | Sleep Lab - White Pond | Barberton | White Pond Campus | Summa Health Neuroscience Services | 2nd Floor | 2010-01-11 | Low
No | 027169 | Monitors, Video | 2007FP - Rev A07; Lcd Monitor | MX0G324H7426299P10WL | Dell Computer | Sleep Lab - White Pond | Barberton | White Pond Campus | Summa Health Neuroscience Services | 2nd Floor | 2010-01-11 | Low
No | 027170 | Monitors, Video | 2007FP - Rev A07; Lcd Monitor | MX0G324H7426299P10LU | Dell Computer | Sleep Lab - White Pond | Barberton | White Pond Campus | Summa Health Neuroscience Services | 2nd Floor | 2010-01-11 | Low
No | 027171 | Monitors, Video | 2007FP - Rev A07; Lcd Monitor | MX0G324H742629AJ289L | Dell Computer | Sleep Lab - White Pond | Barberton | White Pond Campus | Summa Health Neuroscience Services | 2nd Floor | 2010-01-11 | Low
No | 027172 | Monitors, Video | 2007FP - Rev A07; Lcd Monitor | MX0G324H7426299P10GL | Dell Computer | Sleep Lab - White Pond | Barberton | White Pond Campus | Summa Health Neuroscience Services | 2nd Floor | 2010-01-11 | Low
No | 027950 | Monitors, Video | 2007FP - Rev A07; Lcd Monitor | OAF-2J9L | Dell Computer | Sleep Lab - Green | Barberton | Green Campus | Green Physician Office Building | 2nd Floor | 2011-02-03 | Low
No | 028661 | Monitors, Video | 2007FP - Rev A07; Lcd Monitor | MX0G324H742620842DVL | Dell Computer | Sleep Lab - Medina | Barberton | Medina Campus | Medina Medical Center | 2nd Floor | 2010-11-09 | Low
No | 028662 | Monitors, Video | 2007FP - Rev A07; Lcd Monitor | MX0G324H742620842CUL | Dell Computer | Sleep Lab - Medina | Barberton | Medina Campus | Medina Medical Center | 2nd Floor | 2010-11-09 | Low
No | 028663 | Monitors, Video | 2007FP - Rev A07; Lcd Monitor | MX0G324H742620842DPL | Dell Computer | Sleep Lab - Medina | Barberton | Medina Campus | Medina Medical Center | 2nd Floor | 2010-11-09 | Low
No | 028664 | Monitors, Video | 2007FP - Rev A07; Lcd Monitor | MX0G324H742620842DTL | Dell Computer | Sleep Lab - Medina | Barberton | Medina Campus | Medina Medical Center | 2nd Floor | 2010-11-09 | Low
No | 028665 | Monitors, Video | 2007FP - Rev A07; Lcd Monitor | MX0G324H742620842DYL | Dell Computer | Sleep Lab - Medina | Barberton | Medina Campus | Medina Medical Center | 2nd Floor | 2010-11-09 | Low
No | 028666 | Monitors, Video | 2007FP - Rev A07; Lcd Monitor | MX0G324H742620842DWL | Dell Computer | Sleep Lab - Medina | Barberton | Medina Campus | Medina Medical Center | 2nd Floor | 2010-11-09 | Low
No | 028667 | Monitors, Video | 2007FP - Rev A07; Lcd Monitor | MX0G324H742620842DUL | Dell Computer | Sleep Lab - Medina | Barberton | Medina Campus | Medina Medical Center | 2nd Floor | 2010-11-09 | Low
No | 028668 | Monitors, Video | 2007FP - Rev A07; Lcd Monitor | MX0G324H742620842D1L | Dell Computer | Sleep Lab - Medina | Barberton | Medina Campus | Medina Medical Center | 2nd Floor | 2010-11-09 | Low
No | 051994 | Monitors, Video | 215LM00032 - Aoc E2260S Monitor/Display | ANGGAIA002210 | Lkc Technologies Inc | Ophthalmology | Akron | Akron City Campus | 75 Arch | 2nd Floor | 2017-07-10 | Low
No | 037257 | Monitors, Video | 405-001-000 - Aview Monitor | AM15700325 | Ambu | Operating Room - SW | Barberton | Wadsworth Campus | Wadsworth-Rittman Medical Center | 1st Floor | 2016-02-09 | Low
No | 060598 | Monitors, Video | 405-001-000 - Aview Monitor | A221060004 | Ambu | Urology - Stow | Akron | Stow-Kent Campus | Stow-Kent Medical Center | 2nd Floor | 2021-10-04 | Low
No | 060599 | Monitors, Video | 405-001-000 - Aview Monitor | A221060012 | Ambu | Urology - ACH | Akron | Akron City Campus | 95 Arch | 1st Floor | 2021-10-04 | Low
No | 060600 | Monitors, Video | 405-001-000 - Aview Monitor | A221060031 | Ambu | Urology - ACH | Akron | Akron City Campus | 95 Arch | 1st Floor | 2021-10-04 | Low
No | 061019 | Monitors, Video | 405-001-000 - Aview Monitor | A221060038 | Ambu | Urology - ACH | Akron | Akron City Campus | 95 Arch | 1st Floor | 2021-10-04 | Low
No | 061020 | Monitors, Video | 405-001-000 - Aview Monitor | A221060076 | Ambu | Urology - ACH | Akron | Akron City Campus | 95 Arch | 1st Floor | 2021-10-04 | Low
No | 061021 | Monitors, Video | 405-001-000 - Aview Monitor | A221060046 | Ambu | Urology - ACH | Akron | Akron City Campus | 95 Arch | 1st Floor | 2021-10-04 | Low
No | 061022 | Monitors, Video | 405-001-000 - Aview Monitor | A221060025 | Ambu | Urology - Wadsworth | Barberton | Wadsworth Campus | Founder's Hall | 3rd Floor | 2021-10-04 | Low
No | 061023 | Monitors, Video | 405-001-000 - Aview Monitor | A221060021 | Ambu | Urology - ACH | Akron | Akron City Campus | 95 Arch | 1st Floor | 2021-10-04 | Low
No | 061970 | Monitors, Video | 405-001-000 - Aview Monitor | A22011010 | Ambu | Operating Room | Akron | Akron City Campus | Akron City Hospital | 1st Floor | 2021-08-31 | Low
No | 062137 | Monitors, Video | 405-001-000 - Aview Monitor | A222010973 | Ambu | Medina ASC | Barberton | Medina Campus | Medina Medical Center | 1st Floor | 2022-07-22 | Low
No | 064249 | Monitors, Video | 405-001-000 - Aview Monitor | A224050249 | Ambu | Communication Disorders | Akron | Akron City Campus | Akron City Hospital | Basement | 2024-10-01 10:55 | Low
No | 064754 | Monitors, Video | 405-001-000 - Aview Monitor | A224070160 | Ambu | Communication Disorders | Akron | Akron City Campus | Akron City Hospital | Basement | 2024-10-17 06:01 | Low
No | CE8444 | Monitors, Video | 405-001-000 - Aview Monitor | AM18100045 | Ambu | DMT Equipment Distribution - SB | Barberton | Barberton Campus | Summa Barberton Hospital | 5th Floor | 2018-07-13 | Low
No | CE8445 | Monitors, Video | 405-001-000 - Aview Monitor | AM18100047 | Ambu | DMT Equipment Distribution - SB | Barberton | Barberton Campus | Summa Barberton Hospital | 5th Floor | 2018-07-13 | Low
No | 052191 | Monitors, Video | 405-002-000 - Aview Monitor | Unknown | Ambu | T1 - CTV Intensive Care Unit (CTV-ICU) | Akron | Akron City Campus | Critical Care Tower | 1st Floor | 2018-10-19 | Low
No | 063044 | Monitors, Video | 405-002-000 - Aview Monitor | A222030427 | Ambu | Summa Rehab Hospital | Akron | Akron City Campus | Summa Rehab Hospital |  | 2023-04-13 09:29 | Low
No | 063045 | Monitors, Video | 405-002-000 - Aview Monitor | A222030440 | Ambu | Summa Rehab Hospital | Akron | Akron City Campus | Summa Rehab Hospital |  | 2023-04-13 09:29 | Low
No | 006516 | Monitors, Video | 620-V70 - Monitor, 17" Svga | 728CB03EC234 | Compaq | SCI-Cardiac Cath Lab Svcs | Akron | Akron City Campus | Akron City Hospital | 1st Floor | 1999-06-01 | Low
No | 056175 | Monitors, Video | 678-001-223 - Lcd Monitor, 55" | Unknown | Stryker | Operating Room | Akron | Akron City Campus | Akron City Hospital | 1st Floor | 2019-04-23 | Low
No | 056188 | Monitors, Video | 678-001-223 - Lcd Monitor, 55" | Unknown | Stryker | Operating Room | Akron | Akron City Campus | Akron City Hospital | 1st Floor | 2019-04-23 | Low
No | 056203 | Monitors, Video | 678-001-223 - Lcd Monitor, 55" | Unknown | Stryker | Operating Room | Akron | Akron City Campus | Akron City Hospital | 1st Floor | 2019-04-23 | Low
No | 056224 | Monitors, Video | 678-001-223 - Lcd Monitor, 55" | Unknown | Stryker | Operating Room | Akron | Akron City Campus | Akron City Hospital | 1st Floor | 2019-04-23 | Low
No | 058135 | Monitors, Video | 991932381045 - MDSC2224 | 721926616349 | Barco | Operating Room | Akron | Akron City Campus | Akron City Hospital | 1st Floor | 2019-11-05 | Low
No | 058142 | Monitors, Video | 991932381045 - MDSC2224 | 721923606251 | Barco | Operating Room | Akron | Akron City Campus | Akron City Hospital | 1st Floor | 2019-11-05 | Low
No | 058735 | Monitors, Video | 991932381045 - MDSC2224 | AN001605001269 | Barco | Operating Room | Akron | Akron City Campus | Akron City Hospital | 1st Floor | 2019-11-05 | Low
No | 070842 | Monitors, Video | AR-3250-3212 - 32" HDR 4K Monitor | 409KCBDKT557 | Arthrex | Operating Room - SW | Barberton | Wadsworth Campus | Wadsworth-Rittman Medical Center | 1st Floor | 2025-01-16 14:41 | Low
No | 070843 | Monitors, Video | AR-3250-3212 - 32" HDR 4K Monitor | 409KCDGKT546 | Arthrex | Operating Room - SW | Barberton | Wadsworth Campus | Wadsworth-Rittman Medical Center | 1st Floor | 2025-01-16 14:41 | Low
No | 070844 | Monitors, Video | AR-3250-3212 - 32" HDR 4K Monitor | 409KCPYKT560 | Arthrex | Operating Room - SW | Barberton | Wadsworth Campus | Wadsworth-Rittman Medical Center | 1st Floor | 2025-01-16 14:41 | Low
No | 070845 | Monitors, Video | AR-3250-3212 - 32" HDR 4K Monitor | 409KCLHKT568 | Arthrex | Operating Room - SW | Barberton | Wadsworth Campus | Wadsworth-Rittman Medical Center | 1st Floor | 2025-01-16 14:41 | Low
No | 031807 | Monitors, Video | C84 | PBF14HL | Olympus America | Endoscopy - Outpatient | Akron | Akron City Campus | 95 Arch | Ground Floor | 2014-10-20 | Low
No | 016379 | Monitors, Video | CPD-E100 - Monitor, Video, 15" | 4091748 | Sony Electronics | H2 - Labor and Delivery Unit (L&D) | Akron | Akron City Campus | H Tower | 2nd Floor | 2000-10-13 | Low
No | 035067 | Monitors, Video | E4U30A - E190I Ips | CN44161NDJ | Hewlett Packard | 5 West - Cardiac Progressive Care Unit (PCU) | Akron | Akron City Campus | Akron City Hospital | 5th Floor | 2014-11-12 | Low
No | 035177 | Monitors, Video | E4U30A - E190I Ips | CN440303WC | Hewlett Packard | 5 West - Cardiac Progressive Care Unit (PCU) | Akron | Akron City Campus | Akron City Hospital | 5th Floor | 2015-01-07 | Low
No | 035190 | Monitors, Video | E4U30A - E190I Ips | CN44010RHC | Hewlett Packard | 4 North - Medical Unit | Akron | Akron City Campus | Akron City Hospital | 4th Floor | 2014-01-01 | Low
No | 035213 | Monitors, Video | E4U30A - E190I Ips | CN44361FBY | Hewlett Packard | 5 West - Cardiac Progressive Care Unit (PCU) | Akron | Akron City Campus | Akron City Hospital | 5th Floor | 2015-02-19 | Low
No | 035235 | Monitors, Video | E4U30A - E190I Ips | CN44010RMR | Hewlett Packard | 5 West - Cardiac Progressive Care Unit (PCU) | Akron | Akron City Campus | Akron City Hospital | 5th Floor | 2015-05-18 | Low
No | 035245 | Monitors, Video | E4U30A - E190I Ips | CN45040CN0 | Hewlett Packard | 5 West - Cardiac Progressive Care Unit (PCU) | Akron | Akron City Campus | Akron City Hospital | 5th Floor | 2015-05-22 | Low
No | 035246 | Monitors, Video | E4U30A - E190I Ips | CN45040D32 | Hewlett Packard | 5 West - Cardiac Progressive Care Unit (PCU) | Akron | Akron City Campus | Akron City Hospital | 5th Floor | 2015-05-26 | Low
No | 035259 | Monitors, Video | E4U30A - E190I Ips | CN45040CZ1 | Hewlett Packard | 5 West - Cardiac Progressive Care Unit (PCU) | Akron | Akron City Campus | Akron City Hospital | 5th Floor | 2015-06-16 | Low
No | 035261 | Monitors, Video | E4U30A - E190I Ips | CN4504BPP | Hewlett Packard | 4 North - Medical Unit | Akron | Akron City Campus | Akron City Hospital | 4th Floor | 2015-05-26 | Low
No | 035263 | Monitors, Video | E4U30A - E190I Ips | CN45040C3N | Hewlett Packard | 4 West - CPI Progressive Care Unit (CPI-PCU) | Akron | Akron City Campus | Akron City Hospital | 4th Floor | 2015-06-29 | Low
No | 035310 | Monitors, Video | E4U30A - E190I Ips | CN45310ZF1 | Hewlett Packard | 4 North - Medical Unit | Akron | Akron City Campus | Akron City Hospital | 4th Floor | 2015-12-07 | Low
No | 035347 | Monitors, Video | E4U30A - E190I Ips | CN5460J06 | Hewlett Packard | 5 West - Cardiac Progressive Care Unit (PCU) | Akron | Akron City Campus | Akron City Hospital | 5th Floor | 2016-01-18 | Low
No | 035349 | Monitors, Video | E4U30A - E190I Ips | CN45460HW3 | Hewlett Packard | 5 East - Observation Unit | Akron | Akron City Campus | Akron City Hospital | 5th Floor | 2016-02-08 | Low
No | 035352 | Monitors, Video | E4U30A - E190I Ips | CN45490KYK | Hewlett Packard | 4 North - Medical Unit | Akron | Akron City Campus | Akron City Hospital | 4th Floor | 2016-02-22 | Low
No | 035353 | Monitors, Video | E4U30A - E190I Ips | CN45490KYJ | Hewlett Packard | 4 North - Medical Unit | Akron | Akron City Campus | Akron City Hospital | 4th Floor | 2016-02-22 | Low
No | 035474 | Monitors, Video | E4U30A - E190I Ips | CN44070DZG | Hewlett Packard | 5 East - Observation Unit | Akron | Akron City Campus | Akron City Hospital | 5th Floor | 2017-02-17 | Low
No | 054522 | Monitors, Video | E4U30A - E190I Ips | CN47390DMN | Hewlett Packard | 5 West - Cardiac Progressive Care Unit (PCU) | Akron | Akron City Campus | Akron City Hospital | 5th Floor | 2018-01-05 | Low
No | 054529 | Monitors, Video | E4U30A - E190I Ips | CN47390CS7 | Hewlett Packard | 4 West - CPI Progressive Care Unit (CPI-PCU) | Akron | Akron City Campus | Akron City Hospital | 4th Floor | 2018-01-10 | Low
No | 054556 | Monitors, Video | E4U30A - E190I Ips | CN4750026L | Hewlett Packard | 5 West - Cardiac Progressive Care Unit (PCU) | Akron | Akron City Campus | Akron City Hospital | 5th Floor | 2018-04-09 | Low
No | 054557 | Monitors, Video | E4U30A - E190I Ips | CN47500273 | Hewlett Packard | EEG Neurology Lab | Akron | Akron City Campus | Akron City Hospital | Ground Floor | 2018-04-09 | Low
No | 054846 | Monitors, Video | E4U30A - E190I Ips | CN4816027N | Hewlett Packard | 4 North - Medical Unit | Akron | Akron City Campus | Akron City Hospital | 4th Floor | 2018-08-06 | Low
No | 054855 | Monitors, Video | E4U30A - E190I Ips | CN4816024W | Hewlett Packard | 5 East - Observation Unit | Akron | Akron City Campus | Akron City Hospital | 5th Floor | 2018-08-27 | Low
No | 054856 | Monitors, Video | E4U30A - E190I Ips | CN48160251 | Hewlett Packard | 4 West - CPI Progressive Care Unit (CPI-PCU) | Akron | Akron City Campus | Akron City Hospital | 4th Floor | 2018-08-27 | Low
No | 054908 | Monitors, Video | E4U30A - E190I Ips | cn481602n5 | Hewlett Packard | 4 West - CPI Progressive Care Unit (CPI-PCU) | Akron | Akron City Campus | Akron City Hospital | 4th Floor | 2018-11-01 | Low
No | 054909 | Monitors, Video | E4U30A - E190I Ips | CN481602L1 | Hewlett Packard | 4 West - CPI Progressive Care Unit (CPI-PCU) | Akron | Akron City Campus | Akron City Hospital | 4th Floor | 2018-11-01 | Low
No | 054932 | Monitors, Video | E4U30A - E190I Ips | CN481505CX | Hewlett Packard | 4 West - CPI Progressive Care Unit (CPI-PCU) | Akron | Akron City Campus | Akron City Hospital | 4th Floor | 2018-12-07 | Low
No | 054936 | Monitors, Video | E4U30A - E190I Ips | CN480804Y7 | Hewlett Packard | 4 West - CPI Progressive Care Unit (CPI-PCU) | Akron | Akron City Campus | Akron City Hospital | 4th Floor | 2018-12-13 | Low
No | 054937 | Monitors, Video | E4U30A - E190I Ips | CN4808084YK | Hewlett Packard | 4 West - CPI Progressive Care Unit (CPI-PCU) | Akron | Akron City Campus | Akron City Hospital | 4th Floor | 2018-12-13 | Low
No | 056084 | Monitors, Video | E4U30A - E190I Ips | CN484801CF | Hewlett Packard | 4 West - CPI Progressive Care Unit (CPI-PCU) | Akron | Akron City Campus | Akron City Hospital | 4th Floor | 2019-04-17 | Low
No | 056724 | Monitors, Video | E4U30A - E190I Ips | CN484902S2 | Hewlett Packard | 4 West - CPI Progressive Care Unit (CPI-PCU) | Akron | Akron City Campus | Akron City Hospital | 4th Floor | 2019-06-27 | Low
No | 057791 | Monitors, Video | E4U30A - E190I Ips | CN4927061N | Hewlett Packard | 4 West - CPI Progressive Care Unit (CPI-PCU) | Akron | Akron City Campus | Akron City Hospital | 4th Floor | 2019-11-05 | Low
No | 057795 | Monitors, Video | E4U30A - E190I Ips | CN4927061W | Hewlett Packard | 4 West - CPI Progressive Care Unit (CPI-PCU) | Akron | Akron City Campus | Akron City Hospital | 4th Floor | 2019-11-05 | Low
No | 057855 | Monitors, Video | E4U30A - E190I Ips | CN491108N3 | Hewlett Packard | 4 North - Medical Unit | Akron | Akron City Campus | Akron City Hospital | 4th Floor | 2019-07-18 | Low
No | 057856 | Monitors, Video | E4U30A - E190I Ips | CN491108MP | Hewlett Packard | 4 North - Medical Unit | Akron | Akron City Campus | Akron City Hospital | 4th Floor | 2019-07-18 | Low
No | 057857 | Monitors, Video | E4U30A - E190I Ips | CN491108MM | Hewlett Packard | 4 North - Medical Unit | Akron | Akron City Campus | Akron City Hospital | 4th Floor | 2019-07-18 | Low
No | 057858 | Monitors, Video | E4U30A - E190I Ips | CN491108MW | Hewlett Packard | 4 North - Medical Unit | Akron | Akron City Campus | Akron City Hospital | 4th Floor | 2019-07-18 | Low
No | 057859 | Monitors, Video | E4U30A - E190I Ips | CN491108MK | Hewlett Packard | 4 North - Medical Unit | Akron | Akron City Campus | Akron City Hospital | 4th Floor | 2019-07-18 | Low
No | 057860 | Monitors, Video | E4U30A - E190I Ips | cn491108k5 | Hewlett Packard | 4 North - Medical Unit | Akron | Akron City Campus | Akron City Hospital | 4th Floor | 2019-07-18 | Low
No | 057861 | Monitors, Video | E4U30A - E190I Ips | CN491108TW | Hewlett Packard | 4 North - Medical Unit | Akron | Akron City Campus | Akron City Hospital | 4th Floor | 2019-07-18 | Low
No | 057862 | Monitors, Video | E4U30A - E190I Ips | CN491108KB | Hewlett Packard | 4 North - Medical Unit | Akron | Akron City Campus | Akron City Hospital | 4th Floor | 2019-07-18 | Low
No | 058977 | Monitors, Video | E4U30A - E190I Ips | CN4934015Y | Hewlett Packard | 4 West - CPI Progressive Care Unit (CPI-PCU) | Akron | Akron City Campus | Akron City Hospital | 4th Floor | 2020-04-08 | Low
No | 059024 | Monitors, Video | E4U30A - E190I Ips | CN493407LP | Hewlett Packard | 5 West - Cardiac Progressive Care Unit (PCU) | Akron | Akron City Campus | Akron City Hospital | 5th Floor | 2020-06-12 | Low
No | 059025 | Monitors, Video | E4U30A - E190I Ips | CN493407LW | Hewlett Packard | 4 West - CPI Progressive Care Unit (CPI-PCU) | Akron | Akron City Campus | Akron City Hospital | 4th Floor | 2020-06-12 | Low
No | 059392 | Monitors, Video | E4U30A - E190I Ips | CN493407SN | Hewlett Packard | 4 West - CPI Progressive Care Unit (CPI-PCU) | Akron | Akron City Campus | Akron City Hospital | 4th Floor | 2018-11-01 | Low
No | 059393 | Monitors, Video | E4U30A - E190I Ips | CN493407SK | Hewlett Packard | Health Tech Mgmt | Akron | Akron City Campus | ACH Admin Building | Ground Floor | 2018-11-01 | Low
No | 060144 | Monitors, Video | E4U30A - E190I Ips | CN40210N2G | Hewlett Packard | 4 West - CPI Progressive Care Unit (CPI-PCU) | Akron | Akron City Campus | Akron City Hospital | 4th Floor | 2021-02-26 | Low
No | 060145 | Monitors, Video | E4U30A - E190I Ips | CN40210N27 | Hewlett Packard | 5 West - Cardiac Progressive Care Unit (PCU) | Akron | Akron City Campus | Akron City Hospital | 5th Floor | 2021-02-26 | Low
No | 061341 | Monitors, Video | E4U30A - E190I Ips | CN48430L6X | Hewlett Packard | 5 East - Observation Unit | Akron | Akron City Campus | Akron City Hospital | 5th Floor | 2022-01-12 | Low
No | 061535 | Monitors, Video | E4U30A - E190I Ips | CN41030VWP | Hewlett Packard | 4 West - CPI Progressive Care Unit (CPI-PCU) | Akron | Akron City Campus | Akron City Hospital | 4th Floor | 2022-01-25 | Low
No | 061536 | Monitors, Video | E4U30A - E190I Ips | CN4103X9G | Hewlett Packard | Emergency Department (ED) - ACH | Akron | Akron City Campus | Akron City Hospital | Ground Floor | 2022-01-25 | Low
No | 061537 | Monitors, Video | E4U30A - E190I Ips | CN41030VWQ | Hewlett Packard | 5 West - Cardiac Progressive Care Unit (PCU) | Akron | Akron City Campus | Akron City Hospital | 5th Floor | 2022-01-25 | Low
No | 062415 | Monitors, Video | E4U30A - E190I Ips | CN49420KKQ | Hewlett Packard | 5 West - Cardiac Progressive Care Unit (PCU) | Akron | Akron City Campus | Akron City Hospital | 5th Floor | 2022-12-01 | Low
No | 062416 | Monitors, Video | E4U30A - E190I Ips | CN49420K2M | Hewlett Packard | 5 East - Observation Unit | Akron | Akron City Campus | Akron City Hospital | 5th Floor | 2022-12-01 | Low
No | 063130 | Monitors, Video | E4U30A - E190I Ips | CN494302S1 | Hewlett Packard | 4 West - CPI Progressive Care Unit (CPI-PCU) | Akron | Akron City Campus | Akron City Hospital | 4th Floor | 2018-01-05 | Low
No | 063133 | Monitors, Video | E4U30A - E190I Ips | CN49420K1Q | Hewlett Packard | 4 North - Medical Unit | Akron | Akron City Campus | Akron City Hospital | 4th Floor | 2018-01-05 | Low
No | 063414 | Monitors, Video | E4U30A - E190I Ips | CN49420K2P | Hewlett Packard | 4 West - CPI Progressive Care Unit (CPI-PCU) | Akron | Akron City Campus | Akron City Hospital | 4th Floor | 2018-01-10 | Low
No | 051995 | Monitors, Video | E773s - Display/Monitor | CNON8176476065 | Dell Computer | Ophthalmology | Akron | Akron City Campus | 75 Arch | 2nd Floor | 2017-07-10 | Low
No | 004725 | Monitors, Video | GDM-20SE2T - Monitor, Video | 2162183 | Sony Electronics | Sleep Lab - White Pond | Barberton | White Pond Campus | Summa Health Neuroscience Services | 2nd Floor | 1998-01-06 | Low
No | 038637 | Monitors, Video | GEN2410LMII - FP2401 | DTN170B0007 | Richardson Electronics | Endoscopy - SB | Barberton | Barberton Campus | Summa Barberton Hospital | 2nd Floor | 2013-11-11 | Low
No | CE5825 | Monitors, Video | KDL Series | 1802870 | Sony Electronics | Endoscopy - SW | Barberton | Wadsworth Campus | Wadsworth-Rittman Medical Center | 1st Floor | 2009-04-01 | Low
No | CE5831 | Monitors, Video | KDL Series | 1803671 | Sony Electronics | Endoscopy - SW | Barberton | Wadsworth Campus | Wadsworth-Rittman Medical Center | 1st Floor | 2009-04-01 | Low
No | CE5832 | Monitors, Video | KDL Series | 1809113 | Sony Electronics | Endoscopy - SW | Barberton | Wadsworth Campus | Wadsworth-Rittman Medical Center | 1st Floor | 2009-04-01 | Low
No | 028712 | Monitors, Video | LA1951G - 19" Flat Screen | CNK0320N9T | Hewlett Packard | Nuclear Medicine | Akron | Akron City Campus | Akron City Hospital | Ground Floor | 2010-12-14 | Low
No | 028713 | Monitors, Video | LA1951G - 19" Flat Screen | CNK0320NBC | Hewlett Packard | Nuclear Medicine | Akron | Akron City Campus | Akron City Hospital | Ground Floor | 2010-12-14 | Low
No | 028714 | Monitors, Video | LA1951G - 19" Flat Screen | CNK0320NBD | Hewlett Packard | Nuclear Medicine | Akron | Akron City Campus | Akron City Hospital | Ground Floor | 2010-12-14 | Low
No | 028715 | Monitors, Video | LA1951G - 19" Flat Screen | CNK032ONBB | Hewlett Packard | Nuclear Medicine | Akron | Akron City Campus | Akron City Hospital | Ground Floor | 2010-12-14 | Low
No | 030308 | Monitors, Video | LA1951G - 19" Flat Screen | 3CQ2431Q7R | Hewlett Packard | 5 East - Observation Unit | Akron | Akron City Campus | Akron City Hospital | 5th Floor | 2013-03-20 | Low
No | 031427 | Monitors, Video | LA1951G - 19" Flat Screen | 3CQ144N0B1 | Hewlett Packard | Emergency Department (ED) - Green | Barberton | Green Campus | Green Medical Center | Ground Floor | 2012-06-20 | Low
No | 031429 | Monitors, Video | LA1951G - 19" Flat Screen | 3CQ144N0V5 | Hewlett Packard | Emergency Department (ED) - Green | Barberton | Green Campus | Green Medical Center | Ground Floor | 2012-06-20 | Low
No | 020832 | Monitors, Video | LCD17D - Display, Flat, 17" | WCCF0710991 | Princeton Digital Corp. | SCI-Cardiac Cath Lab Svcs | Akron | Akron City Campus | Akron City Hospital | 1st Floor | 2005-07-07 | Low
No | CE6591 | Monitors, Video | LMD-1950MD/BS | 2013384 | Sony Electronics | Endoscopy - SB | Barberton | Barberton Campus | Summa Barberton Hospital | 2nd Floor | 2012-03-06 | Low
No | 043947 | Monitors, Video | LMD-2110MD | 3503268 | Sony Electronics | ENT | Akron | Akron City Campus | 55 Arch | 2nd Floor | 2022-02-15 | Low
No | 058769 | Monitors, Video | LMD-2110MD | 3400505 | Sony Electronics | ENT | Akron | Akron City Campus | 55 Arch | 2nd Floor | 2020-03-16 | Low
No | 064186 | Monitors, Video | LMD-2110MD | 3402385 | Sony Electronics | ENT | Akron | Akron City Campus | 55 Arch | 2nd Floor | 2022-02-15 | Low
No | 064187 | Monitors, Video | LMD-2110MD | 3502976 | Sony Electronics | ENT | Akron | Akron City Campus | 55 Arch | 2nd Floor | 2022-02-15 | Low
No | 022959 | Monitors, Video | LMD-2450MD | 3005590 | Sony Electronics | Endoscopy | Akron | Akron City Campus | Akron City Hospital | Ground Floor | 2009-12-08 | Low
No | 058905 | Monitors, Video | LMD-2450MD | 734094-001 | Sony Electronics | Endoscopy | Akron | Akron City Campus | Akron City Hospital | Ground Floor | 2009-12-08 | Low
No | 058908 | Monitors, Video | LMD-2450MD | 3008525 | Sony Electronics | Colon/Rectal Surgeons | Akron | Akron City Campus | 95 Arch | 1st Floor | 2010-05-03 | Low
No | 037309 | Monitors, Video | LMD-2451MD/HD | 3100602 | Sony Electronics | Endoscopy - SW | Barberton | Wadsworth Campus | Wadsworth-Rittman Medical Center | 1st Floor | 2011-04-25 | Low
No | 038861 | Monitors, Video | LMD-2451MD/HD | 3100410 | Sony Electronics | Endoscopy - SB | Barberton | Barberton Campus | Summa Barberton Hospital | 2nd Floor | 2011-04-13 | Low
No | 027122 | Monitors, Video | M3163-60018 - 19" Touch Flat Panel Display | H09C024662 | Philips Healthcare | Health Tech Mgmt | Akron | Akron City Campus | ACH Admin Building | Ground Floor | 2010-02-03 | Low
No | 027428 | Monitors, Video | M3163-60018 - 19" Touch Flat Panel Display | H09C017977 | Philips Healthcare | 4 West - CPI Progressive Care Unit (CPI-PCU) | Akron | Akron City Campus | Akron City Hospital | 4th Floor | 2010-02-01 | Low
No | CE5188 | Monitors, Video | NIT-UX23-B02 - Display | 04-38623 | National Display Systems | Operating Room - SB | Barberton | Barberton Campus | Summa Barberton Hospital | 2nd Floor | 2012-01-03 | Low
No | CE5192 | Monitors, Video | NIT-UX23-B02 - Display | 04-38624 | National Display Systems | Operating Room - SB | Barberton | Barberton Campus | Summa Barberton Hospital | 2nd Floor | 2012-01-03 | Low
No | 101-19631 | Monitors, Video | OEV-191 | 7501424 | Olympus America | Endoscopy - SW | Barberton | Wadsworth Campus | Wadsworth-Rittman Medical Center | 1st Floor | 2007-12-13 | Low
No | 028468 | Monitors, Video | OEV-261H | 7356379 | Olympus America | Medina ASC | Barberton | Medina Campus | Medina Medical Center | 1st Floor | 2013-12-11 | Low
No | 031772 | Monitors, Video | OEV-261H | 7413712 | Olympus America | Endoscopy | Akron | Akron City Campus | Akron City Hospital | Ground Floor | 2014-10-15 | Low
No | 038639 | Monitors, Video | OEV-261H | 7012877 | Olympus America | Endoscopy - SB | Barberton | Barberton Campus | Summa Barberton Hospital | 2nd Floor | 2010-08-24 | Low
No | 038684 | Monitors, Video | OEV-261H | 7012876 | Olympus America | Endoscopy - SB | Barberton | Barberton Campus | Summa Barberton Hospital | 2nd Floor | 2010-08-24 | Low
No | 070184 | Monitors, Video | OEV-261H | 02863496 | Olympus America | Endoscopy - SB | Barberton | Barberton Campus | Summa Barberton Hospital | 2nd Floor | 2023-09-07 | Low
No | CE6985 | Monitors, Video | OEV-261H | 7351238 | Olympus America | Operating Room - SB | Barberton | Barberton Campus | Summa Barberton Hospital | 2nd Floor | 2013-05-14 | Low
No | 031748 | Monitors, Video | OEV-262H | 7413718 | Olympus America | Operating Room | Akron | Akron City Campus | Akron City Hospital | 1st Floor | 2014-10-08 | Low
No | 031760 | Monitors, Video | OEV-262H | 7413580 | Olympus America | Operating Room | Akron | Akron City Campus | Akron City Hospital | 1st Floor | 2014-10-08 | Low
No | 031782 | Monitors, Video | OEV-262H | 7413714 | Olympus America | Endoscopy | Akron | Akron City Campus | Akron City Hospital | Ground Floor | 2014-10-15 | Low
No | 031783 | Monitors, Video | OEV-262H | 7413716 | Olympus America | Endoscopy | Akron | Akron City Campus | Akron City Hospital | Ground Floor | 2014-10-15 | Low
No | 031785 | Monitors, Video | OEV-262H | 7413717 | Olympus America | Endoscopy | Akron | Akron City Campus | Akron City Hospital | Ground Floor | 2014-10-20 | Low
No | 031813 | Monitors, Video | OEV-262H | 7413715 | Olympus America | Endoscopy | Akron | Akron City Campus | Akron City Hospital | Ground Floor | 2014-10-21 | Low
No | 031814 | Monitors, Video | OEV-262H | 7413698 | Olympus America | Endoscopy | Akron | Akron City Campus | Akron City Hospital | Ground Floor | 2014-10-21 | Low
No | 031815 | Monitors, Video | OEV-262H | 7413709 | Olympus America | Endoscopy | Akron | Akron City Campus | Akron City Hospital | Ground Floor | 2014-10-21 | Low
No | 031816 | Monitors, Video | OEV-262H | 7413679 | Olympus America | Endoscopy | Akron | Akron City Campus | Akron City Hospital | Ground Floor | 2014-10-21 | Low
No | 036751 | Monitors, Video | OEV-262H | 7881714 | Olympus America | Endoscopy - SB | Barberton | Barberton Campus | Summa Barberton Hospital | 2nd Floor | 2019-03-26 | Low
No | 036755 | Monitors, Video | OEV-262H | 7881682 | Olympus America | Endoscopy - SB | Barberton | Barberton Campus | Summa Barberton Hospital | 2nd Floor | 2019-03-26 | Low
No | 036759 | Monitors, Video | OEV-262H | 7881720 | Olympus America | Endoscopy - SB | Barberton | Barberton Campus | Summa Barberton Hospital | 2nd Floor | 2019-03-26 | Low
No | 039709 | Monitors, Video | OEV-262H | 7290118 | Olympus America | Endoscopy - SB | Barberton | Barberton Campus | Summa Barberton Hospital | 2nd Floor | 2022-05-26 | Low
No | 064188 | Monitors, Video | OEV-262H | 7390113 | Olympus America | ENT | Akron | Akron City Campus | 55 Arch | 2nd Floor | 2022-02-15 | Low
No | 027591 | Monitors, Video | P462 (0678-000-272) - Display, Lcd, 46' | BLACK | NEC | Operating Room | Akron | Akron City Campus | Akron City Hospital | 1st Floor | 2012-05-22 | Low
No | 032418 | Monitors, Video | P462 (0678-000-272) - Display, Lcd, 46' | 25201048NW | NEC | Operating Room | Akron | Akron City Campus | Akron City Hospital | 1st Floor | 2015-03-17 | Low
No | 056160 | Monitors, Video | P462 (0678-000-272) - Display, Lcd, 46' | Unknown | NEC | Operating Room | Akron | Akron City Campus | Akron City Hospital | 1st Floor | 2019-07-18 | Low
No | 058711 | Monitors, Video | POC-S-W212C-00E - Poc-S-W212C-00E | TPAB856459 | Advantech Corp | Operating Room | Akron | Akron City Campus | Akron City Hospital | 1st Floor | 2020-07-08 | Low
No | 061951 | Monitors, Video | POC-S-W212C-00E - Poc-S-W212C-00E | TPAC543949 | Advantech Corp | Urogynecology | Akron | Akron City Campus | 95 Arch | 2nd Floor | 2022-05-13 | Low
No | 051987 | Monitors, Video | PT1510MX - Monitor (Black) | A577644I0A21K005 | Planar Systems | Rehab Services OP - Green | Barberton | Green Campus | Green Family YMCA | Ground Floor | 2017-05-29 | Low
No | 001654 | Monitors, Video | PVM-1390 - Monitor, Video | 5006853 | Sony Electronics | Family Medicine Center | Akron | Akron City Campus | 55 Arch | 3rd Floor | 1990-06-04 | Low
No | 012250 | Monitors, Video | PVM-1390 - Monitor, Video | 2018448 | Sony Electronics | Nuclear Medicine | Akron | Akron City Campus | Akron City Hospital | Ground Floor | 1992-01-01 | Low
No | 019195 | Monitors, Video | PVM-1390 - Monitor, Video | 2018446 | Sony Electronics | Nuclear Medicine | Akron | Akron City Campus | Akron City Hospital | Ground Floor | 2002-08-07 | Low
No | CE3181 | Monitors, Video | PVM-1390 - Monitor, Video | 5008125 | Sony Electronics | Operating Room - SB | Barberton | Barberton Campus | Summa Barberton Hospital | 2nd Floor | 2009-04-01 | Low
No | 015676 | Monitors, Video | PVM-1943MD | 2003723 | Sony Electronics | SCI - Noninvasive Vascular | Akron | Akron City Campus | Akron City Hospital | Ground Floor | 2004-07-27 | Low
No | CE3358 | Monitors, Video | PVM-1943MD | 2011388 | Sony Electronics | Endoscopy - SB | Barberton | Barberton Campus | Summa Barberton Hospital | 2nd Floor | 2009-04-01 | Low
No | 037432 | Monitors, Video | PVM20M2MD2 | sve21610074 | Stryker | Endoscopy - SW | Barberton | Wadsworth Campus | Wadsworth-Rittman Medical Center | 1st Floor | 2006-10-11 | Low
No | 062824 | Monitors, Video | RAP2402AMI | DTW28070146 | DIVA Labs | Interventional Psychiatry | Akron | Akron City Campus | Akron City Hospital | 2nd Floor | 2023-01-24 11:07 | Low
No | 064175 | Monitors, Video | RAP2402AMI | D012227060716 | DIVA Labs | Health Tech Mgmt | Akron | Akron City Campus | H Tower | Basement | 2024-10-07 09:00 | Low
No | 064621 | Monitors, Video | RAP2402AMI | DTW83070274 | DIVA Labs | SCI-Cardiology Prep & Recovery | Akron | Akron City Campus | Akron City Hospital | 1st Floor | 2024-10-17 09:04 | Low
No | 016151 | Monitors, Video | TRINITRON - Monitor, Video | 213909 | Sony Electronics | LAB Administration | Akron | Akron City Campus | ACH Admin Building | 3rd Floor | 1978-01-01 | Low
No | 026823 | Morcellators, Endoscopic | 10-500 - Myosure Control Unit | H0837C12D0 | Hologic | Medina ASC | Barberton | Medina Campus | Medina Medical Center | 1st Floor | 2019-05-30 | Low
No | 026824 | Morcellators, Endoscopic | 10-500 - Myosure Control Unit | H1112G12D0 | Hologic | Medina ASC | Barberton | Medina Campus | Medina Medical Center | 1st Floor | 2019-05-30 | Low
No | 034795 | Morcellators, Endoscopic | 10-550 - MyoSure Controller | H4652G16D0 | Hologic | Operating Room | Akron | Akron City Campus | Akron City Hospital | 1st Floor | 2016-08-16 | Low
No | 034796 | Morcellators, Endoscopic | 10-550 - MyoSure Controller | H4679G16D0 | Hologic | Operating Room | Akron | Akron City Campus | Akron City Hospital | 1st Floor | 2016-08-16 | Low
No | 038054 | Morcellators, Endoscopic | 10-550 - MyoSure Controller | H3389H15DO | Hologic | Operating Room - SB | Barberton | Barberton Campus | Summa Barberton Hospital | 2nd Floor | 2017-07-28 | Low
No | 052662 | Morcellators, Endoscopic | 10-550 - MyoSure Controller | H6952B18D0 | Hologic | Operating Room | Akron | Akron City Campus | Akron City Hospital | 1st Floor | 2018-03-01 | Low
No | 054551 | Nebulizers | 1095060 - Innospire Essence Compressor | 1013844634 | Philips Healthcare / Respironics | Internal Medicine | Akron | Akron City Campus | 55 Arch | 1st Floor | 2018-05-30 | Low
No | 054552 | Nebulizers | 1095060 - Innospire Essence Compressor | 1013844637 | Philips Healthcare / Respironics | Internal Medicine | Akron | Akron City Campus | 55 Arch | 1st Floor | 2018-05-30 | Low
No | 070216 | Nebulizers | 18021 - Drive Power Neb II | M70104467 | Devilbiss Healthcare | Internal Medicine - White Pond | Barberton | White Pond Campus | White Pond Medical Center | 2nd Floor | 2024-02-21 08:38 | Low
No | 070803 | Nebulizers | 3050-2 - SportNeb 2 | JLN-2308AS | Drive Medical Design & Manufacturing | Internal Medicine - Green | Barberton | Green Campus | Green Medical Center | Ground Floor | 2024-12-11 10:37 | Low
No | 033581 | Nebulizers | 310B0003 - Vios Aerosol Delivery System | AD14A33121 | PARI Respiratory Equipment | Respiratory Care | Akron | Akron City Campus | Akron City Hospital | 6th Floor | 2014-02-14 | Low
No | 033582 | Nebulizers | 310B0003 - Vios Aerosol Delivery System | ad14a33141 | PARI Respiratory Equipment | Pulmonary Function Testing | Akron | Akron City Campus | Akron City Hospital | 5th Floor | 2014-02-14 | Low
No | 033583 | Nebulizers | 310B0003 - Vios Aerosol Delivery System | AD14A33123 | PARI Respiratory Equipment | Respiratory Care | Akron | Akron City Campus | Akron City Hospital | 6th Floor | 2014-02-14 | Low
No | 033584 | Nebulizers | 310B0003 - Vios Aerosol Delivery System | AD14A33140 | PARI Respiratory Equipment | Pulmonary Function Testing | Akron | Akron City Campus | Akron City Hospital | 5th Floor | 2014-02-14 | Low
No | 033585 | Nebulizers | 310B0003 - Vios Aerosol Delivery System | AD14A33125 | PARI Respiratory Equipment | Pulmonary Function Testing | Akron | Akron City Campus | Akron City Hospital | 5th Floor | 2014-02-14 | Low
No | 033586 | Nebulizers | 310B0003 - Vios Aerosol Delivery System | AD14A33126 | PARI Respiratory Equipment | Respiratory Care | Akron | Akron City Campus | Akron City Hospital | 6th Floor | 2014-02-14 | Low
No | 033587 | Nebulizers | 310B0003 - Vios Aerosol Delivery System | AD14A33124 | PARI Respiratory Equipment | Respiratory Care | Akron | Akron City Campus | Akron City Hospital | 6th Floor | 2014-02-14 | Low
No | 033588 | Nebulizers | 310B0003 - Vios Aerosol Delivery System | AD14A33142 | PARI Respiratory Equipment | Respiratory Care | Akron | Akron City Campus | Akron City Hospital | 6th Floor | 2014-02-14 | Low
No | 033589 | Nebulizers | 310B0003 - Vios Aerosol Delivery System | AD14A33139 | PARI Respiratory Equipment | Respiratory Care | Akron | Akron City Campus | Akron City Hospital | 6th Floor | 2014-02-14 | Low
No | 033590 | Nebulizers | 310B0003 - Vios Aerosol Delivery System | AD14A33122 | PARI Respiratory Equipment | Pulmonary Function Testing - Stow | Akron | Stow-Kent Campus | Stow-Kent Medical Center | 1st Floor | 2014-02-14 | Low
No | 014336 | Nebulizers | 36557 - | D1099610 | Devilbiss Healthcare | Respiratory Care | Akron | Akron City Campus | Akron City Hospital | 6th Floor | 2003-10-14 | Low
No | 020355 | Nebulizers | 36557 - | D1958411 | Devilbiss Healthcare | Respiratory Care | Akron | Akron City Campus | Akron City Hospital | 6th Floor | 2003-10-14 | Low
No | 012649 | Nebulizers | 3655D - Pulmo Aide | D1099618 | Sunrise Medical | Respiratory Care | Akron | Akron City Campus | Akron City Hospital | 6th Floor | 2003-08-07 | Low
No | 002329 | Nebulizers | 5610D-037 - Pulmo Aide | Unknown | Devilbiss Healthcare | Respiratory Care | Akron | Akron City Campus | Akron City Hospital | 6th Floor | 1998-02-01 | Low
No | 002330 | Nebulizers | 5610D-037 - Pulmo Aide | Unknown | Devilbiss Healthcare | Respiratory Care | Akron | Akron City Campus | Akron City Hospital | 6th Floor | 1998-02-01 | Low
No | 002337 | Nebulizers | 5610D-037 - Pulmo Aide | 763000 | Devilbiss Healthcare | Respiratory Care | Akron | Akron City Campus | Akron City Hospital | 6th Floor | 1998-02-01 | Low
No | 002340 | Nebulizers | 5610D-037 - Pulmo Aide | Unknown | Devilbiss Healthcare | Respiratory Care | Akron | Akron City Campus | Akron City Hospital | 6th Floor | 1998-02-01 | Low
No | 002350 | Nebulizers | 5610D-037 - Pulmo Aide | Unknown | Devilbiss Healthcare | Respiratory Care | Akron | Akron City Campus | Akron City Hospital | 6th Floor | 1998-02-01 | Low
No | 002382 | Nebulizers | 5610D-037 - Pulmo Aide | Unknown | Devilbiss Healthcare | Respiratory Care | Akron | Akron City Campus | Akron City Hospital | 6th Floor | 1998-02-01 | Low
No | 002385 | Nebulizers | 5610D-037 - Pulmo Aide | Unknown | Devilbiss Healthcare | Respiratory Care | Akron | Akron City Campus | Akron City Hospital | 6th Floor | 1978-01-01 | Low
No | 007414 | Nebulizers | 5610D-037 - Pulmo Aide | 2-7-89 | Devilbiss Healthcare | Respiratory Care | Akron | Akron City Campus | Akron City Hospital | 6th Floor | 1998-02-01 | Low
No | 013647 | Nebulizers | 5610D-037 - Pulmo Aide | 013647 | Devilbiss Healthcare | Respiratory Care | Akron | Akron City Campus | Akron City Hospital | 6th Floor | 2002-10-22 | Low
No | 036398 | Nebulizers | 5610D-037 - Pulmo Aide | 519761 | Devilbiss Healthcare | Internal Medicine Chapel Hill | Akron | Chapel Hill Campus | Summa Health Chapel Hill | Ground Floor | 2016-10-27 | Low
No | CE1396 | Nebulizers | 5610D-037 - Pulmo Aide | Unknown | Devilbiss Healthcare | Physical Therapy - SB | Barberton | Barberton Campus | Summa Barberton Hospital | 1st Floor | 2009-04-01 | Low
No | CE3308 | Nebulizers | 5610D-037 - Pulmo Aide | 45645 | Devilbiss Healthcare | Family Practice Center - SB | Barberton | Barberton Campus | Summa Barberton Hospital | 1st Floor | 2009-04-01 | Low
No | CE3633 | Nebulizers | 5610D-037 - Pulmo Aide | 533909 | Devilbiss Healthcare | Family Practice Center - SB | Barberton | Barberton Campus | Summa Barberton Hospital | 1st Floor | 2009-04-01 | Low
No | 002202 | Nebulizers | 5650D - Pulmo Aide | D2481438 | Devilbiss Healthcare | Respiratory Care | Akron | Akron City Campus | Akron City Hospital | 6th Floor | 1998-02-01 | Low
No | 002339 | Nebulizers | 5650D - Pulmo Aide | D2167578 | Devilbiss Healthcare | Respiratory Care | Akron | Akron City Campus | Akron City Hospital | 6th Floor | 1998-02-01 | Low
No | 002433 | Nebulizers | 5650D - Pulmo Aide | 123 | Devilbiss Healthcare | Respiratory Care | Akron | Akron City Campus | Akron City Hospital | 6th Floor | 1998-02-01 | Low
No | 004845 | Nebulizers | 5650D - Pulmo Aide | H2652200 | Devilbiss Healthcare | Respiratory Care | Akron | Akron City Campus | Akron City Hospital | 6th Floor | 1999-09-22 | Low
No | 034827 | Nebulizers | 5650D - Pulmo Aide | D2275059 | Devilbiss Healthcare | SCI - Cardio & Pulm Rehab | Akron | Akron City Campus | 95 Arch | Ground Floor | 2016-10-17 | Low
No | 000941 | Nebulizers | 5650H - Pulmo Aide | H2021381 | Devilbiss Healthcare | 7 West - Respiratory Unit | Akron | Akron City Campus | Akron City Hospital | 7th Floor | 1978-01-01 | Low
No | 000942 | Nebulizers | 5650H - Pulmo Aide | H2021379 | Devilbiss Healthcare | 7 West - Respiratory Unit | Akron | Akron City Campus | Akron City Hospital | 7th Floor | 1978-01-01 | Low
No | 002200 | Nebulizers | 5650H - Pulmo Aide | H2649644 | Devilbiss Healthcare | Respiratory Care | Akron | Akron City Campus | Akron City Hospital | 6th Floor | 1980-01-01 | Low
No | 002211 | Nebulizers | 5650H - Pulmo Aide | H2663350 | Devilbiss Healthcare | Respiratory Care | Akron | Akron City Campus | Akron City Hospital | 6th Floor | 1997-11-24 | Low
No | 002213 | Nebulizers | 5650H - Pulmo Aide | H2663348 | Devilbiss Healthcare | Respiratory Care | Akron | Akron City Campus | Akron City Hospital | 6th Floor | 1997-11-24 | Low
No | 002214 | Nebulizers | 5650H - Pulmo Aide | H2663347 | Devilbiss Healthcare | Respiratory Care | Akron | Akron City Campus | Akron City Hospital | 6th Floor | 1997-11-24 | Low
No | 002328 | Nebulizers | 5650H - Pulmo Aide | H2025931 | Devilbiss Healthcare | Respiratory Care | Akron | Akron City Campus | Akron City Hospital | 6th Floor | 1998-02-01 | Low
No | 002384 | Nebulizers | 5650H - Pulmo Aide | H2649646 | Devilbiss Healthcare | Respiratory Care | Akron | Akron City Campus | Akron City Hospital | 6th Floor | 1978-01-01 | Low
No | 002434 | Nebulizers | 5650H - Pulmo Aide | H2662091 | Devilbiss Healthcare | Respiratory Care | Akron | Akron City Campus | Akron City Hospital | 6th Floor | 1997-08-01 | Low
No | 002485 | Nebulizers | 5650H - Pulmo Aide | H2668535 | Devilbiss Healthcare | Respiratory Care | Akron | Akron City Campus | Akron City Hospital | 6th Floor | 1998-05-11 | Low
No | 002836 | Nebulizers | 5650H - Pulmo Aide | 142023197 | Devilbiss Healthcare | Respiratory Care | Akron | Akron City Campus | Akron City Hospital | 6th Floor | 1995-01-01 | Low
No | 005929 | Nebulizers | 5650H - Pulmo Aide | h2670209 | Devilbiss Healthcare | Pulmonary Function Testing | Akron | Akron City Campus | Akron City Hospital | 5th Floor | 1999-10-26 | Low
No | 006339 | Nebulizers | 5650H - Pulmo Aide | H2673203 | Devilbiss Healthcare | Family Medicine Center | Akron | Akron City Campus | 55 Arch | 3rd Floor | 1999-03-05 | Low
No | 011990 | Nebulizers | 5650H - Pulmo Aide | H2035295 | Devilbiss Healthcare | Respiratory Care | Akron | Akron City Campus | Akron City Hospital | 6th Floor | 1995-08-29 | Low
No | 012500 | Nebulizers | 5650H - Pulmo Aide | H2649643 | Devilbiss Healthcare | Respiratory Care | Akron | Akron City Campus | Akron City Hospital | 6th Floor | 1978-01-01 | Low
No | 012530 | Nebulizers | 5650H - Pulmo Aide | H2698379 | Devilbiss Healthcare | Respiratory Care | Akron | Akron City Campus | Akron City Hospital | 6th Floor | 2002-03-07 | Low
No | 012531 | Nebulizers | 5650H - Pulmo Aide | H2699122 | Devilbiss Healthcare | Respiratory Care | Akron | Akron City Campus | Akron City Hospital | 6th Floor | 2002-03-07 | Low
No | 012533 | Nebulizers | 5650H - Pulmo Aide | H2699099 | Devilbiss Healthcare | Respiratory Care | Akron | Akron City Campus | Akron City Hospital | 6th Floor | 2002-03-07 | Low
No | 012540 | Nebulizers | 5650H - Pulmo Aide | H2699102 | Devilbiss Healthcare | Respiratory Care | Akron | Akron City Campus | Akron City Hospital | 6th Floor | 2002-03-07 | Low
No | 012541 | Nebulizers | 5650H - Pulmo Aide | H2699101 | Devilbiss Healthcare | Respiratory Care | Akron | Akron City Campus | Akron City Hospital | 6th Floor | 2002-03-07 | Low
No | 013347 | Nebulizers | 5650H - Pulmo Aide | H2670210 | Devilbiss Healthcare | Respiratory Care | Akron | Akron City Campus | Akron City Hospital | 6th Floor | 2001-08-21 | Low
No | 013938 | Nebulizers | 5650H - Pulmo Aide | H2663362 | Devilbiss Healthcare | Respiratory Care | Akron | Akron City Campus | Akron City Hospital | 6th Floor | 1997-11-24 | Low
No | 015590 | Nebulizers | 5650H - Pulmo Aide | H3852368 | Devilbiss Healthcare | Family Medicine Center | Akron | Akron City Campus | 55 Arch | 3rd Floor | 2004-12-02 | Low
No | 015591 | Nebulizers | 5650H - Pulmo Aide | H3852369 | Devilbiss Healthcare | Family Medicine Center | Akron | Akron City Campus | 55 Arch | 3rd Floor | 2004-12-02 | Low
No | 015933 | Nebulizers | 5650H - Pulmo Aide | H3852370 | Devilbiss Healthcare | Family Medicine Center | Akron | Akron City Campus | 55 Arch | 3rd Floor | 2004-12-02 | Low
No | CE4493 | Nebulizers | 5650H - Pulmo Aide | H2676385 | Devilbiss Healthcare | Physical Therapy - SB | Barberton | Barberton Campus | Summa Barberton Hospital | 1st Floor | 2009-04-01 | Low
No | CE4786 | Nebulizers | 5650H - Pulmo Aide | H2701206 | Devilbiss Healthcare | Respiratory Care - SB | Barberton | Barberton Campus | Summa Barberton Hospital | 1st Floor | 2009-04-01 | Low
No | CE4787 | Nebulizers | 5650H - Pulmo Aide | H2701205 | Devilbiss Healthcare | Respiratory Care - SB | Barberton | Barberton Campus | Summa Barberton Hospital | 1st Floor | 2009-04-01 | Low
No | CE4822 | Nebulizers | 5650H - Pulmo Aide | H3841795 | Devilbiss Healthcare | Respiratory Care - SB | Barberton | Barberton Campus | Summa Barberton Hospital | 1st Floor | 2009-04-01 | Low
No | CE4826 | Nebulizers | 5650H - Pulmo Aide | H3841240 | Devilbiss Healthcare | Respiratory Care - SB | Barberton | Barberton Campus | Summa Barberton Hospital | 1st Floor | 2009-04-01 | Low
No | CE4827 | Nebulizers | 5650H - Pulmo Aide | H3841158 | Devilbiss Healthcare | Physical Therapy - SB | Barberton | Barberton Campus | Summa Barberton Hospital | 1st Floor | 2009-04-01 | Low
No | 005921 | Nebulizers | 59100 - Pulmo Aide | 122 | Devilbiss Healthcare | Respiratory Care | Akron | Akron City Campus | Akron City Hospital | 6th Floor | 1998-02-01 | Low
No | 013792 | Nebulizers | 59100 - Pulmo Aide | BH12313044 | Devilbiss Healthcare | Respiratory Care | Akron | Akron City Campus | Akron City Hospital | 6th Floor | 1998-10-09 | Low
No | 025443 | Nebulizers | 59100 - Pulmo Aide | BH00612427 | Devilbiss Healthcare | Respiratory Care | Akron | Akron City Campus | Akron City Hospital | 6th Floor | 2009-11-04 | Low
No | 020003 | Nebulizers | AG-AP6000_US - Aerogen Controller | AP-032820 | Aerogen | Respiratory Care - SB | Barberton | Barberton Campus | Summa Barberton Hospital | 1st Floor | 2004-01-27 | Low
No | 020006 | Nebulizers | AG-AP6000_US - Aerogen Controller | AP-032782 | Aerogen | Respiratory Care | Akron | Akron City Campus | Akron City Hospital | 6th Floor | 2004-01-27 | Low
No | 020012 | Nebulizers | AG-AP6000_US - Aerogen Controller | AP-042052 | Aerogen | Respiratory Care | Akron | Akron City Campus | Akron City Hospital | 6th Floor | 2005-01-05 | Low
No | 020016 | Nebulizers | AG-AP6000_US - Aerogen Controller | AP-042053 | Aerogen | Respiratory Care | Akron | Akron City Campus | Akron City Hospital | 6th Floor | 2005-01-05 | Low
No | 020018 | Nebulizers | AG-AP6000_US - Aerogen Controller | AP-031773 | Aerogen | Respiratory Care | Akron | Akron City Campus | Akron City Hospital | 6th Floor | 2005-01-05 | Low
No | 020031 | Nebulizers | AG-AP6000_US - Aerogen Controller | AP-034628 | Aerogen | Respiratory Care | Akron | Akron City Campus | Akron City Hospital | 6th Floor | 2004-01-27 | Low
No | 020035 | Nebulizers | AG-AP6000_US - Aerogen Controller | AP-034551 | Aerogen | Respiratory Care | Akron | Akron City Campus | Akron City Hospital | 6th Floor | 2004-01-27 | Low
No | 020041 | Nebulizers | AG-AP6000_US - Aerogen Controller | AP-034543 | Aerogen | Respiratory Care | Akron | Akron City Campus | Akron City Hospital | 6th Floor | 2004-01-27 | Low
No | 020044 | Nebulizers | AG-AP6000_US - Aerogen Controller | AP-034563 | Aerogen | Respiratory Care | Akron | Akron City Campus | Akron City Hospital | 6th Floor | 2004-01-27 | Low
No | 020204 | Nebulizers | AG-AP6000_US - Aerogen Controller | AP-042071 | Aerogen | Respiratory Care | Akron | Akron City Campus | Akron City Hospital | 6th Floor | 2005-01-05 | Low
No | 020206 | Nebulizers | AG-AP6000_US - Aerogen Controller | AP-042225 | Aerogen | Respiratory Care | Akron | Akron City Campus | Akron City Hospital | 6th Floor | 2005-01-05 | Low
No | 020208 | Nebulizers | AG-AP6000_US - Aerogen Controller | AP-042308 | Aerogen | Respiratory Care | Akron | Akron City Campus | Akron City Hospital | 6th Floor | 2005-01-05 | Low
No | 020215 | Nebulizers | AG-AP6000_US - Aerogen Controller | AP-191562 | Aerogen | Respiratory Care | Akron | Akron City Campus | Akron City Hospital | 6th Floor | 2005-01-05 | Low
No | 021981 | Nebulizers | AG-AP6000_US - Aerogen Controller | AP-053624 | Aerogen | Respiratory Care | Akron | Akron City Campus | Akron City Hospital | 6th Floor | 2007-01-24 | Low
No | 023409 | Nebulizers | AG-AP6000_US - Aerogen Controller | AP-073173 | Aerogen | Respiratory Care | Akron | Akron City Campus | Akron City Hospital | 6th Floor | 2009-07-17 | Low
No | 023413 | Nebulizers | AG-AP6000_US - Aerogen Controller | AP-073185 | Aerogen | Respiratory Care | Akron | Akron City Campus | Akron City Hospital | 6th Floor | 2012-12-05 | Low
No | 023988 | Nebulizers | AG-AP6000_US - Aerogen Controller | AP-073738 | Aerogen | Respiratory Care | Akron | Akron City Campus | Akron City Hospital | 6th Floor | 2008-01-24 | Low
No | 023990 | Nebulizers | AG-AP6000_US - Aerogen Controller | AP-073739 | Aerogen | Respiratory Care | Akron | Akron City Campus | Akron City Hospital | 6th Floor | 2008-01-24 | Low
No | 023997 | Nebulizers | AG-AP6000_US - Aerogen Controller | AP-073741 | Aerogen | Respiratory Care | Akron | Akron City Campus | Akron City Hospital | 6th Floor | 2008-01-24 | Low
No | 023998 | Nebulizers | AG-AP6000_US - Aerogen Controller | AP-073077 | Aerogen | Respiratory Care | Akron | Akron City Campus | Akron City Hospital | 6th Floor | 2008-01-24 | Low
No | 025078 | Nebulizers | AG-AP6000_US - Aerogen Controller | AP-073837 | Aerogen | Respiratory Care | Akron | Akron City Campus | Akron City Hospital | 6th Floor | 2008-03-28 | Low
No | 025081 | Nebulizers | AG-AP6000_US - Aerogen Controller | AP-073727 | Aerogen | Respiratory Care | Akron | Akron City Campus | Akron City Hospital | 6th Floor | 2008-03-28 | Low
No | 025084 | Nebulizers | AG-AP6000_US - Aerogen Controller | AP-073846 | Aerogen | Respiratory Care | Akron | Akron City Campus | Akron City Hospital | 6th Floor | 2008-03-28 | Low
No | 025150 | Nebulizers | AG-AP6000_US - Aerogen Controller | AP-073618 | Aerogen | Respiratory Care | Akron | Akron City Campus | Akron City Hospital | 6th Floor | 2008-08-14 | Low
No | 025153 | Nebulizers | AG-AP6000_US - Aerogen Controller | AP-073593 | Aerogen | Respiratory Care | Akron | Akron City Campus | Akron City Hospital | 6th Floor | 2008-08-14 | Low
No | 025154 | Nebulizers | AG-AP6000_US - Aerogen Controller | AP-073595 | Aerogen | Respiratory Care | Akron | Akron City Campus | Akron City Hospital | 6th Floor | 2008-08-14 | Low
No | 027332 | Nebulizers | AG-AP6000_US - Aerogen Controller | 1510002 | Aerogen | Respiratory Care | Akron | Akron City Campus | Akron City Hospital | 6th Floor | 2016-04-21 | Low
No | 027333 | Nebulizers | AG-AP6000_US - Aerogen Controller | 1509998 | Aerogen | Respiratory Care | Akron | Akron City Campus | Akron City Hospital | 6th Floor | 2016-04-21 | Low
No | 027334 | Nebulizers | AG-AP6000_US - Aerogen Controller | 1510001 | Aerogen | Respiratory Care | Akron | Akron City Campus | Akron City Hospital | 6th Floor | 2016-04-21 | Low
No | 056220 | Nebulizers | AG-AP6000_US - Aerogen Controller | 1803140 | Aerogen | Respiratory Care | Akron | Akron City Campus | Akron City Hospital | 6th Floor | 2020-01-08 | Low
No | 020210A | Nebulizers | AG-AP6000_US - Aerogen Controller | AP-042220 | Aerogen | Respiratory Care | Akron | Akron City Campus | Akron City Hospital | 6th Floor | 2005-01-05 | Low
No | 023412 | Nebulizers | AG-PX1000-US - Aerogen Pro-X Controller | AP-073179 | Aerogen | Respiratory Care | Akron | Akron City Campus | Akron City Hospital | 6th Floor | 2011-04-27 | Low
No | 065193 | Nebulizers | AG-PX1000-US - Aerogen Pro-X Controller | AP-2501984 | Aerogen | Respiratory Care | Akron | Akron City Campus | Akron City Hospital | 6th Floor | 2025-04-14 14:28 | Low
No | 065194 | Nebulizers | AG-PX1000-US - Aerogen Pro-X Controller | AP-2501959 | Aerogen | Respiratory Care | Akron | Akron City Campus | Akron City Hospital | 6th Floor | 2025-04-14 14:28 | Low
No | 065195 | Nebulizers | AG-PX1000-US - Aerogen Pro-X Controller | AP-2501902 | Aerogen | Respiratory Care | Akron | Akron City Campus | Akron City Hospital | 6th Floor | 2025-04-14 14:28 | Low
No | 065301 | Nebulizers | AG-PX1000-US - Aerogen Pro-X Controller | AP-2501988 | Aerogen | Respiratory Care | Akron | Akron City Campus | Akron City Hospital | 6th Floor | 2025-04-14 14:28 | Low
No | 065302 | Nebulizers | AG-PX1000-US - Aerogen Pro-X Controller | AP-250191956 | Aerogen | Respiratory Care | Akron | Akron City Campus | Akron City Hospital | 6th Floor | 2025-04-14 14:28 | Low
No | 065303 | Nebulizers | AG-PX1000-US - Aerogen Pro-X Controller | AP-2501915 | Aerogen | Respiratory Care | Akron | Akron City Campus | Akron City Hospital | 6th Floor | 2025-04-14 14:28 | Low
No | 065304 | Nebulizers | AG-PX1000-US - Aerogen Pro-X Controller | AP-2501958 | Aerogen | Respiratory Care | Akron | Akron City Campus | Akron City Hospital | 6th Floor | 2025-04-14 14:28 | Low
No | 065305 | Nebulizers | AG-PX1000-US - Aerogen Pro-X Controller | AP-2501991 | Aerogen | Respiratory Care | Akron | Akron City Campus | Akron City Hospital | 6th Floor | 2025-04-14 14:28 | Low
No | 065306 | Nebulizers | AG-PX1000-US - Aerogen Pro-X Controller | AP-2501911 | Aerogen | Respiratory Care | Akron | Akron City Campus | Akron City Hospital | 6th Floor | 2025-04-14 14:28 | Low
No | 065307 | Nebulizers | AG-PX1000-US - Aerogen Pro-X Controller | AP-2501943 | Aerogen | Respiratory Care | Akron | Akron City Campus | Akron City Hospital | 6th Floor | 2025-04-14 14:28 | Low
No | 065308 | Nebulizers | AG-PX1000-US - Aerogen Pro-X Controller | AP-2502144 | Aerogen | Respiratory Care | Akron | Akron City Campus | Akron City Hospital | 6th Floor | 2025-04-14 14:28 | Low
No | 065309 | Nebulizers | AG-PX1000-US - Aerogen Pro-X Controller | AP-2501957 | Aerogen | Respiratory Care | Akron | Akron City Campus | Akron City Hospital | 6th Floor | 2025-04-14 14:28 | Low
No | 065310 | Nebulizers | AG-PX1000-US - Aerogen Pro-X Controller | AP-2501965 | Aerogen | Respiratory Care | Akron | Akron City Campus | Akron City Hospital | 6th Floor | 2025-04-14 14:28 | Low
No | 065311 | Nebulizers | AG-PX1000-US - Aerogen Pro-X Controller | AP-2501923 | Aerogen | Respiratory Care | Akron | Akron City Campus | Akron City Hospital | 6th Floor | 2025-04-14 14:28 | Low
No | 065312 | Nebulizers | AG-PX1000-US - Aerogen Pro-X Controller | AP-2501936 | Aerogen | Respiratory Care | Akron | Akron City Campus | Akron City Hospital | 6th Floor | 2025-04-14 14:28 | Low
No | 065313 | Nebulizers | AG-PX1000-US - Aerogen Pro-X Controller | AP-2501783 | Aerogen | Respiratory Care | Akron | Akron City Campus | Akron City Hospital | 6th Floor | 2025-04-14 14:28 | Low
No | 065314 | Nebulizers | AG-PX1000-US - Aerogen Pro-X Controller | AP-2502122 | Aerogen | Respiratory Care | Akron | Akron City Campus | Akron City Hospital | 6th Floor | 2025-04-14 14:28 | Low
No | 065315 | Nebulizers | AG-PX1000-US - Aerogen Pro-X Controller | AP-2501987 | Aerogen | Respiratory Care | Akron | Akron City Campus | Akron City Hospital | 6th Floor | 2025-04-14 14:28 | Low
No | 065316 | Nebulizers | AG-PX1000-US - Aerogen Pro-X Controller | AP-2501924 | Aerogen | Respiratory Care | Akron | Akron City Campus | Akron City Hospital | 6th Floor | 2025-04-14 14:28 | Low
No | 065317 | Nebulizers | AG-PX1000-US - Aerogen Pro-X Controller | AP-2501979 | Aerogen | Respiratory Care | Akron | Akron City Campus | Akron City Hospital | 6th Floor | 2025-04-14 14:28 | Low
No | 065318 | Nebulizers | AG-PX1000-US - Aerogen Pro-X Controller | AP-2501927 | Aerogen | Respiratory Care | Akron | Akron City Campus | Akron City Hospital | 6th Floor | 2025-04-14 14:28 | Low
No | 065319 | Nebulizers | AG-PX1000-US - Aerogen Pro-X Controller | AP-2501756 | Aerogen | Respiratory Care | Akron | Akron City Campus | Akron City Hospital | 6th Floor | 2025-04-14 14:28 | Low
No | 065320 | Nebulizers | AG-PX1000-US - Aerogen Pro-X Controller | AP-2501920 | Aerogen | Respiratory Care | Akron | Akron City Campus | Akron City Hospital | 6th Floor | 2025-04-14 14:28 | Low
No | 065321 | Nebulizers | AG-PX1000-US - Aerogen Pro-X Controller | AP-2501955 | Aerogen | Respiratory Care | Akron | Akron City Campus | Akron City Hospital | 6th Floor | 2025-04-14 14:28 | Low
No | 065322 | Nebulizers | AG-PX1000-US - Aerogen Pro-X Controller | AP-2501922 | Aerogen | Respiratory Care | Akron | Akron City Campus | Akron City Hospital | 6th Floor | 2025-04-14 14:28 | Low
No | 065323 | Nebulizers | AG-PX1000-US - Aerogen Pro-X Controller | AP-2501995 | Aerogen | Respiratory Care | Akron | Akron City Campus | Akron City Hospital | 6th Floor | 2025-04-14 14:28 | Low
No | 065324 | Nebulizers | AG-PX1000-US - Aerogen Pro-X Controller | AP-2501992 | Aerogen | Respiratory Care | Akron | Akron City Campus | Akron City Hospital | 6th Floor | 2025-04-14 14:28 | Low
No | 065325 | Nebulizers | AG-PX1000-US - Aerogen Pro-X Controller | AP-2501914 | Aerogen | Respiratory Care | Akron | Akron City Campus | Akron City Hospital | 6th Floor | 2025-04-14 14:28 | Low
No | 065326 | Nebulizers | AG-PX1000-US - Aerogen Pro-X Controller | AP-2503689 | Aerogen | Respiratory Care | Akron | Akron City Campus | Akron City Hospital | 6th Floor | 2025-04-16 15:29 | Low
No | 065327 | Nebulizers | AG-PX1000-US - Aerogen Pro-X Controller | AP-2504693 | Aerogen | Respiratory Care | Akron | Akron City Campus | Akron City Hospital | 6th Floor | 2025-04-16 15:29 | Low
No | 065328 | Nebulizers | AG-PX1000-US - Aerogen Pro-X Controller | AP-2503675 | Aerogen | Respiratory Care | Akron | Akron City Campus | Akron City Hospital | 6th Floor | 2025-04-16 15:29 | Low
No | 065329 | Nebulizers | AG-PX1000-US - Aerogen Pro-X Controller | AP-2503693 | Aerogen | Respiratory Care | Akron | Akron City Campus | Akron City Hospital | 6th Floor | 2025-04-16 15:29 | Low
No | 065330 | Nebulizers | AG-PX1000-US - Aerogen Pro-X Controller | AP-2504845 | Aerogen | Respiratory Care | Akron | Akron City Campus | Akron City Hospital | 6th Floor | 2025-04-16 15:29 | Low
No | 065331 | Nebulizers | AG-PX1000-US - Aerogen Pro-X Controller | AP-2503785 | Aerogen | Respiratory Care | Akron | Akron City Campus | Akron City Hospital | 6th Floor | 2025-04-16 15:29 | Low
No | 065332 | Nebulizers | AG-PX1000-US - Aerogen Pro-X Controller | AP-2504849 | Aerogen | Respiratory Care | Akron | Akron City Campus | Akron City Hospital | 6th Floor | 2025-04-16 15:29 | Low
No | 065333 | Nebulizers | AG-PX1000-US - Aerogen Pro-X Controller | AP-2503777 | Aerogen | Respiratory Care | Akron | Akron City Campus | Akron City Hospital | 6th Floor | 2025-04-16 15:29 | Low
No | 065334 | Nebulizers | AG-PX1000-US - Aerogen Pro-X Controller | AP-2503786 | Aerogen | Respiratory Care | Akron | Akron City Campus | Akron City Hospital | 6th Floor | 2025-04-16 15:29 | Low
No | 065335 | Nebulizers | AG-PX1000-US - Aerogen Pro-X Controller | AP-2503782 | Aerogen | Respiratory Care | Akron | Akron City Campus | Akron City Hospital | 6th Floor | 2025-04-16 15:29 | Low
No | 065336 | Nebulizers | AG-PX1000-US - Aerogen Pro-X Controller | AP-2504691 | Aerogen | Respiratory Care | Akron | Akron City Campus | Akron City Hospital | 6th Floor | 2025-04-16 15:29 | Low
No | 065337 | Nebulizers | AG-PX1000-US - Aerogen Pro-X Controller | AP-2503779 | Aerogen | Respiratory Care | Akron | Akron City Campus | Akron City Hospital | 6th Floor | 2025-04-16 15:29 | Low
No | 065338 | Nebulizers | AG-PX1000-US - Aerogen Pro-X Controller | AP-2503771 | Aerogen | Respiratory Care | Akron | Akron City Campus | Akron City Hospital | 6th Floor | 2025-04-16 15:29 | Low
No | 065339 | Nebulizers | AG-PX1000-US - Aerogen Pro-X Controller | AP-2503776 | Aerogen | Respiratory Care | Akron | Akron City Campus | Akron City Hospital | 6th Floor | 2025-04-16 15:29 | Low
No | 065340 | Nebulizers | AG-PX1000-US - Aerogen Pro-X Controller | AP-2503780 | Aerogen | Respiratory Care | Akron | Akron City Campus | Akron City Hospital | 6th Floor | 2025-04-16 15:29 | Low
No | 065341 | Nebulizers | AG-PX1000-US - Aerogen Pro-X Controller | AP-2503676 | Aerogen | Respiratory Care | Akron | Akron City Campus | Akron City Hospital | 6th Floor | 2025-04-16 15:29 | Low
No | 065342 | Nebulizers | AG-PX1000-US - Aerogen Pro-X Controller | AP-2503687 | Aerogen | Respiratory Care | Akron | Akron City Campus | Akron City Hospital | 6th Floor | 2025-04-16 15:29 | Low
No | 065343 | Nebulizers | AG-PX1000-US - Aerogen Pro-X Controller | AP-2504695 | Aerogen | Respiratory Care | Akron | Akron City Campus | Akron City Hospital | 6th Floor | 2025-04-16 15:29 | Low
No | 065344 | Nebulizers | AG-PX1000-US - Aerogen Pro-X Controller | AP-2504692 | Aerogen | Respiratory Care | Akron | Akron City Campus | Akron City Hospital | 6th Floor | 2025-04-16 15:29 | Low
No | 065345 | Nebulizers | AG-PX1000-US - Aerogen Pro-X Controller | AP-2504003 | Aerogen | Respiratory Care | Akron | Akron City Campus | Akron City Hospital | 6th Floor | 2025-04-16 15:29 | Low
No | 065346 | Nebulizers | AG-PX1000-US - Aerogen Pro-X Controller | AP-2503686 | Aerogen | Respiratory Care | Akron | Akron City Campus | Akron City Hospital | 6th Floor | 2025-04-16 15:29 | Low
No | 065347 | Nebulizers | AG-PX1000-US - Aerogen Pro-X Controller | AP-2504843 | Aerogen | Respiratory Care | Akron | Akron City Campus | Akron City Hospital | 6th Floor | 2025-04-16 15:29 | Low
No | 065348 | Nebulizers | AG-PX1000-US - Aerogen Pro-X Controller | AP-2503766 | Aerogen | Respiratory Care | Akron | Akron City Campus | Akron City Hospital | 6th Floor | 2025-04-16 15:29 | Low
No | 065349 | Nebulizers | AG-PX1000-US - Aerogen Pro-X Controller | AP-2504847 | Aerogen | Respiratory Care | Akron | Akron City Campus | Akron City Hospital | 6th Floor | 2025-04-16 15:29 | Low
No | 026867 | Nebulizers | AG-PX1050-US - Aerogen Controller | AP-1803155 | Aerogen | Respiratory Care | Akron | Akron City Campus | Akron City Hospital | 6th Floor | 2019-05-31 | Low
No | 026868 | Nebulizers | AG-PX1050-US - Aerogen Controller | AP-1803143 | Aerogen | Respiratory Care | Akron | Akron City Campus | Akron City Hospital | 6th Floor | 2019-05-31 | Low
No | 026869 | Nebulizers | AG-PX1050-US - Aerogen Controller | AP-1902260 | Aerogen | Respiratory Care | Akron | Akron City Campus | Akron City Hospital | 6th Floor | 2019-05-31 | Low
No | 026870 | Nebulizers | AG-PX1050-US - Aerogen Controller | AP-1901922 | Aerogen | Respiratory Care | Akron | Akron City Campus | Akron City Hospital | 6th Floor | 2019-05-31 | Low
No | 026871 | Nebulizers | AG-PX1050-US - Aerogen Controller | AP-1902076 | Aerogen | Respiratory Care - SB | Barberton | Barberton Campus | Summa Barberton Hospital | 1st Floor | 2019-05-31 | Low
No | 026872 | Nebulizers | AG-PX1050-US - Aerogen Controller | AP-1803154 | Aerogen | Respiratory Care | Akron | Akron City Campus | Akron City Hospital | 6th Floor | 2019-05-31 | Low
No | 026873 | Nebulizers | AG-PX1050-US - Aerogen Controller | AP-1901938 | Aerogen | Respiratory Care | Akron | Akron City Campus | Akron City Hospital | 6th Floor | 2019-05-31 | Low
No | 026874 | Nebulizers | AG-PX1050-US - Aerogen Controller | AP-1901935 | Aerogen | Respiratory Care | Akron | Akron City Campus | Akron City Hospital | 6th Floor | 2019-06-19 | Low
No | 026875 | Nebulizers | AG-PX1050-US - Aerogen Controller | AP-1901937 | Aerogen | Respiratory Care - SB | Barberton | Barberton Campus | Summa Barberton Hospital | 1st Floor | 2019-06-19 | Low
No | 026877 | Nebulizers | AG-PX1050-US - Aerogen Controller | AP-1900670 | Aerogen | Respiratory Care | Akron | Akron City Campus | Akron City Hospital | 6th Floor | 2019-05-09 | Low
No | 026878 | Nebulizers | AG-PX1050-US - Aerogen Controller | AP-1901940 | Aerogen | Respiratory Care | Akron | Akron City Campus | Akron City Hospital | 6th Floor | 2019-05-09 | Low
No | 026879 | Nebulizers | AG-PX1050-US - Aerogen Controller | AP-1901921 | Aerogen | Respiratory Care | Akron | Akron City Campus | Akron City Hospital | 6th Floor | 2019-05-09 | Low
No | 026880 | Nebulizers | AG-PX1050-US - Aerogen Controller | AP-1901931 | Aerogen | Respiratory Care | Akron | Akron City Campus | Akron City Hospital | 6th Floor | 2019-05-09 | Low
No | 026881 | Nebulizers | AG-PX1050-US - Aerogen Controller | AP-1902262 | Aerogen | Respiratory Care | Akron | Akron City Campus | Akron City Hospital | 6th Floor | 2019-05-09 | Low
No | 026882 | Nebulizers | AG-PX1050-US - Aerogen Controller | AP-1902520 | Aerogen | Respiratory Care | Akron | Akron City Campus | Akron City Hospital | 6th Floor | 2019-05-09 | Low
No | 026883 | Nebulizers | AG-PX1050-US - Aerogen Controller | AP-1902290 | Aerogen | Respiratory Care | Akron | Akron City Campus | Akron City Hospital | 6th Floor | 2019-05-09 | Low
No | 026884 | Nebulizers | AG-PX1050-US - Aerogen Controller | AP-1902934 | Aerogen | Respiratory Care | Akron | Akron City Campus | Akron City Hospital | 6th Floor | 2019-05-09 | Low
No | 027317 | Nebulizers | AG-PX1050-US - Aerogen Controller | APAerogen-107030 | Aerogen | Respiratory Care | Akron | Akron City Campus | Akron City Hospital | 6th Floor | 2020-01-22 | Low
No | 033706 | Nebulizers | AG-PX1050-US - Aerogen Controller | 1806169 | Aerogen | Respiratory Care | Akron | Akron City Campus | Akron City Hospital | 6th Floor | 2017-02-22 | Low
No | 036411 | Nebulizers | AG-PX1050-US - Aerogen Controller | AP-1606794 | Aerogen | Respiratory Care - SB | Barberton | Barberton Campus | Summa Barberton Hospital | 1st Floor | 2017-02-22 | Low
No | 036412 | Nebulizers | AG-PX1050-US - Aerogen Controller | AP-1606019 | Aerogen | Respiratory Care - SB | Barberton | Barberton Campus | Summa Barberton Hospital | 1st Floor | 2017-02-22 | Low
No | 036413 | Nebulizers | AG-PX1050-US - Aerogen Controller | AP-1700101 | Aerogen | Respiratory Care - SB | Barberton | Barberton Campus | Summa Barberton Hospital | 1st Floor | 2017-02-22 | Low
No | 036414 | Nebulizers | AG-PX1050-US - Aerogen Controller | AP-1611423 | Aerogen | Respiratory Care - SB | Barberton | Barberton Campus | Summa Barberton Hospital | 1st Floor | 2017-02-22 | Low
No | 036415 | Nebulizers | AG-PX1050-US - Aerogen Controller | AP-161416 | Aerogen | Respiratory Care | Akron | Akron City Campus | Akron City Hospital | 6th Floor | 2017-02-22 | Low
No | 036416 | Nebulizers | AG-PX1050-US - Aerogen Controller | AP-16006096 | Aerogen | Respiratory Care | Akron | Akron City Campus | Akron City Hospital | 6th Floor | 2017-02-22 | Low
No | 036417 | Nebulizers | AG-PX1050-US - Aerogen Controller | AP-16006002 | Aerogen | Respiratory Care | Akron | Akron City Campus | Akron City Hospital | 6th Floor | 2017-02-22 | Low
No | 036418 | Nebulizers | AG-PX1050-US - Aerogen Controller | AP-1606829 | Aerogen | Respiratory Care | Akron | Akron City Campus | Akron City Hospital | 6th Floor | 2017-02-22 | Low
No | 036419 | Nebulizers | AG-PX1050-US - Aerogen Controller | AP-1606110 | Aerogen | Respiratory Care | Akron | Akron City Campus | Akron City Hospital | 6th Floor | 2017-02-22 | Low
No | 036420 | Nebulizers | AG-PX1050-US - Aerogen Controller | AP-1606105 | Aerogen | Respiratory Care | Akron | Akron City Campus | Akron City Hospital | 6th Floor | 2017-02-22 | Low
No | 036422 | Nebulizers | AG-PX1050-US - Aerogen Controller | AP-1606121 | Aerogen | Respiratory Care - SB | Barberton | Barberton Campus | Summa Barberton Hospital | 1st Floor | 2017-02-22 | Low
No | 036423 | Nebulizers | AG-PX1050-US - Aerogen Controller | AP-1611411 | Aerogen | Respiratory Care | Akron | Akron City Campus | Akron City Hospital | 6th Floor | 2017-02-22 | Low
No | 036425 | Nebulizers | AG-PX1050-US - Aerogen Controller | AP-1606043 | Aerogen | Respiratory Care | Akron | Akron City Campus | Akron City Hospital | 6th Floor | 2017-02-22 | Low
No | 036426 | Nebulizers | AG-PX1050-US - Aerogen Controller | AP-1606851 | Aerogen | Respiratory Care | Akron | Akron City Campus | Akron City Hospital | 6th Floor | 2017-02-22 | Low
No | 036427 | Nebulizers | AG-PX1050-US - Aerogen Controller | AP-1606112 | Aerogen | Respiratory Care | Akron | Akron City Campus | Akron City Hospital | 6th Floor | 2017-02-22 | Low
No | 036428 | Nebulizers | AG-PX1050-US - Aerogen Controller | AP-1606031 | Aerogen | Respiratory Care | Akron | Akron City Campus | Akron City Hospital | 6th Floor | 2017-02-22 | Low
No | 036429 | Nebulizers | AG-PX1050-US - Aerogen Controller | AP-1606018 | Aerogen | Respiratory Care | Akron | Akron City Campus | Akron City Hospital | 6th Floor | 2017-02-22 | Low
No | 036431 | Nebulizers | AG-PX1050-US - Aerogen Controller | AP-1606131 | Aerogen | Respiratory Care | Akron | Akron City Campus | Akron City Hospital | 6th Floor | 2017-02-22 | Low
No | 036432 | Nebulizers | AG-PX1050-US - Aerogen Controller | AP-1606040 | Aerogen | Respiratory Care | Akron | Akron City Campus | Akron City Hospital | 6th Floor | 2017-02-22 | Low
No | 036433 | Nebulizers | AG-PX1050-US - Aerogen Controller | AP-1606097 | Aerogen | Respiratory Care | Akron | Akron City Campus | Akron City Hospital | 6th Floor | 2017-02-22 | Low
No | 036434 | Nebulizers | AG-PX1050-US - Aerogen Controller | AP-1606026 | Aerogen | Respiratory Care | Akron | Akron City Campus | Akron City Hospital | 6th Floor | 2017-02-22 | Low
No | 036435 | Nebulizers | AG-PX1050-US - Aerogen Controller | AP-1605991 | Aerogen | Respiratory Care | Akron | Akron City Campus | Akron City Hospital | 6th Floor | 2017-02-22 | Low
No | 036436 | Nebulizers | AG-PX1050-US - Aerogen Controller | AP-1606039 | Aerogen | Respiratory Care | Akron | Akron City Campus | Akron City Hospital | 6th Floor | 2017-02-22 | Low
No | 036437 | Nebulizers | AG-PX1050-US - Aerogen Controller | AP-1606032 | Aerogen | Respiratory Care - SB | Barberton | Barberton Campus | Summa Barberton Hospital | 1st Floor | 2017-02-22 | Low
No | 036438 | Nebulizers | AG-PX1050-US - Aerogen Controller | AP-1606033 | Aerogen | Respiratory Care | Akron | Akron City Campus | Akron City Hospital | 6th Floor | 2017-02-22 | Low
No | 036439 | Nebulizers | AG-PX1050-US - Aerogen Controller | AP-1606860 | Aerogen | Respiratory Care - SB | Barberton | Barberton Campus | Summa Barberton Hospital | 1st Floor | 2017-02-22 | Low
No | 036440 | Nebulizers | AG-PX1050-US - Aerogen Controller | AP-1606021 | Aerogen | Respiratory Care | Akron | Akron City Campus | Akron City Hospital | 6th Floor | 2017-02-22 | Low
No | 036441 | Nebulizers | AG-PX1050-US - Aerogen Controller | AP-1605989 | Aerogen | Respiratory Care - SB | Barberton | Barberton Campus | Summa Barberton Hospital | 1st Floor | 2017-02-22 | Low
No | 036442 | Nebulizers | AG-PX1050-US - Aerogen Controller | AP-1606025 | Aerogen | Respiratory Care | Akron | Akron City Campus | Akron City Hospital | 6th Floor | 2017-02-22 | Low
No | 036443 | Nebulizers | AG-PX1050-US - Aerogen Controller | AP-1605995 | Aerogen | Respiratory Care | Akron | Akron City Campus | Akron City Hospital | 6th Floor | 2017-02-22 | Low
No | 036444 | Nebulizers | AG-PX1050-US - Aerogen Controller | AP-1605988 | Aerogen | Respiratory Care | Akron | Akron City Campus | Summa Barberton Hospital | 6th Floor | 2017-02-22 | Low
No | 036445 | Nebulizers | AG-PX1050-US - Aerogen Controller | AP-1606006 | Aerogen | Respiratory Care | Akron | Akron City Campus | Akron City Hospital | 6th Floor | 2017-02-22 | Low
No | 036446 | Nebulizers | AG-PX1050-US - Aerogen Controller | AP-1606034 | Aerogen | Respiratory Care | Akron | Akron City Campus | Akron City Hospital | 6th Floor | 2017-02-22 | Low
No | 036448 | Nebulizers | AG-PX1050-US - Aerogen Controller | AP-1606107 | Aerogen | Respiratory Care | Akron | Akron City Campus | Akron City Hospital | 6th Floor | 2017-02-22 | Low
No | 036449 | Nebulizers | AG-PX1050-US - Aerogen Controller | AP-1606129 | Aerogen | Respiratory Care - SB | Barberton | Barberton Campus | Summa Barberton Hospital | 1st Floor | 2017-02-22 | Low
No | 036450 | Nebulizers | AG-PX1050-US - Aerogen Controller | AP-1606035 | Aerogen | Respiratory Care | Akron | Akron City Campus | Akron City Hospital | 6th Floor | 2017-02-22 | Low
No | 036451 | Nebulizers | AG-PX1050-US - Aerogen Controller | AP-1606022 | Aerogen | Respiratory Care | Akron | Akron City Campus | Akron City Hospital | 6th Floor | 2017-02-22 | Low
No | 036452 | Nebulizers | AG-PX1050-US - Aerogen Controller | AP-1606001 | Aerogen | Respiratory Care | Akron | Akron City Campus | Akron City Hospital | 6th Floor | 2017-02-22 | Low
No | 036453 | Nebulizers | AG-PX1050-US - Aerogen Controller | 1606005 | Aerogen | Respiratory Care | Akron | Akron City Campus | Akron City Hospital | 6th Floor | 2017-02-22 | Low
No | 036454 | Nebulizers | AG-PX1050-US - Aerogen Controller | AP-1605987 | Aerogen | Respiratory Care | Akron | Akron City Campus | Akron City Hospital | 6th Floor | 2017-02-22 | Low
No | 037041 | Nebulizers | AG-PX1050-US - Aerogen Controller | AP-1302824 | Aerogen | Respiratory Care | Akron | Akron City Campus | Akron City Hospital | 6th Floor | 2013-06-03 | Low
No | 039498 | Nebulizers | AG-PX1050-US - Aerogen Controller | AP-1312235 | Aerogen | Respiratory Care - SB | Barberton | Barberton Campus | Summa Barberton Hospital | 1st Floor | 2014-01-15 | Low
No | 056222 | Nebulizers | AG-PX1050-US - Aerogen Controller | 1901929 | Aerogen | Respiratory Care | Akron | Akron City Campus | Akron City Hospital | 6th Floor | 2019-06-19 | Low
No | 056223 | Nebulizers | AG-PX1050-US - Aerogen Controller | 1803146 | Aerogen | Respiratory Care | Akron | Akron City Campus | Akron City Hospital | 6th Floor | 2019-06-19 | Low
No | 056594 | Nebulizers | AG-PX1050-US - Aerogen Controller | 1803137 | Aerogen | Respiratory Care | Akron | Akron City Campus | Akron City Hospital | 6th Floor | 2019-06-19 | Low
No | 056595 | Nebulizers | AG-PX1050-US - Aerogen Controller | 1803153 | Aerogen | Respiratory Care | Akron | Akron City Campus | Akron City Hospital | 6th Floor | 2019-06-19 | Low
No | 056596 | Nebulizers | AG-PX1050-US - Aerogen Controller | 1902583 | Aerogen | Respiratory Care | Akron | Akron City Campus | Akron City Hospital | 6th Floor | 2019-06-19 | Low
No | 056597 | Nebulizers | AG-PX1050-US - Aerogen Controller | 1902288 | Aerogen | Respiratory Care - SB | Barberton | Barberton Campus | Summa Barberton Hospital | 1st Floor | 2019-06-19 | Low
No | 058859 | Nebulizers | AG-PX1050-US - Aerogen Controller | AP-2000599 | Aerogen | Respiratory Care | Akron | Akron City Campus | Akron City Hospital | 6th Floor | 2017-02-22 | Low
No | 058860 | Nebulizers | AG-PX1050-US - Aerogen Controller | AP-2000611 | Aerogen | Respiratory Care | Akron | Akron City Campus | Akron City Hospital | 6th Floor | 2017-02-22 | Low
No | 058861 | Nebulizers | AG-PX1050-US - Aerogen Controller | AP-1912766 | Aerogen | Respiratory Care | Akron | Akron City Campus | Akron City Hospital | 6th Floor | 2017-02-22 | Low
No | 058862 | Nebulizers | AG-PX1050-US - Aerogen Controller | AP-2000612 | Aerogen | Respiratory Care - SB | Barberton | Barberton Campus | Summa Barberton Hospital | 1st Floor | 2017-02-22 | Low
No | 058863 | Nebulizers | AG-PX1050-US - Aerogen Controller | AP-2000593 | Aerogen | Respiratory Care | Akron | Akron City Campus | Akron City Hospital | 6th Floor | 2017-02-22 | Low
No | 058864 | Nebulizers | AG-PX1050-US - Aerogen Controller | AP-1905212 | Aerogen | Respiratory Care | Akron | Akron City Campus | Akron City Hospital | 6th Floor | 2017-02-22 | Low
No | 058865 | Nebulizers | AG-PX1050-US - Aerogen Controller | AP200615 | Aerogen | Respiratory Care | Akron | Akron City Campus | Akron City Hospital | 6th Floor | 2017-02-22 | Low
No | 058866 | Nebulizers | AG-PX1050-US - Aerogen Controller | AP-1912750 | Aerogen | Respiratory Care | Akron | Akron City Campus | Akron City Hospital | 6th Floor | 2017-02-22 | Low
No | 058867 | Nebulizers | AG-PX1050-US - Aerogen Controller | AP-1912778 | Aerogen | Respiratory Care - SB | Barberton | Barberton Campus | Summa Barberton Hospital | 1st Floor | 2017-02-22 | Low
No | 058868 | Nebulizers | AG-PX1050-US - Aerogen Controller | AP-2000621 | Aerogen | Respiratory Care | Akron | Akron City Campus | Akron City Hospital | 6th Floor | 2017-02-22 | Low
No | 058871 | Nebulizers | AG-PX1050-US - Aerogen Controller | AP-2000642 | Aerogen | Respiratory Care | Akron | Akron City Campus | Akron City Hospital | 6th Floor | 2017-02-22 | Low
No | 060147 | Nebulizers | AG-PX1050-US - Aerogen Controller | AP-1905177 | Aerogen | Respiratory Care | Akron | Akron City Campus | Akron City Hospital | 6th Floor | 2017-02-22 | Low
No | 061291 | Nebulizers | AG-PX1050-US - Aerogen Controller | AP-2108841 | Aerogen | Respiratory Care | Akron | Akron City Campus | Akron City Hospital | 6th Floor | 2021-12-16 | Low
No | 061299 | Nebulizers | AG-PX1050-US - Aerogen Controller | 2016993 | Aerogen | Respiratory Care | Akron | Akron City Campus | Akron City Hospital | 6th Floor | 2021-12-20 | Low
No | 061300 | Nebulizers | AG-PX1050-US - Aerogen Controller | 2016994 | Aerogen | Respiratory Care | Akron | Akron City Campus | Akron City Hospital | 6th Floor | 2021-12-20 | Low
No | 061401 | Nebulizers | AG-PX1050-US - Aerogen Controller | 2016980 | Aerogen | Respiratory Care | Akron | Akron City Campus | Akron City Hospital | 6th Floor | 2021-12-20 | Low
No | 061402 | Nebulizers | AG-PX1050-US - Aerogen Controller | 2016981 | Aerogen | Respiratory Care | Akron | Akron City Campus | Akron City Hospital | 6th Floor | 2021-12-20 | Low
No | 061403 | Nebulizers | AG-PX1050-US - Aerogen Controller | 2017290 | Aerogen | Respiratory Care | Akron | Akron City Campus | Akron City Hospital | 6th Floor | 2021-12-20 | Low
No | 061404 | Nebulizers | AG-PX1050-US - Aerogen Controller | 2017186 | Aerogen | Respiratory Care | Akron | Akron City Campus | Akron City Hospital | 6th Floor | 2021-12-20 | Low
No | 061405 | Nebulizers | AG-PX1050-US - Aerogen Controller | 2016990 | Aerogen | Respiratory Care | Akron | Akron City Campus | Akron City Hospital | 6th Floor | 2021-12-20 | Low
No | 061406 | Nebulizers | AG-PX1050-US - Aerogen Controller | 2017248 | Aerogen | Respiratory Care | Akron | Akron City Campus | Akron City Hospital | 6th Floor | 2021-12-20 | Low
No | 061407 | Nebulizers | AG-PX1050-US - Aerogen Controller | 2017226 | Aerogen | Respiratory Care - SB | Barberton | Barberton Campus | Summa Barberton Hospital | 1st Floor | 2021-12-20 | Low
No | 061408 | Nebulizers | AG-PX1050-US - Aerogen Controller | 2016999 | Aerogen | Respiratory Care | Akron | Akron City Campus | Akron City Hospital | 6th Floor | 2021-12-20 | Low
No | 061409 | Nebulizers | AG-PX1050-US - Aerogen Controller | 2017241 | Aerogen | Respiratory Care | Akron | Akron City Campus | Akron City Hospital | 6th Floor | 2021-12-20 | Low
No | 061410 | Nebulizers | AG-PX1050-US - Aerogen Controller | 2017301 | Aerogen | Respiratory Care | Akron | Akron City Campus | Akron City Hospital | 6th Floor | 2021-12-20 | Low
No | 061411 | Nebulizers | AG-PX1050-US - Aerogen Controller | 2017237 | Aerogen | Respiratory Care | Akron | Akron City Campus | Akron City Hospital | 6th Floor | 2021-12-20 | Low
No | 061412 | Nebulizers | AG-PX1050-US - Aerogen Controller | 2017230 | Aerogen | Respiratory Care | Akron | Akron City Campus | Akron City Hospital | 6th Floor | 2021-12-20 | Low
No | 061413 | Nebulizers | AG-PX1050-US - Aerogen Controller | 2017185 | Aerogen | Respiratory Care | Akron | Akron City Campus | Akron City Hospital | 6th Floor | 2021-12-20 | Low
No | 061414 | Nebulizers | AG-PX1050-US - Aerogen Controller | 2017238 | Aerogen | Respiratory Care | Akron | Akron City Campus | Akron City Hospital | 6th Floor | 2021-12-20 | Low
No | 061415 | Nebulizers | AG-PX1050-US - Aerogen Controller | 2016930 | Aerogen | Respiratory Care | Akron | Akron City Campus | Akron City Hospital | 6th Floor | 2021-12-20 | Low
No | 061416 | Nebulizers | AG-PX1050-US - Aerogen Controller | 2016991 | Aerogen | Respiratory Care | Akron | Akron City Campus | Akron City Hospital | 6th Floor | 2021-12-20 | Low
No | 061417 | Nebulizers | AG-PX1050-US - Aerogen Controller | 2017292 | Aerogen | Respiratory Care | Akron | Akron City Campus | Akron City Hospital | 6th Floor | 2021-12-20 | Low
No | 061600 | Nebulizers | AG-PX1050-US - Aerogen Controller | AP-1303140 | Aerogen | Respiratory Care | Akron | Akron City Campus | Akron City Hospital | 6th Floor | 2019-05-31 | Low
No | 064067 | Nebulizers | AG-PX1050-US - Aerogen Controller | AP-2000617 | Aerogen | Respiratory Care | Akron | Akron City Campus | Akron City Hospital | 6th Floor | 2017-02-22 | Low
No | 070427 | Nebulizers | AG-PX1050-US - Aerogen Controller | AP-2027604 | Aerogen | Respiratory Care - SB | Barberton | Barberton Campus | Summa Barberton Hospital | 1st Floor | 2021-12-16 | Low
No | 101-21676 | Nebulizers | AG-PX1050-US - Aerogen Controller | AP-1312232 | Aerogen | Respiratory Care - SW | Barberton | Wadsworth Campus | Wadsworth-Rittman Medical Center | 1st Floor | 2014-01-16 | Low
No | 101-21677 | Nebulizers | AG-PX1050-US - Aerogen Controller | AP-1312234 | Aerogen | Respiratory Care - SW | Barberton | Wadsworth Campus | Wadsworth-Rittman Medical Center | 1st Floor | 2014-01-16 | Low
No | 101-21916 | Nebulizers | AG-PX1050-US - Aerogen Controller | AP-1207004 | Aerogen | Respiratory Care - SW | Barberton | Wadsworth Campus | Wadsworth-Rittman Medical Center | 1st Floor | 2012-12-20 | Low
No | CE6708 | Nebulizers | AG-PX1050-US - Aerogen Controller | AP-1207008 | Aerogen | Respiratory Care - SB | Barberton | Barberton Campus | Summa Barberton Hospital | 1st Floor | 2012-12-13 | Low
No | CE7024 | Nebulizers | AG-PX1050-US - Aerogen Controller | AP1302829 | Aerogen | Respiratory Care - SB | Barberton | Barberton Campus | Summa Barberton Hospital | 1st Floor | 2013-06-03 | Low
No | CE7034 | Nebulizers | AG-PX1050-US - Aerogen Controller | AP1303389 | Aerogen | Respiratory Care - SB | Barberton | Barberton Campus | Summa Barberton Hospital | 1st Floor | 2013-06-03 | Low
No | CE7052 | Nebulizers | AG-PX1050-US - Aerogen Controller | AP-1305111 | Aerogen | Respiratory Care - SB | Barberton | Barberton Campus | Summa Barberton Hospital | 1st Floor | 2013-08-08 | Low
No | CE7113 | Nebulizers | AG-PX1050-US - Aerogen Controller | AP-1312222 | Aerogen | Respiratory Care - SB | Barberton | Barberton Campus | Summa Barberton Hospital | 1st Floor | 2014-01-15 | Low
No | CE7114 | Nebulizers | AG-PX1050-US - Aerogen Controller | AP-1312233 | Aerogen | Respiratory Care - SB | Barberton | Barberton Campus | Summa Barberton Hospital | 1st Floor | 2014-01-15 | Low
No | CE7127 | Nebulizers | AG-PX1050-US - Aerogen Controller | AP-1310090 | Aerogen | Respiratory Care - SB | Barberton | Barberton Campus | Summa Barberton Hospital | 1st Floor | 2014-02-17 | Low
No | CE7164 | Nebulizers | AG-PX1050-US - Aerogen Controller | AP-1315210 | Aerogen | Respiratory Care - SB | Barberton | Barberton Campus | Summa Barberton Hospital | 1st Floor | 2014-05-12 | Low
No | CE7222 | Nebulizers | AG-PX1050-US - Aerogen Controller | AP-1405349 | Aerogen | Respiratory Care - SB | Barberton | Barberton Campus | Summa Barberton Hospital | 1st Floor | 2014-07-11 | Low
No | CE7223 | Nebulizers | AG-PX1050-US - Aerogen Controller | AP-1404538 | Aerogen | Respiratory Care - SB | Barberton | Barberton Campus | Summa Barberton Hospital | 1st Floor | 2014-07-11 | Low
No | CE7225 | Nebulizers | AG-PX1050-US - Aerogen Controller | AP-1403564 | Aerogen | Respiratory Care - SB | Barberton | Barberton Campus | Summa Barberton Hospital | 1st Floor | 2014-07-11 | Low
No | 037419 | Nebulizers | HCS70004 - Aeromist Compact Nebulizer Compressor | 646200209988 | Medline Industries | Family Practice Center - SB | Barberton | Barberton Campus | Summa Barberton Hospital | 1st Floor | 2020-05-08 | Low
No | 037420 | Nebulizers | HCS70004 - Aeromist Compact Nebulizer Compressor | 646200209985 | Medline Industries | Family Practice Center - SB | Barberton | Barberton Campus | Summa Barberton Hospital | 1st Floor | 2020-05-08 | Low
No | 070432 | Nebulizers | HCS70004 - Aeromist Compact Nebulizer Compressor | 646180717768 | Medline Industries | Family Practice Center - SB | Barberton | Barberton Campus | Summa Barberton Hospital | 1st Floor | 2019-02-26 | Low
No | CE8727 | Nebulizers | HCS70004 - Aeromist Compact Nebulizer Compressor | 646180717767 | Medline Industries | Family Practice Center - SB | Barberton | Barberton Campus | Summa Barberton Hospital | 1st Floor | 2019-02-26 | Low
No | 038135 | Nebulizers | NE-C801 - Comp A-I-R Nebulizer | 20190301308UF | Omron Healthcare | Family Practice Center - SB | Barberton | Barberton Campus | Summa Barberton Hospital | 1st Floor | 2019-12-17 | Low
No | 038136 | Nebulizers | NE-C801 - Comp A-I-R Nebulizer | 20190301309UF | Omron Healthcare | Family Practice Center - SB | Barberton | Barberton Campus | Summa Barberton Hospital | 1st Floor | 2019-12-17 | Low
No | 015297 | Nebulizers | Power Neb 1 | 39356 | Drive Medical Design & Manufacturing | Respiratory Care | Akron | Akron City Campus | Akron City Hospital | 6th Floor | 2004-02-03 | Low
No | 015298 | Nebulizers | Power Neb 1 | 39464 | Drive Medical Design & Manufacturing | Pulmonary Function Testing - Medina | Barberton | Medina Campus | Medina Medical Center | 2nd Floor | 2004-02-03 | Low
No | 015299 | Nebulizers | Power Neb 1 | 39466 | Drive Medical Design & Manufacturing | Respiratory Care | Akron | Akron City Campus | Akron City Hospital | 6th Floor | 2004-02-03 | Low
No | 015300 | Nebulizers | Power Neb 1 | 39467 | Drive Medical Design & Manufacturing | Respiratory Care | Akron | Akron City Campus | Akron City Hospital | 6th Floor | 2004-02-03 | Low
No | 015301 | Nebulizers | Power Neb 1 | 39465 | Drive Medical Design & Manufacturing | Respiratory Care | Akron | Akron City Campus | Akron City Hospital | 6th Floor | 2004-02-03 | Low
No | 028826 | Nebulizers | RT 500 | 169183 | Cardinal | Pulmonary Function Testing | Akron | Akron City Campus | Akron City Hospital | 5th Floor | 2011-05-25 | Low
No | 028901 | Nebulizers | RT 500 | 172532 | Cardinal | Respiratory Care | Akron | Akron City Campus | Akron City Hospital | 6th Floor | 2011-07-06 | Low
No | 033542 | Nebulizers | RT 500 | 172534 | Cardinal | Pulmonary Function Testing | Akron | Akron City Campus | Akron City Hospital | 5th Floor | 2011-07-06 | Low
No | 053503 | Negative-Pressure Wound Therapy Systems | 60400 - V.A.C.Ulta Therapy Unit | VFVS02618 | KCI / Acelity | DMT Equipment Distribution - SB | Barberton | Barberton Campus | Summa Barberton Hospital | 5th Floor | 2017-09-08 | Low
No | 053507 | Negative-Pressure Wound Therapy Systems | 60400 - V.A.C.Ulta Therapy Unit | VFVS02595 | KCI / Acelity | DMT Equipment Distribution - SB | Barberton | Barberton Campus | Summa Barberton Hospital | 5th Floor | 2017-09-08 | Low
No | 053508 | Negative-Pressure Wound Therapy Systems | 60400 - V.A.C.Ulta Therapy Unit | VFVS02600 | KCI / Acelity | DMT Equipment Distribution | Akron | Akron City Campus | Akron City Hospital | Basement | 2017-09-08 | Low
No | 053510 | Negative-Pressure Wound Therapy Systems | 60400 - V.A.C.Ulta Therapy Unit | VFVS02614 | KCI / Acelity | DMT Equipment Distribution - SB | Barberton | Barberton Campus | Summa Barberton Hospital | 5th Floor | 2017-09-08 | Low
No | 053513 | Negative-Pressure Wound Therapy Systems | 60400 - V.A.C.Ulta Therapy Unit | VFVS02620 | KCI / Acelity | DMT Equipment Distribution | Akron | Akron City Campus | Akron City Hospital | Basement | 2017-09-08 | Low
No | 053515 | Negative-Pressure Wound Therapy Systems | 60400 - V.A.C.Ulta Therapy Unit | VFVS02609 | KCI / Acelity | DMT Equipment Distribution | Akron | Akron City Campus | Akron City Hospital | Basement | 2017-09-08 | Low
No | 029656 | Network Hardware, Wireless | ITS3171A - Access Point Controller | SG12100361 | Philips Healthcare | Emergency Department (ED) - ACH | Akron | Akron City Campus | Akron City Hospital | Ground Floor | 2012-01-19 | Low
No | 029660 | Network Hardware, Wireless | ITS3171A - Access Point Controller | SG12100367 | Philips Healthcare | 4 West - CPI Progressive Care Unit (CPI-PCU) | Akron | Akron City Campus | Akron City Hospital | 4th Floor | 2012-01-19 | Low
No | 031422 | Network Hardware, Wireless | ITS3171A - Access Point Controller | SG12101132 | Philips Healthcare | Emergency Department (ED) - Green | Barberton | Green Campus | Green Medical Center | Ground Floor | 2012-06-20 | Low
No | 031423 | Network Hardware, Wireless | ITS3171A - Access Point Controller | SG12101131 | Philips Healthcare | Emergency Department (ED) - Green | Barberton | Green Campus | Green Medical Center | Ground Floor | 2012-06-20 | Low
No | 052491 | Network Hardware, Wireless | ITS3171A - Access Point Controller | SG83907792 | Philips Healthcare | 4 West - CPI Progressive Care Unit (CPI-PCU) | Akron | Akron City Campus | Akron City Hospital | 4th Floor | 2017-02-13 | Low
No | 059208 | Network Hardware, Wireless | ITS3171A - Access Point Controller | SG63907850 | Philips Healthcare | Emergency Department (ED) - Green | Barberton | Green Campus | Green Medical Center | Ground Floor | 2016-11-01 | Low
No | 059209 | Network Hardware, Wireless | ITS3171A - Access Point Controller | SG63907854 | Philips Healthcare | Emergency Department (ED) - Green | Barberton | Green Campus | Green Medical Center | Ground Floor | 2016-11-01 | Low
No | 060384 | Network Hardware, Wireless | ITS3171A - Access Point Controller | SG41513469 | Philips Healthcare | H2 - Labor and Delivery Unit (L&D) | Akron | Akron City Campus | H Tower | 2nd Floor | 2021-04-13 | Low
No | 052308 | Network Hardware, Wireless | ITS4843C - Access Point | US51634827 | Philips Healthcare | 4 West - CPI Progressive Care Unit (CPI-PCU) | Akron | Akron City Campus | Akron City Hospital | 4th Floor | 2017-01-17 | Low
No | 052309 | Network Hardware, Wireless | ITS4843C - Access Point | US51634828 | Philips Healthcare | 4 West - CPI Progressive Care Unit (CPI-PCU) | Akron | Akron City Campus | Akron City Hospital | 4th Floor | 2017-01-17 | Low
No | 052310 | Network Hardware, Wireless | ITS4843C - Access Point | US51634769 | Philips Healthcare | 4 North - Medical Unit | Akron | Akron City Campus | Akron City Hospital | 4th Floor | 2017-01-17 | Low
No | 052311 | Network Hardware, Wireless | ITS4843C - Access Point | US51634853 | Philips Healthcare | Diagnostic Radiology | Akron | Akron City Campus | Akron City Hospital | Ground Floor | 2017-01-17 | Low
No | 052312 | Network Hardware, Wireless | ITS4843C - Access Point | US51634802 | Philips Healthcare | 4 North - Medical Unit | Akron | Akron City Campus | Akron City Hospital | 4th Floor | 2017-01-17 | Low
No | 052313 | Network Hardware, Wireless | ITS4843C - Access Point | US51634792 | Philips Healthcare | Diagnostic Radiology | Akron | Akron City Campus | Akron City Hospital | Ground Floor | 2017-01-17 | Low
No | 052314 | Network Hardware, Wireless | ITS4843C - Access Point | US51634816 | Philips Healthcare | Diagnostic Radiology | Akron | Akron City Campus | Akron City Hospital | Ground Floor | 2017-01-17 | Low
No | 052315 | Network Hardware, Wireless | ITS4843C - Access Point | US51634835 | Philips Healthcare | Diagnostic Radiology | Akron | Akron City Campus | Akron City Hospital | Ground Floor | 2017-01-17 | Low
No | 052316 | Network Hardware, Wireless | ITS4843C - Access Point | US51634858 | Philips Healthcare | 5 East - Observation Unit | Akron | Akron City Campus | Akron City Hospital | 5th Floor | 2017-01-17 | Low
No | 052317 | Network Hardware, Wireless | ITS4843C - Access Point | US51634857 | Philips Healthcare | 5 East - Observation Unit | Akron | Akron City Campus | Akron City Hospital | 5th Floor | 2017-01-17 | Low
No | 052318 | Network Hardware, Wireless | ITS4843C - Access Point | US51634834 | Philips Healthcare | 5 East - Observation Unit | Akron | Akron City Campus | Akron City Hospital | 5th Floor | 2017-01-17 | Low
No | 052319 | Network Hardware, Wireless | ITS4843C - Access Point | US51634831 | Philips Healthcare | 5 East - Observation Unit | Akron | Akron City Campus | Akron City Hospital | 5th Floor | 2017-01-17 | Low
No | 052320 | Network Hardware, Wireless | ITS4843C - Access Point | US51634833 | Philips Healthcare | 5 East - Observation Unit | Akron | Akron City Campus | Akron City Hospital | 5th Floor | 2017-01-17 | Low
No | 052321 | Network Hardware, Wireless | ITS4843C - Access Point | US51634837 | Philips Healthcare | 5 East - Observation Unit | Akron | Akron City Campus | Akron City Hospital | 5th Floor | 2017-01-17 | Low
No | 052322 | Network Hardware, Wireless | ITS4843C - Access Point | US51634839 | Philips Healthcare | 5 East - Observation Unit | Akron | Akron City Campus | Akron City Hospital | 5th Floor | 2017-01-17 | Low
No | 052323 | Network Hardware, Wireless | ITS4843C - Access Point | US51634852 | Philips Healthcare | 5 West - Cardiac Progressive Care Unit (PCU) | Akron | Akron City Campus | Akron City Hospital | 5th Floor | 2017-01-17 | Low
No | 052324 | Network Hardware, Wireless | ITS4843C - Access Point | US51634841 | Philips Healthcare | 5 West - Cardiac Progressive Care Unit (PCU) | Akron | Akron City Campus | Akron City Hospital | 5th Floor | 2017-01-17 | Low
No | 052325 | Network Hardware, Wireless | ITS4843C - Access Point | US51634840 | Philips Healthcare | 5 West - Cardiac Progressive Care Unit (PCU) | Akron | Akron City Campus | Akron City Hospital | 5th Floor | 2017-01-17 | Low
No | 052326 | Network Hardware, Wireless | ITS4843C - Access Point | US51634838 | Philips Healthcare | 4 West - CPI Progressive Care Unit (CPI-PCU) | Akron | Akron City Campus | Akron City Hospital | 4th Floor | 2017-01-17 | Low
No | 052327 | Network Hardware, Wireless | ITS4843C - Access Point | US51634830 | Philips Healthcare | 4 West - CPI Progressive Care Unit (CPI-PCU) | Akron | Akron City Campus | Akron City Hospital | 4th Floor | 2017-01-17 | Low
No | 052328 | Network Hardware, Wireless | ITS4843C - Access Point | US51634855 | Philips Healthcare | 4 West - CPI Progressive Care Unit (CPI-PCU) | Akron | Akron City Campus | Akron City Hospital | 4th Floor | 2017-01-17 | Low
No | 052329 | Network Hardware, Wireless | ITS4843C - Access Point | US51634854 | Philips Healthcare | 5 East - Observation Unit | Akron | Akron City Campus | Akron City Hospital | 5th Floor | 2017-01-17 | Low
No | 052330 | Network Hardware, Wireless | ITS4843C - Access Point | US51634826 | Philips Healthcare | 5 East - Observation Unit | Akron | Akron City Campus | Akron City Hospital | 5th Floor | 2017-01-17 | Low
No | 052331 | Network Hardware, Wireless | ITS4843C - Access Point | US51634808 | Philips Healthcare | 5 East - Observation Unit | Akron | Akron City Campus | Akron City Hospital | 5th Floor | 2017-01-17 | Low
No | 052332 | Network Hardware, Wireless | ITS4843C - Access Point | US51634848 | Philips Healthcare | 5 East - Observation Unit | Akron | Akron City Campus | Akron City Hospital | 5th Floor | 2017-01-17 | Low
No | 052333 | Network Hardware, Wireless | ITS4843C - Access Point | US51634851 | Philips Healthcare | 5 East - Observation Unit | Akron | Akron City Campus | Akron City Hospital | 5th Floor | 2017-01-17 | Low
No | 052334 | Network Hardware, Wireless | ITS4843C - Access Point | US51634765 | Philips Healthcare | 4 West - CPI Progressive Care Unit (CPI-PCU) | Akron | Akron City Campus | Akron City Hospital | 4th Floor | 2017-01-17 | Low
No | 052335 | Network Hardware, Wireless | ITS4843C - Access Point | US51634790 | Philips Healthcare | 4 West - CPI Progressive Care Unit (CPI-PCU) | Akron | Akron City Campus | Akron City Hospital | 4th Floor | 2017-01-17 | Low
No | 052336 | Network Hardware, Wireless | ITS4843C - Access Point | US51634778 | Philips Healthcare | 4 West - CPI Progressive Care Unit (CPI-PCU) | Akron | Akron City Campus | Akron City Hospital | 4th Floor | 2017-01-17 | Low
No | 052337 | Network Hardware, Wireless | ITS4843C - Access Point | US51634796 | Philips Healthcare | 5 West - Cardiac Progressive Care Unit (PCU) | Akron | Akron City Campus | Akron City Hospital | 5th Floor | 2017-01-17 | Low
No | 052338 | Network Hardware, Wireless | ITS4843C - Access Point | US51634849 | Philips Healthcare | 5 West - Cardiac Progressive Care Unit (PCU) | Akron | Akron City Campus | Akron City Hospital | 5th Floor | 2017-01-17 | Low
No | 052339 | Network Hardware, Wireless | ITS4843C - Access Point | US51634797 | Philips Healthcare | 5 North - Acuity Adaptable Unit (AAU) | Akron | Akron City Campus | Akron City Hospital | 4th Floor | 2017-01-17 | Low
No | 052340 | Network Hardware, Wireless | ITS4843C - Access Point | US51634804 | Philips Healthcare | 5 West - Cardiac Progressive Care Unit (PCU) | Akron | Akron City Campus | Akron City Hospital | 5th Floor | 2017-01-17 | Low
No | 052341 | Network Hardware, Wireless | ITS4843C - Access Point | US51634814 | Philips Healthcare | 5 West - Cardiac Progressive Care Unit (PCU) | Akron | Akron City Campus | Akron City Hospital | 5th Floor | 2017-01-17 | Low
No | 052342 | Network Hardware, Wireless | ITS4843C - Access Point | US51634798 | Philips Healthcare | 5 West - Cardiac Progressive Care Unit (PCU) | Akron | Akron City Campus | Akron City Hospital | 5th Floor | 2017-01-17 | Low
No | 052343 | Network Hardware, Wireless | ITS4843C - Access Point | US51634843 | Philips Healthcare | 5 West - Cardiac Progressive Care Unit (PCU) | Akron | Akron City Campus | Akron City Hospital | 5th Floor | 2017-01-17 | Low
No | 052344 | Network Hardware, Wireless | ITS4843C - Access Point | US51634847 | Philips Healthcare | 5 West - Cardiac Progressive Care Unit (PCU) | Akron | Akron City Campus | Akron City Hospital | 5th Floor | 2017-01-17 | Low
No | 052345 | Network Hardware, Wireless | ITS4843C - Access Point | US51634846 | Philips Healthcare | 5 West - Cardiac Progressive Care Unit (PCU) | Akron | Akron City Campus | Akron City Hospital | 5th Floor | 2017-01-17 | Low
No | 052346 | Network Hardware, Wireless | ITS4843C - Access Point | US51634856 | Philips Healthcare | 5 West - Cardiac Progressive Care Unit (PCU) | Akron | Akron City Campus | Akron City Hospital | 5th Floor | 2017-01-17 | Low
No | 052347 | Network Hardware, Wireless | ITS4843C - Access Point | US51634859 | Philips Healthcare | 4 West - CPI Progressive Care Unit (CPI-PCU) | Akron | Akron City Campus | Akron City Hospital | 4th Floor | 2017-01-17 | Low
No | 052348 | Network Hardware, Wireless | ITS4843C - Access Point | US51634842 | Philips Healthcare | 4 West - CPI Progressive Care Unit (CPI-PCU) | Akron | Akron City Campus | Akron City Hospital | 4th Floor | 2017-01-17 | Low
No | 052349 | Network Hardware, Wireless | ITS4843C - Access Point | US51634829 | Philips Healthcare | 4 West - CPI Progressive Care Unit (CPI-PCU) | Akron | Akron City Campus | Akron City Hospital | 4th Floor | 2017-01-17 | Low
No | 052350 | Network Hardware, Wireless | ITS4843C - Access Point | US51634836 | Philips Healthcare | 4 West - CPI Progressive Care Unit (CPI-PCU) | Akron | Akron City Campus | Akron City Hospital | 4th Floor | 2017-01-17 | Low
No | 052351 | Network Hardware, Wireless | ITS4843C - Access Point | US51634766 | Philips Healthcare | 4 West - CPI Progressive Care Unit (CPI-PCU) | Akron | Akron City Campus | Akron City Hospital | 4th Floor | 2017-01-17 | Low
No | 052352 | Network Hardware, Wireless | ITS4843C - Access Point | US51634784 | Philips Healthcare | 3 West - Trauma/Neuro Progressive Care Unit (PCU) | Akron | Akron City Campus | Akron City Hospital | 3rd Floor | 2017-01-17 | Low
No | 052353 | Network Hardware, Wireless | ITS4843C - Access Point | US51634775 | Philips Healthcare | 3 West - Trauma/Neuro Progressive Care Unit (PCU) | Akron | Akron City Campus | Akron City Hospital | 3rd Floor | 2017-01-17 | Low
No | 052354 | Network Hardware, Wireless | ITS4843C - Access Point | US51634777 | Philips Healthcare | 5 North - Acuity Adaptable Unit (AAU) | Akron | Akron City Campus | Akron City Hospital | 4th Floor | 2017-01-17 | Low
No | 052355 | Network Hardware, Wireless | ITS4843C - Access Point | US51634783 | Philips Healthcare | 4 North - Medical Unit | Akron | Akron City Campus | Akron City Hospital | 4th Floor | 2017-01-17 | Low
No | 052356 | Network Hardware, Wireless | ITS4843C - Access Point | US51634772 | Philips Healthcare | 4 North - Medical Unit | Akron | Akron City Campus | Akron City Hospital | 4th Floor | 2017-01-17 | Low
No | 052357 | Network Hardware, Wireless | ITS4843C - Access Point | US51634776 | Philips Healthcare | 4 North - Medical Unit | Akron | Akron City Campus | Akron City Hospital | 4th Floor | 2017-01-17 | Low
No | 052358 | Network Hardware, Wireless | ITS4843C - Access Point | US51634782 | Philips Healthcare | 4 North - Medical Unit | Akron | Akron City Campus | Akron City Hospital | 4th Floor | 2017-01-17 | Low
No | 052359 | Network Hardware, Wireless | ITS4843C - Access Point | US51634791 | Philips Healthcare | 4 North - Medical Unit | Akron | Akron City Campus | Akron City Hospital | 4th Floor | 2017-01-17 | Low
No | 052360 | Network Hardware, Wireless | ITS4843C - Access Point | US51634789 | Philips Healthcare | 4 North - Medical Unit | Akron | Akron City Campus | Akron City Hospital | 4th Floor | 2017-01-17 | Low
No | 052361 | Network Hardware, Wireless | ITS4843C - Access Point | US51634803 | Philips Healthcare | 4 North - Medical Unit | Akron | Akron City Campus | Akron City Hospital | 4th Floor | 2017-01-17 | Low
No | 052362 | Network Hardware, Wireless | ITS4843C - Access Point | US51634800 | Philips Healthcare | 3 West - Trauma/Neuro Progressive Care Unit (PCU) | Akron | Akron City Campus | Akron City Hospital | 3rd Floor | 2017-01-17 | Low
No | 052363 | Network Hardware, Wireless | ITS4843C - Access Point | US51634787 | Philips Healthcare | 3 West - Trauma/Neuro Progressive Care Unit (PCU) | Akron | Akron City Campus | Akron City Hospital | 3rd Floor | 2017-01-17 | Low
No | 052364 | Network Hardware, Wireless | ITS4843C - Access Point | US51634801 | Philips Healthcare | 3 West - Trauma/Neuro Progressive Care Unit (PCU) | Akron | Akron City Campus | Akron City Hospital | 3rd Floor | 2017-01-17 | Low
No | 052365 | Network Hardware, Wireless | ITS4843C - Access Point | US51634786 | Philips Healthcare | 3 West - Trauma/Neuro Progressive Care Unit (PCU) | Akron | Akron City Campus | Akron City Hospital | 3rd Floor | 2017-01-17 | Low
No | 052366 | Network Hardware, Wireless | ITS4843C - Access Point | US51634799 | Philips Healthcare | 3 West - Trauma/Neuro Progressive Care Unit (PCU) | Akron | Akron City Campus | Akron City Hospital | 3rd Floor | 2017-01-17 | Low
No | 052367 | Network Hardware, Wireless | ITS4843C - Access Point | US51634771 | Philips Healthcare | 3 West - Trauma/Neuro Progressive Care Unit (PCU) | Akron | Akron City Campus | Akron City Hospital | 3rd Floor | 2017-01-17 | Low
No | 052368 | Network Hardware, Wireless | ITS4843C - Access Point | US51634770 | Philips Healthcare | 3 West - Trauma/Neuro Progressive Care Unit (PCU) | Akron | Akron City Campus | Akron City Hospital | 3rd Floor | 2017-01-17 | Low
No | 052369 | Network Hardware, Wireless | ITS4843C - Access Point | US51634811 | Philips Healthcare | 3 West - Trauma/Neuro Progressive Care Unit (PCU) | Akron | Akron City Campus | Akron City Hospital | 3rd Floor | 2017-01-17 | Low
No | 052370 | Network Hardware, Wireless | ITS4843C - Access Point | US51634824 | Philips Healthcare | 3 West - Trauma/Neuro Progressive Care Unit (PCU) | Akron | Akron City Campus | Akron City Hospital | 3rd Floor | 2017-01-17 | Low
No | 052371 | Network Hardware, Wireless | ITS4843C - Access Point | US51634809 | Philips Healthcare | 3 West - Trauma/Neuro Progressive Care Unit (PCU) | Akron | Akron City Campus | Akron City Hospital | 3rd Floor | 2017-01-17 | Low
No | 052392 | Network Hardware, Wireless | ITS4843C - Access Point | US51634810 | Philips Healthcare | 4 North - Medical Unit | Akron | Akron City Campus | Akron City Hospital | 4th Floor | 2017-01-17 | Low
No | 052393 | Network Hardware, Wireless | ITS4843C - Access Point | US51634793 | Philips Healthcare | Diagnostic Radiology | Akron | Akron City Campus | Akron City Hospital | Ground Floor | 2017-01-17 | Low
No | 052395 | Network Hardware, Wireless | ITS4843C - Access Point | US51634812 | Philips Healthcare | Diagnostic Radiology | Akron | Akron City Campus | Akron City Hospital | Ground Floor | 2017-01-17 | Low
No | 052396 | Network Hardware, Wireless | ITS4843C - Access Point | US51634845 | Philips Healthcare | Diagnostic Radiology | Akron | Akron City Campus | Akron City Hospital | Ground Floor | 2017-01-17 | Low
No | 052397 | Network Hardware, Wireless | ITS4843C - Access Point | US51634832 | Philips Healthcare | Diagnostic Radiology | Akron | Akron City Campus | Akron City Hospital | Ground Floor | 2017-01-17 | Low
No | 052398 | Network Hardware, Wireless | ITS4843C - Access Point | US51634815 | Philips Healthcare | Diagnostic Radiology | Akron | Akron City Campus | Akron City Hospital | Ground Floor | 2017-01-17 | Low
No | 052401 | Network Hardware, Wireless | ITS4843C - Access Point | US51634807 | Philips Healthcare | Diagnostic Radiology | Akron | Akron City Campus | Akron City Hospital | Ground Floor | 2017-01-17 | Low
No | 052402 | Network Hardware, Wireless | ITS4843C - Access Point | US51634818 | Philips Healthcare | Diagnostic Radiology | Akron | Akron City Campus | Akron City Hospital | Ground Floor | 2017-01-17 | Low
No | 052403 | Network Hardware, Wireless | ITS4843C - Access Point | US51634823 | Philips Healthcare | Diagnostic Radiology | Akron | Akron City Campus | Akron City Hospital | Ground Floor | 2017-01-17 | Low
No | 052404 | Network Hardware, Wireless | ITS4843C - Access Point | US51634813 | Philips Healthcare | Diagnostic Radiology | Akron | Akron City Campus | Akron City Hospital | Ground Floor | 2017-01-17 | Low
No | 052405 | Network Hardware, Wireless | ITS4843C - Access Point | US51634819 | Philips Healthcare | 5 North - Acuity Adaptable Unit (AAU) | Akron | Akron City Campus | Akron City Hospital | 4th Floor | 2017-01-17 | Low
No | 052406 | Network Hardware, Wireless | ITS4843C - Access Point | US51634817 | Philips Healthcare | Diagnostic Radiology | Akron | Akron City Campus | Akron City Hospital | Ground Floor | 2017-01-17 | Low
No | 052407 | Network Hardware, Wireless | ITS4843C - Access Point | US51634788 | Philips Healthcare | Diagnostic Radiology | Akron | Akron City Campus | Akron City Hospital | Ground Floor | 2017-01-17 | Low
No | 052408 | Network Hardware, Wireless | ITS4843C - Access Point | US51634785 | Philips Healthcare | Diagnostic Radiology | Akron | Akron City Campus | Akron City Hospital | Ground Floor | 2017-01-17 | Low
No | 052418 | Network Hardware, Wireless | ITS4843C - Access Point | US51634850 | Philips Healthcare | 4 North - Medical Unit | Akron | Akron City Campus | Akron City Hospital | 4th Floor | 2017-01-17 | Low
No | 054924 | Network Hardware, Wireless | ITS4843C - Access Point | US51656352 | Philips Healthcare | Diagnostic Radiology | Akron | Akron City Campus | Akron City Hospital | Ground Floor | 2018-11-30 | Low
No | 054925 | Network Hardware, Wireless | ITS4843C - Access Point | US51656345 | Philips Healthcare | Diagnostic Radiology | Akron | Akron City Campus | Akron City Hospital | Ground Floor | 2018-11-30 | Low
No | 054926 | Network Hardware, Wireless | ITS4843C - Access Point | US51656346 | Philips Healthcare | Diagnostic Radiology | Akron | Akron City Campus | Akron City Hospital | Ground Floor | 2018-11-30 | Low
No | 054965 | Network Hardware, Wireless | ITS4843C - Access Point | US51659124 | Philips Healthcare | H6 - Surgical Progressive Care Unit (PCU) | Akron | Akron City Campus | H Tower | 6th Floor | 2019-03-20 | Low
No | 054966 | Network Hardware, Wireless | ITS4843C - Access Point | US51659125 | Philips Healthcare | Diagnostic Radiology | Akron | Akron City Campus | Akron City Hospital | Ground Floor | 2019-03-20 | Low
No | 054967 | Network Hardware, Wireless | ITS4843C - Access Point | US51659126 | Philips Healthcare | H6 - Surgical Progressive Care Unit (PCU) | Akron | Akron City Campus | H Tower | 6th Floor | 2019-03-20 | Low
No | 054968 | Network Hardware, Wireless | ITS4843C - Access Point | US51659123 | Philips Healthcare | H6 - Surgical Progressive Care Unit (PCU) | Akron | Akron City Campus | H Tower | 6th Floor | 2019-03-20 | Low
No | 054969 | Network Hardware, Wireless | ITS4843C - Access Point | US51659122 | Philips Healthcare | H6 - Surgical Progressive Care Unit (PCU) | Akron | Akron City Campus | H Tower | 6th Floor | 2019-03-20 | Low
No | 054970 | Network Hardware, Wireless | ITS4843C - Access Point | US51659129 | Philips Healthcare | H6 - Surgical Progressive Care Unit (PCU) | Akron | Akron City Campus | H Tower | 6th Floor | 2019-03-20 | Low
No | 054971 | Network Hardware, Wireless | ITS4843C - Access Point | US51659128 | Philips Healthcare | H6 - Surgical Progressive Care Unit (PCU) | Akron | Akron City Campus | H Tower | 6th Floor | 2019-03-20 | Low
No | 054972 | Network Hardware, Wireless | ITS4843C - Access Point | US51659130 | Philips Healthcare | H6 - Surgical Progressive Care Unit (PCU) | Akron | Akron City Campus | H Tower | 6th Floor | 2019-03-20 | Low
No | 054973 | Network Hardware, Wireless | ITS4843C - Access Point | US51659136 | Philips Healthcare | H6 - Surgical Progressive Care Unit (PCU) | Akron | Akron City Campus | H Tower | 6th Floor | 2019-03-20 | Low
No | 054974 | Network Hardware, Wireless | ITS4843C - Access Point | US51659127 | Philips Healthcare | H6 - Surgical Progressive Care Unit (PCU) | Akron | Akron City Campus | H Tower | 6th Floor | 2019-03-20 | Low
No | 054975 | Network Hardware, Wireless | ITS4843C - Access Point | US51659139 | Philips Healthcare | H6 - Surgical Progressive Care Unit (PCU) | Akron | Akron City Campus | H Tower | 6th Floor | 2019-03-20 | Low
No | 054976 | Network Hardware, Wireless | ITS4843C - Access Point | US51659133 | Philips Healthcare | H6 - Surgical Progressive Care Unit (PCU) | Akron | Akron City Campus | H Tower | 6th Floor | 2019-03-20 | Low
No | 054977 | Network Hardware, Wireless | ITS4843C - Access Point | US51659135 | Philips Healthcare | H6 - Surgical Progressive Care Unit (PCU) | Akron | Akron City Campus | H Tower | 6th Floor | 2019-03-20 | Low
No | 054978 | Network Hardware, Wireless | ITS4843C - Access Point | US51659137 | Philips Healthcare | H6 - Surgical Progressive Care Unit (PCU) | Akron | Akron City Campus | H Tower | 6th Floor | 2019-03-20 | Low
No | 054979 | Network Hardware, Wireless | ITS4843C - Access Point | US51659138 | Philips Healthcare | H6 - Surgical Progressive Care Unit (PCU) | Akron | Akron City Campus | H Tower | 6th Floor | 2019-03-20 | Low
No | 054980 | Network Hardware, Wireless | ITS4843C - Access Point | US51659132 | Philips Healthcare | H6 - Surgical Progressive Care Unit (PCU) | Akron | Akron City Campus | H Tower | 6th Floor | 2019-03-20 | Low
No | 054981 | Network Hardware, Wireless | ITS4843C - Access Point | US51659134 | Philips Healthcare | H6 - Surgical Progressive Care Unit (PCU) | Akron | Akron City Campus | H Tower | 6th Floor | 2019-03-20 | Low
No | 054982 | Network Hardware, Wireless | ITS4843C - Access Point | US51659131 | Philips Healthcare | H6 - Surgical Progressive Care Unit (PCU) | Akron | Akron City Campus | H Tower | 6th Floor | 2019-03-20 | Low
No | 055306 | Network Hardware, Wireless | ITS4843C - Access Point | US51633120 | Philips Healthcare | T1 - CTV Intensive Care Unit (CTV-ICU) | Akron | Akron City Campus | Critical Care Tower | 1st Floor | 2016-11-28 | Low
No | 055307 | Network Hardware, Wireless | ITS4843C - Access Point | US51633122 | Philips Healthcare | T1 - CTV Intensive Care Unit (CTV-ICU) | Akron | Akron City Campus | Critical Care Tower | 1st Floor | 2016-11-28 | Low
No | 055308 | Network Hardware, Wireless | ITS4843C - Access Point | US51633123 | Philips Healthcare | T1 - CTV Intensive Care Unit (CTV-ICU) | Akron | Akron City Campus | Critical Care Tower | 1st Floor | 2016-11-28 | Low
No | 055309 | Network Hardware, Wireless | ITS4843C - Access Point | US51633126 | Philips Healthcare | T1 - CTV Intensive Care Unit (CTV-ICU) | Akron | Akron City Campus | Critical Care Tower | 1st Floor | 2016-11-28 | Low
No | 055310 | Network Hardware, Wireless | ITS4843C - Access Point | US51633125 | Philips Healthcare | T1 - CTV Intensive Care Unit (CTV-ICU) | Akron | Akron City Campus | Critical Care Tower | 1st Floor | 2016-11-28 | Low
No | 055311 | Network Hardware, Wireless | ITS4843C - Access Point | US51633115 | Philips Healthcare | T1 - CTV Intensive Care Unit (CTV-ICU) | Akron | Akron City Campus | Critical Care Tower | 1st Floor | 2016-11-28 | Low
No | 055312 | Network Hardware, Wireless | ITS4843C - Access Point | US51633116 | Philips Healthcare | T1 - CTV Intensive Care Unit (CTV-ICU) | Akron | Akron City Campus | Critical Care Tower | 1st Floor | 2016-11-28 | Low
No | 055313 | Network Hardware, Wireless | ITS4843C - Access Point | US51633119 | Philips Healthcare | T1 - CTV Intensive Care Unit (CTV-ICU) | Akron | Akron City Campus | Critical Care Tower | 1st Floor | 2016-11-28 | Low
No | 055314 | Network Hardware, Wireless | ITS4843C - Access Point | US51633121 | Philips Healthcare | T1 - CTV Intensive Care Unit (CTV-ICU) | Akron | Akron City Campus | Critical Care Tower | 1st Floor | 2016-11-28 | Low
No | 055315 | Network Hardware, Wireless | ITS4843C - Access Point | US51633118 | Philips Healthcare | T1 - CTV Intensive Care Unit (CTV-ICU) | Akron | Akron City Campus | Critical Care Tower | 1st Floor | 2016-11-28 | Low
No | 055316 | Network Hardware, Wireless | ITS4843C - Access Point | US51633124 | Philips Healthcare | T1 - CTV Intensive Care Unit (CTV-ICU) | Akron | Akron City Campus | Critical Care Tower | 1st Floor | 2016-11-28 | Low
No | 055317 | Network Hardware, Wireless | ITS4843C - Access Point | US51633117 | Philips Healthcare | T1 - CTV Intensive Care Unit (CTV-ICU) | Akron | Akron City Campus | Critical Care Tower | 1st Floor | 2016-11-28 | Low
No | 055323 | Network Hardware, Wireless | ITS4843C - Access Point | US511633111 | Philips Healthcare | 1 Central - CV Progressive Care Unit (PCU) | Akron | Akron City Campus | Akron City Hospital | 1st Floor | 2016-11-28 | Low
No | 055324 | Network Hardware, Wireless | ITS4843C - Access Point | US511633106 | Philips Healthcare | 1 Central - CV Progressive Care Unit (PCU) | Akron | Akron City Campus | Akron City Hospital | 1st Floor | 2016-11-28 | Low
No | 055325 | Network Hardware, Wireless | ITS4843C - Access Point | US511633109 | Philips Healthcare | 1 Central - CV Progressive Care Unit (PCU) | Akron | Akron City Campus | Akron City Hospital | 1st Floor | 2016-11-28 | Low
No | 055326 | Network Hardware, Wireless | ITS4843C - Access Point | US511633112 | Philips Healthcare | 1 Central - CV Progressive Care Unit (PCU) | Akron | Akron City Campus | Akron City Hospital | 1st Floor | 2016-11-28 | Low
No | 055327 | Network Hardware, Wireless | ITS4843C - Access Point | US511633107 | Philips Healthcare | 1 Central - CV Progressive Care Unit (PCU) | Akron | Akron City Campus | Akron City Hospital | 1st Floor | 2016-11-28 | Low
No | 055328 | Network Hardware, Wireless | ITS4843C - Access Point | US511633113 | Philips Healthcare | 1 Central - CV Progressive Care Unit (PCU) | Akron | Akron City Campus | Akron City Hospital | 1st Floor | 2016-11-28 | Low
No | 055329 | Network Hardware, Wireless | ITS4843C - Access Point | US511633108 | Philips Healthcare | 1 Central - CV Progressive Care Unit (PCU) | Akron | Akron City Campus | Akron City Hospital | 1st Floor | 2016-11-28 | Low
No | 055330 | Network Hardware, Wireless | ITS4843C - Access Point | US511633114 | Philips Healthcare | 1 Central - CV Progressive Care Unit (PCU) | Akron | Akron City Campus | Akron City Hospital | 1st Floor | 2016-11-28 | Low
No | 058996 | Network Hardware, Wireless | ITS4843C - Access Point | US51661934 | Philips Healthcare | Diagnostic Radiology | Akron | Akron City Campus | Akron City Hospital | Ground Floor | 2020-05-29 | Low
No | 058997 | Network Hardware, Wireless | ITS4843C - Access Point | US51661936 | Philips Healthcare | Diagnostic Radiology | Akron | Akron City Campus | Akron City Hospital | Ground Floor | 2020-05-29 | Low
No | 060813 | Network Hardware, Wireless | ITS4843C - Access Point | US51641972 | Philips Healthcare | Health Tech Mgmt | Akron | Akron City Campus | ACH Admin Building | Ground Floor | 2017-01-17 | Low
No | 060381 | Network Hardware, Wireless | ITS4843D - Wireless Access Point | DK51606644 | Philips Healthcare | 3 North - Epilepsy Monitoring Unit (EMU) | Akron | Akron City Campus | Akron City Hospital | 3rd Floor | 2021-04-13 | Low
No | 060382 | Network Hardware, Wireless | ITS4843D - Wireless Access Point | DK51606640 | Philips Healthcare | 3 North - Epilepsy Monitoring Unit (EMU) | Akron | Akron City Campus | Akron City Hospital | 3rd Floor | 2021-04-13 | Low
No | 060387 | Network Hardware, Wireless | ITS4843D - Wireless Access Point | DK51606693 | Philips Healthcare | H2 - Labor and Delivery Unit (L&D) | Akron | Akron City Campus | H Tower | 2nd Floor | 2021-04-13 | Low
No | 060388 | Network Hardware, Wireless | ITS4843D - Wireless Access Point | DK51606694 | Philips Healthcare | H2 - Labor and Delivery Unit (L&D) | Akron | Akron City Campus | H Tower | 2nd Floor | 2021-04-13 | Low
No | 060389 | Network Hardware, Wireless | ITS4843D - Wireless Access Point | DK51606528 | Philips Healthcare | H2 - Labor and Delivery Unit (L&D) | Akron | Akron City Campus | H Tower | 2nd Floor | 2021-04-13 | Low
No | 060390 | Network Hardware, Wireless | ITS4843D - Wireless Access Point | DK51606541 | Philips Healthcare | H2 - Labor and Delivery Unit (L&D) | Akron | Akron City Campus | H Tower | 2nd Floor | 2021-04-13 | Low
No | 060391 | Network Hardware, Wireless | ITS4843D - Wireless Access Point | DK51606695 | Philips Healthcare | H2 - Labor and Delivery Unit (L&D) | Akron | Akron City Campus | H Tower | 2nd Floor | 2021-04-13 | Low
No | 060392 | Network Hardware, Wireless | ITS4843D - Wireless Access Point | DK51606691 | Philips Healthcare | H2 - Labor and Delivery Unit (L&D) | Akron | Akron City Campus | H Tower | 2nd Floor | 2021-04-13 | Low
No | 060393 | Network Hardware, Wireless | ITS4843D - Wireless Access Point | DK51606686 | Philips Healthcare | 3 North - Epilepsy Monitoring Unit (EMU) | Akron | Akron City Campus | Akron City Hospital | 3rd Floor | 2021-04-13 | Low
No | 060394 | Network Hardware, Wireless | ITS4843D - Wireless Access Point | DK51606696 | Philips Healthcare | 3 North - Epilepsy Monitoring Unit (EMU) | Akron | Akron City Campus | Akron City Hospital | 3rd Floor | 2021-04-13 | Low
No | 060395 | Network Hardware, Wireless | ITS4843D - Wireless Access Point | DK51606690 | Philips Healthcare | 3 North - Epilepsy Monitoring Unit (EMU) | Akron | Akron City Campus | Akron City Hospital | 3rd Floor | 2021-04-13 | Low
No | 060396 | Network Hardware, Wireless | ITS4843D - Wireless Access Point | DK51606688 | Philips Healthcare | 3 North - Epilepsy Monitoring Unit (EMU) | Akron | Akron City Campus | Akron City Hospital | 3rd Floor | 2021-04-13 | Low
No | 060397 | Network Hardware, Wireless | ITS4843D - Wireless Access Point | DK51606649 | Philips Healthcare | 3 North - Epilepsy Monitoring Unit (EMU) | Akron | Akron City Campus | Akron City Hospital | 3rd Floor | 2021-04-13 | Low
No | 060398 | Network Hardware, Wireless | ITS4843D - Wireless Access Point | DK51606648 | Philips Healthcare | 3 North - Epilepsy Monitoring Unit (EMU) | Akron | Akron City Campus | Akron City Hospital | 3rd Floor | 2021-04-13 | Low
No | 060399 | Network Hardware, Wireless | ITS4843D - Wireless Access Point | DK51606650 | Philips Healthcare | 3 North - Epilepsy Monitoring Unit (EMU) | Akron | Akron City Campus | Akron City Hospital | 3rd Floor | 2021-04-13 | Low
No | 060400 | Network Hardware, Wireless | ITS4843D - Wireless Access Point | DK51606653 | Philips Healthcare | 3 North - Epilepsy Monitoring Unit (EMU) | Akron | Akron City Campus | Akron City Hospital | 3rd Floor | 2021-04-13 | Low
No | 060401 | Network Hardware, Wireless | ITS4843D - Wireless Access Point | DK51606651 | Philips Healthcare | 3 North - Epilepsy Monitoring Unit (EMU) | Akron | Akron City Campus | Akron City Hospital | 3rd Floor | 2021-04-13 | Low
No | 060402 | Network Hardware, Wireless | ITS4843D - Wireless Access Point | DK51606652 | Philips Healthcare | 3 North - Epilepsy Monitoring Unit (EMU) | Akron | Akron City Campus | Akron City Hospital | 3rd Floor | 2021-04-13 | Low
No | 052481 | Network Hardware, Wireless | ITS4844A - Access Point Sync Unit | SG63923629 | Philips Healthcare | Nursing Administration | Akron | Akron City Campus | ACH Admin Building | 1st Floor | 2017-02-13 | Low
No | 052483 | Network Hardware, Wireless | ITS4844A - Access Point Sync Unit | SG63923575 | Philips Healthcare | 5 East - Observation Unit | Akron | Akron City Campus | Akron City Hospital | 5th Floor | 2017-02-13 | Low
No | 052484 | Network Hardware, Wireless | ITS4844A - Access Point Sync Unit | SG63923572 | Philips Healthcare | Nursing Administration | Akron | Akron City Campus | ACH Admin Building | 1st Floor | 2017-02-13 | Low
No | 052487 | Network Hardware, Wireless | ITS4844A - Access Point Sync Unit | SG63923596 | Philips Healthcare | 4 West - CPI Progressive Care Unit (CPI-PCU) | Akron | Akron City Campus | Akron City Hospital | 4th Floor | 2017-02-13 | Low
No | 052488 | Network Hardware, Wireless | ITS4844A - Access Point Sync Unit | SG63923573 | Philips Healthcare | 3 West - Trauma/Neuro Progressive Care Unit (PCU) | Akron | Akron City Campus | Akron City Hospital | 3rd Floor | 2017-02-13 | Low
No | 052489 | Network Hardware, Wireless | ITS4844A - Access Point Sync Unit | SG63923574 | Philips Healthcare | 5 West - Cardiac Progressive Care Unit (PCU) | Akron | Akron City Campus | Akron City Hospital | 5th Floor | 2017-02-13 | Low
No | 052490 | Network Hardware, Wireless | ITS4844A - Access Point Sync Unit | SG63923634 | Philips Healthcare | 4 West - CPI Progressive Care Unit (CPI-PCU) | Akron | Akron City Campus | Akron City Hospital | 4th Floor | 2017-02-13 | Low
No | 054281 | Network Hardware, Wireless | ITS4844A - Access Point Sync Unit | SG24023192 | Philips Healthcare | 1 Central - CV Progressive Care Unit (PCU) | Akron | Akron City Campus | Akron City Hospital | 1st Floor | 2017-03-27 | Low
No | 057583 | Network Hardware, Wireless | ITS4844A - Access Point Sync Unit | SG36929487 | Philips Healthcare | H2 - Labor and Delivery Unit (L&D) | Akron | Akron City Campus | H Tower | 2nd Floor | 2019-05-06 | Low
No | 058600 | Network Hardware, Wireless | ITS4844A - Access Point Sync Unit | SG83931083 | Philips Healthcare | Health Tech Mgmt | Akron | Akron City Campus | ACH Admin Building | Ground Floor | 2017-02-14 | Low
No | 060067 | Network Hardware, Wireless | ITS4844A - Access Point Sync Unit | SG63936647 | Philips Healthcare | 3 North - Epilepsy Monitoring Unit (EMU) | Akron | Akron City Campus | Akron City Hospital | 3rd Floor | 2021-03-29 | Low
No | 060068 | Network Hardware, Wireless | ITS4844A - Access Point Sync Unit | SG63936648 | Philips Healthcare | 3 North - Epilepsy Monitoring Unit (EMU) | Akron | Akron City Campus | Akron City Hospital | 3rd Floor | 2021-03-29 | Low
No | 061213 | Network Hardware, Wireless | ITS4844A - Access Point Sync Unit | SC63936910 | Philips Healthcare | 3 North - Epilepsy Monitoring Unit (EMU) | Akron | Akron City Campus | Akron City Hospital | 3rd Floor | 2021-11-11 | Low
No | 052551 | Network Hardware, Wireless | ITS4846A - Remote Access Point | R033645932 | Philips Healthcare | 4 North - Medical Unit | Akron | Akron City Campus | Akron City Hospital | 4th Floor | 2017-02-15 | Low
No | 052552 | Network Hardware, Wireless | ITS4846A - Remote Access Point | R033645988 | Philips Healthcare | 3 West - Trauma/Neuro Progressive Care Unit (PCU) | Akron | Akron City Campus | Akron City Hospital | 3rd Floor | 2017-02-15 | Low
No | 052556 | Network Hardware, Wireless | ITS4846A - Remote Access Point | R033645989 | Philips Healthcare | 5 East - Observation Unit | Akron | Akron City Campus | Akron City Hospital | 5th Floor | 2017-02-15 | Low
No | 054960 | Network Hardware, Wireless | ITS4846A - Remote Access Point | R064059658 | Philips Healthcare | H6 - Surgical Progressive Care Unit (PCU) | Akron | Akron City Campus | H Tower | 6th Floor | 2019-03-20 | Low
No | 054961 | Network Hardware, Wireless | ITS4846A - Remote Access Point | R064059601 | Philips Healthcare | H6 - Surgical Progressive Care Unit (PCU) | Akron | Akron City Campus | H Tower | 6th Floor | 2019-03-20 | Low
No | 054962 | Network Hardware, Wireless | ITS4846A - Remote Access Point | R064059740 | Philips Healthcare | H6 - Surgical Progressive Care Unit (PCU) | Akron | Akron City Campus | H Tower | 6th Floor | 2019-03-20 | Low
No | 054963 | Network Hardware, Wireless | ITS4846A - Remote Access Point | R064059421 | Philips Healthcare | H6 - Surgical Progressive Care Unit (PCU) | Akron | Akron City Campus | H Tower | 6th Floor | 2019-03-20 | Low
No | 054964 | Network Hardware, Wireless | ITS4846A - Remote Access Point | R064059735 | Philips Healthcare | H6 - Surgical Progressive Care Unit (PCU) | Akron | Akron City Campus | H Tower | 6th Floor | 2019-03-20 | Low
No | 055318 | Network Hardware, Wireless | ITS4846A - Remote Access Point | R044549170 | Philips Healthcare | T1 - CTV Intensive Care Unit (CTV-ICU) | Akron | Akron City Campus | Critical Care Tower | 1st Floor | 2016-11-29 | Low
No | 055319 | Network Hardware, Wireless | ITS4846A - Remote Access Point | R044549196 | Philips Healthcare | 1 Central - CV Progressive Care Unit (PCU) | Akron | Akron City Campus | Akron City Hospital | 1st Floor | 2016-11-29 | Low
No | 055320 | Network Hardware, Wireless | ITS4846A - Remote Access Point | R044549259 | Philips Healthcare | T1 - CTV Intensive Care Unit (CTV-ICU) | Akron | Akron City Campus | Critical Care Tower | 1st Floor | 2016-11-29 | Low
No | 055321 | Network Hardware, Wireless | ITS4846A - Remote Access Point | R044549161 | Philips Healthcare | T1 - CTV Intensive Care Unit (CTV-ICU) | Akron | Akron City Campus | Critical Care Tower | 1st Floor | 2016-11-29 | Low
No | 055322 | Network Hardware, Wireless | ITS4846A - Remote Access Point | R044549261 | Philips Healthcare | T1 - CTV Intensive Care Unit (CTV-ICU) | Akron | Akron City Campus | Critical Care Tower | 1st Floor | 2016-11-29 | Low
No | 055332 | Network Hardware, Wireless | ITS4846A - Remote Access Point | R044549197 | Philips Healthcare | 1 Central - CV Progressive Care Unit (PCU) | Akron | Akron City Campus | Akron City Hospital | 1st Floor | 2016-11-29 | Low
No | 055333 | Network Hardware, Wireless | ITS4846A - Remote Access Point | R044549251 | Philips Healthcare | 1 Central - CV Progressive Care Unit (PCU) | Akron | Akron City Campus | Akron City Hospital | 1st Floor | 2016-11-29 | Low
No | 058998 | Network Hardware, Wireless | ITS4846A - Remote Access Point | RO83316653 | Philips Healthcare | Health Tech Mgmt | Akron | Akron City Campus | ACH Admin Building | Ground Floor | 2020-06-01 | Low
No | 057876 | Network Hardware, Wireless | ITS4846B - Remote Access Point | DK82000590 | Philips Healthcare | 4 North - Medical Unit | Akron | Akron City Campus | Akron City Hospital | 4th Floor | 2019-07-21 | Low
No | 057877 | Network Hardware, Wireless | ITS4846B - Remote Access Point | DK82000689 | Philips Healthcare | 4 North - Medical Unit | Akron | Akron City Campus | Akron City Hospital | 4th Floor | 2019-07-21 | Low
No | 057878 | Network Hardware, Wireless | ITS4846B - Remote Access Point | DK82000591 | Philips Healthcare | 4 North - Medical Unit | Akron | Akron City Campus | Akron City Hospital | 4th Floor | 2019-07-21 | Low
No | 057879 | Network Hardware, Wireless | ITS4846B - Remote Access Point | DK82000585 | Philips Healthcare | 4 North - Medical Unit | Akron | Akron City Campus | Akron City Hospital | 4th Floor | 2019-07-21 | Low
No | 060385 | Network Hardware, Wireless | ITS4846B - Remote Access Point | DK74109550 | Philips Healthcare | H2 - Labor and Delivery Unit (L&D) | Akron | Akron City Campus | H Tower | 2nd Floor | 2021-04-13 | Low
No | 060386 | Network Hardware, Wireless | ITS4846B - Remote Access Point | DK74109497 | Philips Healthcare | H2 - Labor and Delivery Unit (L&D) | Akron | Akron City Campus | H Tower | 2nd Floor | 2021-04-13 | Low
No | 060403 | Network Hardware, Wireless | ITS4846B - Remote Access Point | DK74109856 | Philips Healthcare | 3 North - Epilepsy Monitoring Unit (EMU) | Akron | Akron City Campus | Akron City Hospital | 3rd Floor | 2021-04-13 | Low
No | 060404 | Network Hardware, Wireless | ITS4846B - Remote Access Point | DK74109865 | Philips Healthcare | 3 North - Epilepsy Monitoring Unit (EMU) | Akron | Akron City Campus | Akron City Hospital | 3rd Floor | 2021-04-13 | Low
No | 029658 | Network Hardware, Wireless | M4844A - Access Point Sync Unit | SG13511202 | Philips Healthcare | Emergency Department (ED) - ACH | Akron | Akron City Campus | Akron City Hospital | Ground Floor | 2012-01-19 | Low
No | 029662 | Network Hardware, Wireless | M4844A - Access Point Sync Unit | SG13511204 | Philips Healthcare | Emergency Department (ED) - ACH | Akron | Akron City Campus | Akron City Hospital | Ground Floor | 2012-01-19 | Low
No | 031418 | Network Hardware, Wireless | M4844A - Access Point Sync Unit | SG20912600 | Philips Healthcare | Emergency Department (ED) - Green | Barberton | Green Campus | Green Medical Center | Ground Floor | 2012-06-20 | Low
No | CE3626 | Network Routers | 78581B - Carenet Controller, Scc | 2228A08309 | Philips Healthcare | Acuity Adaptable Unit (AAU) - SB | Barberton | Barberton Campus | Summa Barberton Hospital | 2nd Floor | 2009-04-01 | Low
No | 015749 | Network Routers | EZXS88W - Hub, 8-Port, Ether 10/100 | RA33045014012 | Linksys | Health Tech Mgmt | Akron | Akron City Campus | ACH Admin Building | Ground Floor | 2004-11-03 | Low
No | 029657 | Network Routers | PD-6512/AC/M/PMS - 12 Port P. O. Ethernet | N11381222010073A03 | Philips Healthcare | Emergency Department (ED) - ACH | Akron | Akron City Campus | Akron City Hospital | Ground Floor | 2012-01-19 | Low
No | 029661 | Network Routers | PD-6512/AC/M/PMS - 12 Port P. O. Ethernet | N11381222010074A03 | Philips Healthcare | Emergency Department (ED) - ACH | Akron | Akron City Campus | Akron City Hospital | Ground Floor | 2012-01-19 | Low
No | 031419 | Network Routers | PD-6512/AC/M/PMS - 12 Port P. O. Ethernet | N12081222011418A03 | Philips Healthcare | Emergency Department (ED) - Green | Barberton | Green Campus | Green Medical Center | Ground Floor | 2012-06-20 | Low
No | 033191 | Network Routers | RT-N66U - Router, Dual-Band Wireless-N900 Gigabit | E9ZA08013200 | ASUS | SCI - Cardio & Pulm Rehab | Akron | Akron City Campus | 95 Arch | Ground Floor | 2015-04-14 | Low
No | 052127 | Network Routers | RT-N66U - Router, Dual-Band Wireless-N900 Gigabit | E9IA08013276 | ASUS | SCI - Cardio & Pulm Rehab | Akron | Akron City Campus | 95 Arch | Ground Floor | 2018-07-30 | Low
No | 031665 | Network Servers | 866389 - Server, Piicix, Primary Plus Physio Vm'S | 0T5A-6TKK-H | Philips Healthcare | Health Tech Mgmt | Akron | Akron City Campus | ACH Admin Building | Ground Floor | 2017-02-10 | Low
No | 043908 | Network Servers | 866389 - Server, Piicix, Primary Plus Physio Vm'S | 5B4R-43JR-9 | Philips Healthcare | Health Tech Mgmt - SB | Barberton | Barberton Campus | Summa Barberton Hospital | 5th Floor | 2017-02-10 | Low
No | 062157 | Network Servers | M1381E - File Server Obtv | 5740A00315 | Philips Healthcare | H2 - Labor and Delivery Unit (L&D) | Akron | Akron City Campus | H Tower | 2nd Floor | 2022-07-13 | Low
No | 029650 | Network Servers | M3154A - Large Database Server | 5135A00862 | Philips Healthcare | Emergency Department (ED) - ACH | Akron | Akron City Campus | Akron City Hospital | Ground Floor | 2012-01-19 | Low
No | CE6980 | Network Servers | M3154A - Large Database Server | 5247A14916 | Philips Healthcare | Emergency Department (ED) - SBH | Barberton | Barberton Campus | Summa Barberton Hospital | Ground Floor | 2013-03-11 | Low
No | CE7086 | Network Servers | M3154A - Large Database Server | 5340A21429 | Philips Healthcare | Emergency Department (ED) - SBH | Barberton | Barberton Campus | Summa Barberton Hospital | Ground Floor | 2013-11-20 | Low
No | 032667 | Network Servers | NPort 5610-16 - Moxa Serial Port Servers | TACAE1006066 | Philips Healthcare | H2 - Labor and Delivery Unit (L&D) | Akron | Akron City Campus | H Tower | 2nd Floor | 2013-08-12 | Low
No | 032668 | Network Servers | NPort 5610-16 - Moxa Serial Port Servers | TACAE1006166 | Philips Healthcare | H2 - Labor and Delivery Unit (L&D) | Akron | Akron City Campus | H Tower | 2nd Floor | 2013-08-12 | Low
No | 032669 | Network Servers | NPort 5610-16 - Moxa Serial Port Servers | TACAE1006037 | Philips Healthcare | H2 - Labor and Delivery Unit (L&D) | Akron | Akron City Campus | H Tower | 2nd Floor | 2013-08-12 | Low
No | 032670 | Network Servers | NPort 5610-16 - Moxa Serial Port Servers | TACAE101330 | Philips Healthcare | H4 - Mother/Baby Unit | Akron | Akron City Campus | H Tower | 4th Floor | 2013-08-12 | Low
No | 032671 | Network Servers | NPort 5610-16 - Moxa Serial Port Servers | TACAE1006070 | Philips Healthcare | H2 - Labor and Delivery Unit (L&D) | Akron | Akron City Campus | H Tower | 2nd Floor | 2013-08-12 | Low
No | 032673 | Network Servers | NPort 5610-16 - Moxa Serial Port Servers | TACAE1006049 | Philips Healthcare | H2 - Labor and Delivery Unit (L&D) | Akron | Akron City Campus | H Tower | 2nd Floor | 2013-08-12 | Low
No | 032674 | Network Servers | NPort 5610-16 - Moxa Serial Port Servers | TACAE1013342 | Philips Healthcare | H4 - Mother/Baby Unit | Akron | Akron City Campus | H Tower | 4th Floor | 2013-08-12 | Low
No | 051882 | Network Switches | 2960-XR - Xr Series Gig-Switch | FDO2005B03W | Cisco Systems | Medina ASC | Barberton | Medina Campus | Medina Medical Center | 1st Floor | 2017-02-13 | Low
No | 051883 | Network Switches | 2960-XR - Xr Series Gig-Switch | FDO2032B02H | Cisco Systems | Medina ASC | Barberton | Medina Campus | Medina Medical Center | 1st Floor | 2017-02-13 | Low
No | 051887 | Network Switches | 2960-XR - Xr Series Gig-Switch | FDO2032B02R | Cisco Systems | Emergency Department (ED) - Green | Barberton | Green Campus | Green Medical Center | Ground Floor | 2017-02-13 | Low
No | 051888 | Network Switches | 2960-XR - Xr Series Gig-Switch | FDO2031B0TK | Cisco Systems | Emergency Department (ED) - Green | Barberton | Green Campus | Green Medical Center | Ground Floor | 2017-02-13 | Low
No | 054272 | Network Switches | C3850-NM-BLANK - Router, Switch | F0C2033XO5Q | Cisco Systems | 1 Central - CV Progressive Care Unit (PCU) | Akron | Akron City Campus | Akron City Hospital | 1st Floor | 2017-03-24 | Low
No | 054276 | Network Switches | C3850-NM-BLANK - Router, Switch | F0C2033X05Q | Cisco Systems | 1 Central - CV Progressive Care Unit (PCU) | Akron | Akron City Campus | Akron City Hospital | 1st Floor | 2017-03-24 | Low
No | 029651 | Network Switches | CATALYST 2960 - 24 Port Utp Switch | FCQ1537Y16X | Cisco Systems | Emergency Department (ED) - ACH | Akron | Akron City Campus | Akron City Hospital | Ground Floor | 2012-01-19 | Low
No | 029652 | Network Switches | CATALYST 2960 - 24 Port Utp Switch | FCQ1537Y18G | Cisco Systems | Emergency Department (ED) - ACH | Akron | Akron City Campus | Akron City Hospital | Ground Floor | 2012-01-19 | Low
No | 029653 | Network Switches | CATALYST 2960 - 24 Port Utp Switch | FCQ1537Y18M | Cisco Systems | Emergency Department (ED) - ACH | Akron | Akron City Campus | Akron City Hospital | Ground Floor | 2012-01-19 | Low
No | 031420 | Network Switches | CATALYST 2960 - 24 Port Utp Switch | FCQ1610Y0U1 | Cisco Systems | Emergency Department (ED) - Green | Barberton | Green Campus | Green Medical Center | Ground Floor | 2012-06-20 | Low
No | 031421 | Network Switches | CATALYST 2960 - 24 Port Utp Switch | FCQ1610Y0U3 | Cisco Systems | Emergency Department (ED) - Green | Barberton | Green Campus | Green Medical Center | Ground Floor | 2012-06-20 | Low
No | 032931 | Network Switches | CATALYST 2960 - 24 Port Utp Switch | FCQ1733X5RE | Cisco Systems | PACU | Akron | Akron City Campus | Akron City Hospital | 1st Floor | 2014-05-06 | Low
No | 034568 | Network Switches | CATALYST 2960 - 24 Port Utp Switch | F0C1904S2BY | Cisco Systems | SCI-Cardiology Prep & Recovery | Akron | Akron City Campus | Akron City Hospital | 1st Floor | 2015-08-26 | Low
No | 043155 | Network Switches | CATALYST 2960 - 24 Port Utp Switch | FOC2545YEJ3 | Cisco Systems | Medina ASC | Barberton | Medina Campus | Medina Medical Center | 1st Floor | 2022-12-16 08:19 | Low
No | 051346 | Network Switches | CATALYST 2960 - 24 Port Utp Switch | FCW2022B5HZ | Cisco Systems | T3 - Medical Intensive Care Unit (MICU) | Akron | Akron City Campus | Critical Care Tower | 3rd Floor | 2016-11-14 | Low
No | 051347 | Network Switches | CATALYST 2960 - 24 Port Utp Switch | FOC2022W5EL | Cisco Systems | T3 - Medical Intensive Care Unit (MICU) | Akron | Akron City Campus | Critical Care Tower | 3rd Floor | 2016-11-14 | Low
No | 054275 | Network Switches | CATALYST 2960 - 24 Port Utp Switch | FOC2023W1FY | Cisco Systems | 1 Central - CV Progressive Care Unit (PCU) | Akron | Akron City Campus | Akron City Hospital | 1st Floor | 2017-03-27 | Low
No | 029654 | Network Switches | CATALYST 2960SI - 24 Port Utp/Fx Switch | FCQ1532Z689 | Cisco Systems | Emergency Department (ED) - ACH | Akron | Akron City Campus | Akron City Hospital | Ground Floor | 2012-01-19 | Low
No | 029655 | Network Switches | CATALYST 2960SI - 24 Port Utp/Fx Switch | FCQ1532Z64E | Cisco Systems | Emergency Department (ED) - ACH | Akron | Akron City Campus | Akron City Hospital | Ground Floor | 2012-01-19 | Low
No | 032929 | Network Switches | CATALYST 2960SI - 24 Port Utp/Fx Switch | FCQ1748X15B | Cisco Systems | PACU | Akron | Akron City Campus | Akron City Hospital | 1st Floor | 2014-05-06 | Low
No | 032930 | Network Switches | CATALYST 2960SI - 24 Port Utp/Fx Switch | FCQ1748X1JC | Cisco Systems | PACU | Akron | Akron City Campus | Akron City Hospital | 1st Floor | 2014-05-06 | Low
No | 051348 | Network Switches | CATALYST 2960SI - 24 Port Utp/Fx Switch | FOC2023W1P1 | Cisco Systems | T3 - Medical Intensive Care Unit (MICU) | Akron | Akron City Campus | Critical Care Tower | 3rd Floor | 2016-11-14 | Low
No | 051349 | Network Switches | CATALYST 2960SI - 24 Port Utp/Fx Switch | FOC2023W1K5 | Cisco Systems | T3 - Medical Intensive Care Unit (MICU) | Akron | Akron City Campus | Critical Care Tower | 3rd Floor | 2016-11-14 | Low
No | 056784 | Network Switches | CATALYST 2960SI - 24 Port Utp/Fx Switch | FJC2252W25Z | Cisco Systems | Sameday Surgery Center | Akron | Akron City Campus | H Tower | 1st Floor | 2019-05-03 | Low
No | 056785 | Network Switches | CATALYST 2960SI - 24 Port Utp/Fx Switch | FJC2252W123 | Cisco Systems | Sameday Surgery Center | Akron | Akron City Campus | H Tower | 1st Floor | 2019-05-03 | Low
No | 056786 | Network Switches | CATALYST 2960SI - 24 Port Utp/Fx Switch | FJC2252W1KK | Cisco Systems | Sameday Surgery Center | Akron | Akron City Campus | H Tower | 1st Floor | 2019-05-03 | Low
No | 056787 | Network Switches | CATALYST 2960SI - 24 Port Utp/Fx Switch | FJC2252W25J | Cisco Systems | Sameday Surgery Center | Akron | Akron City Campus | H Tower | 1st Floor | 2019-05-03 | Low
No | 056788 | Network Switches | CATALYST 2960SI - 24 Port Utp/Fx Switch | FJC2252W24A | Cisco Systems | Sameday Surgery Center | Akron | Akron City Campus | H Tower | 1st Floor | 2019-05-03 | Low
No | 052372 | Network Switches | WS-C2960+24PC-S - 2960 24 Port Poe Switch | FC0W2036A7PU | Cisco Systems | SCI-Cardiology Prep & Recovery | Akron | Akron City Campus | ACH Admin Building | 5th Floor | 2017-02-14 | Low
No | 052373 | Network Switches | WS-C2960+24PC-S - 2960 24 Port Poe Switch | FC0W2036A2W6 | Cisco Systems | 3 West - Trauma/Neuro Progressive Care Unit (PCU) | Akron | Akron City Campus | Akron City Hospital | 3rd Floor | 2017-02-14 | Low
No | 052374 | Network Switches | WS-C2960+24PC-S - 2960 24 Port Poe Switch | FC0W2036A7P6 | Cisco Systems | Nursing Administration | Akron | Akron City Campus | ACH Admin Building | 1st Floor | 2017-02-14 | Low
No | 052375 | Network Switches | WS-C2960+24PC-S - 2960 24 Port Poe Switch | FC0W2036A7GA | Cisco Systems | 5 West - Cardiac Progressive Care Unit (PCU) | Akron | Akron City Campus | Akron City Hospital | 5th Floor | 2017-02-14 | Low
No | 052377 | Network Switches | WS-C2960+24PC-S - 2960 24 Port Poe Switch | FC0W2036A7GK | Cisco Systems | 5 East - Observation Unit | Akron | Akron City Campus | Akron City Hospital | 5th Floor | 2017-02-14 | Low
No | 054273 | Network Switches | WS-C2960+24PC-S - 2960 24 Port Poe Switch | FCW2022B5QG | Cisco Systems | 1 Central - CV Progressive Care Unit (PCU) | Akron | Akron City Campus | Akron City Hospital | 1st Floor | 2017-03-27 | Low
No | 054274 | Network Switches | WS-C2960+24PC-S - 2960 24 Port Poe Switch | FCW2022B5RG | Cisco Systems | 1 Central - CV Progressive Care Unit (PCU) | Akron | Akron City Campus | Akron City Hospital | 1st Floor | 2017-03-27 | Low
No | 054283 | Network Switches | WS-C2960+24PC-S - 2960 24 Port Poe Switch | FO2042VIDD | Cisco Systems | 4 West - CPI Progressive Care Unit (CPI-PCU) | Akron | Akron City Campus | Akron City Hospital | 4th Floor | 2017-03-27 | Low
No | 054284 | Network Switches | WS-C2960+24PC-S - 2960 24 Port Poe Switch | FOC203452SX | Cisco Systems | 4 West - CPI Progressive Care Unit (CPI-PCU) | Akron | Akron City Campus | Akron City Hospital | 4th Floor | 2017-03-27 | Low
No | 052378 | Network Switches | WS-C2960+24TC-S - 2960 24 Port Switch | F0C2029W5WT | Cisco Systems | 3 West - Trauma/Neuro Progressive Care Unit (PCU) | Akron | Akron City Campus | Akron City Hospital | 3rd Floor | 2017-02-14 | Low
No | 052379 | Network Switches | WS-C2960+24TC-S - 2960 24 Port Switch | F0C2029W5WX | Cisco Systems | Health Tech Mgmt | Akron | Akron City Campus | ACH Admin Building | Ground Floor | 2017-02-14 | Low
No | 052380 | Network Switches | WS-C2960+24TC-S - 2960 24 Port Switch | F0C2029W569A | Cisco Systems | Health Tech Mgmt | Akron | Akron City Campus | ACH Admin Building | Ground Floor | 2017-02-14 | Low
No | 052381 | Network Switches | WS-C2960+24TC-S - 2960 24 Port Switch | F0C2029W61L | Cisco Systems | Health Tech Mgmt | Akron | Akron City Campus | ACH Admin Building | Ground Floor | 2017-02-14 | Low
No | 052571 | Network Switches | WS-C2960+24TC-S VOL2 - Switch | 20C203Z2LC | Philips Healthcare | T2 - STN Intensive Care Unit (STN-ICU) | Akron | Akron City Campus | Critical Care Tower | 2nd Floor | 2017-02-17 | Low
No | 052572 | Network Switches | WS-C2960+24TC-S VOL2 - Switch | F0C203W1FM | Philips Healthcare | T2 - STN Intensive Care Unit (STN-ICU) | Akron | Akron City Campus | Critical Care Tower | 2nd Floor | 2017-02-17 | Low
No | 052382 | Network Switches | WS-C2960X-24PS-L - 24 Port Poe Switch | FCU203BB4UF | Cisco Systems | Health Tech Mgmt | Akron | Akron City Campus | ACH Admin Building | Ground Floor | 2017-02-14 | Low
No | 052383 | Network Switches | WS-C2960X-24PS-L - 24 Port Poe Switch | F0C2042VIFD | Cisco Systems | Health Tech Mgmt | Akron | Akron City Campus | ACH Admin Building | Ground Floor | 2017-02-14 | Low
No | 052547 | Network Switches | WS-C2960X-24PS-L - 24 Port Poe Switch | FO2041Y5MU | Cisco Systems | Health Tech Mgmt | Akron | Akron City Campus | ACH Admin Building | Ground Floor | 2017-02-15 | Low
No | 052548 | Network Switches | WS-C2960X-24PS-L - 24 Port Poe Switch | FO2042V0US | Cisco Systems | Health Tech Mgmt | Akron | Akron City Campus | ACH Admin Building | Ground Floor | 2017-02-15 | Low
No | 052549 | Network Switches | WS-C2960X-24PS-L - 24 Port Poe Switch | FO2042V19X | Cisco Systems | Health Tech Mgmt | Akron | Akron City Campus | ACH Admin Building | Ground Floor | 2017-02-15 | Low
No | 056692 | Network Switches | WS-C2960X-24PS-L - 24 Port Poe Switch | FJC2252W23C | Cisco Systems | H6 - Surgical Progressive Care Unit (PCU) | Akron | Akron City Campus | H Tower | 6th Floor | 2019-05-07 | Low
No | 056693 | Network Switches | WS-C2960X-24PS-L - 24 Port Poe Switch | FJC2252W14K | Cisco Systems | H6 - Surgical Progressive Care Unit (PCU) | Akron | Akron City Campus | H Tower | 6th Floor | 2019-05-07 | Low
No | 057582 | Network Switches | WS-C2960X-24PS-L - 24 Port Poe Switch | FJC2252W268 | Cisco Systems | H2 - Labor and Delivery Unit (L&D) | Akron | Akron City Campus | H Tower | 2nd Floor | 2020-06-26 | Low
No | 058023 | Network Switches | WS-C2960X-24PS-L - 24 Port Poe Switch | FJC2252W1WA | Cisco Systems | Anesthesia | Akron | Akron City Campus | Akron City Hospital | 1st Floor | 2019-08-21 | Low
No | 060066 | Network Switches | WS-C2960X-24PS-L - 24 Port Poe Switch | FJC24491JTC | Cisco Systems | 3 North - Epilepsy Monitoring Unit (EMU) | Akron | Akron City Campus | Akron City Hospital | 3rd Floor | 2021-03-29 | Low
No | 060383 | Network Switches | WS-C2960X-24PS-L - 24 Port Poe Switch | FJC250219CY | Cisco Systems | H2 - Labor and Delivery Unit (L&D) | Akron | Akron City Campus | H Tower | 2nd Floor | 2021-04-13 | Low
No | 061508 | Network Switches | WS-C2960X-24PS-L - 24 Port Poe Switch | FJC2534193Y | Cisco Systems | Angiography | Akron | Akron City Campus | Akron City Hospital | 2nd Floor | 2022-01-12 | Low
No | 056023 | Nitrogen Generators | NitroFlo Lab - Nitroflo Lab Nitrogen Generator | WF2JV806 | Parker Hannifin Corp | LAB Special Proced Tox | Akron | Akron City Campus | ACH Admin Building | 2nd Floor | 2019-08-06 | Low
No | 024674 | Obturators | GT Obturators | 1222140 | Dentsply | Center for Dental Health | Akron | Akron City Campus | 75 Arch | 3rd Floor | 2007-12-11 | Low
No | 016254 | OPHTHALMIC EQUIPMENT | 7700 - OPHTHALMIC EQUIPMENT CONSOLE | 0066792 | Reliance Medical Products | Ophthalmology | Akron | Akron City Campus | 75 Arch | 2nd Floor | 1990-06-02 | Low
No | 028246 | OPHTHALMIC EQUIPMENT | ESV1018 | c41940 | Good-Lite | Family Medicine Center | Akron | Akron City Campus | 55 Arch | 3rd Floor | 2012-03-21 | Low
No | 028247 | OPHTHALMIC EQUIPMENT | ESV1018 | c51620 | Good-Lite | Family Medicine Center | Akron | Akron City Campus | 55 Arch | 3rd Floor | 2012-03-21 | Low
No | 028248 | OPHTHALMIC EQUIPMENT | ESV1018 | c51523 | Good-Lite | Family Medicine Center | Akron | Akron City Campus | 55 Arch | 3rd Floor | 2012-03-21 | Low
No | 028249 | OPHTHALMIC EQUIPMENT | ESV1018 | c41951 | Good-Lite | Family Medicine Center | Akron | Akron City Campus | 55 Arch | 3rd Floor | 2012-03-21 | Low
No | 029146 | OPHTHALMIC EQUIPMENT | ESV1018 | C53543 | Good-Lite | Emergency Department (ED) - ACH | Akron | Akron City Campus | Akron City Hospital | Ground Floor | 2012-01-19 | Low
No | 031397 | OPHTHALMIC EQUIPMENT | ESV1018 | C53064 | Good-Lite | Emergency Department (ED) - Green | Barberton | Green Campus | Green Medical Center | Ground Floor | 2012-06-18 | Low
No | 050879 | OPHTHALMIC EQUIPMENT | ESV1018 | Unknown | Good-Lite | Emergency Department (ED) - ACH | Akron | Akron City Campus | Akron City Hospital | Ground Floor | 2018-09-25 | Low
No | 036329 | OPHTHALMIC EQUIPMENT | SPECTRALIS HRA/OCT | SPEC-K7-05045 | Heidelberg Engineering | Ophthalmology Chapel Hill | Akron | Chapel Hill Campus | Summa Health Chapel Hill | Ground Floor | 2016-10-27 | Low
No | 034805 | Ophthalmic Perimeters, Automated | 266002-1162-272 - HFA3 840 | 840-11314 | Carl Zeiss Meditec | Ophthalmology | Akron | Akron City Campus | 75 Arch | 2nd Floor | 2016-07-14 | Low
No | 051996 | Ophthalmic Perimeters, Automated | 266002-1162-272 - HFA3 840 | 840-15042 | Carl Zeiss Meditec | Ophthalmology Chapel Hill | Akron | Chapel Hill Campus | Summa Health Chapel Hill | Ground Floor | 2017-07-10 | Low
No | 063008 | Ophthalmic Perimeters, Automated | 266002-1162-272 - HFA3 840 | 840-23337 | Carl Zeiss Meditec | Ophthalmology | Akron | Akron City Campus | 75 Arch | 2nd Floor | 2023-05-30 13:22 | Low
No | 037678 | Ophthalmic Tonometers | iCare ic100 | 1741AJ126 | iCare Finland Oy | Emergency Department (ED) - SBH | Barberton | Barberton Campus | Summa Barberton Hospital | Ground Floor | 2019-06-28 | Low
No | 038490 | Ophthalmic Tonometers, Applanation | 230635 - Tono-Pen XL | 01S05143 | Reichert Ophthalmic Instruments | Emergency Department (ED) - Wadsworth | Barberton | Wadsworth Campus | Wadsworth Emergency Bldg | Ground Floor | 2018-03-09 | Low
No | 033294 | Ophthalmic Tonometers, Applanation | 230650 - Tono-Pen Avia | 45307-0316 | Reichert Ophthalmic Instruments | Ophthalmology | Akron | Akron City Campus | 75 Arch | 2nd Floor | 2016-05-25 | Low
No | 036317 | Ophthalmic Tonometers, Applanation | 230650 - Tono-Pen Avia | 43450-0115 | Reichert Ophthalmic Instruments | Ophthalmology Chapel Hill | Akron | Chapel Hill Campus | Summa Health Chapel Hill | Ground Floor | 2016-10-31 | Low
No | 064815 | Ophthalmic Tonometers, Applanation | 230650 - Tono-Pen Avia | 76775-1224 | Reichert Ophthalmic Instruments | Ophthalmology | Akron | Akron City Campus | 75 Arch | 2nd Floor | 2025-01-06 | Low
No | 027747 | Ophthalmic Tonometers, Applanation | iCare TA01i | 1134CA001 | iCare Finland Oy | Emergency Department (ED) - Wadsworth | Barberton | Wadsworth Campus | Wadsworth Emergency Bldg | Ground Floor | 2011-11-22 | Low
No | 029154 | Ophthalmic Tonometers, Applanation | iCare TA01i | 1130CA099 | iCare Finland Oy | Emergency Department (ED) - ACH | Akron | Akron City Campus | Akron City Hospital | Ground Floor | 2012-01-19 | Low
No | 029155 | Ophthalmic Tonometers, Applanation | iCare TA01i | 1134CA002 | iCare Finland Oy | Emergency Department (ED) - ACH | Akron | Akron City Campus | Akron City Hospital | Ground Floor | 2012-01-19 | Low
No | 031338 | Ophthalmic Tonometers, Applanation | iCare TA01i | 1206CA001 | iCare Finland Oy | Emergency Department (ED) - Green | Barberton | Green Campus | Green Medical Center | Ground Floor | 2012-06-15 | Low
No | 002261 | Ophthalmometers | 12990 - Reichert 12990 Keratometer | 11573-0 | Reichert Ophthalmic Instruments | Ophthalmology | Akron | Akron City Campus | 75 Arch | 2nd Floor | 1990-06-02 | Low
No | 058369 | Ophthalmometers | IOL Master 500 | 1112723 | Carl Zeiss Meditec | Ophthalmology | Akron | Akron City Campus | 75 Arch | 2nd Floor | 2019-10-04 | Low
No | 058359 | Ophthalmometers | Lenstar LS900 | 20826 | Haag-Streit | Ophthalmology Chapel Hill | Akron | Chapel Hill Campus | Summa Health Chapel Hill | Ground Floor | 2019-10-03 | Low
No | 033798 | Ophthalmoscope / Otoscopes | 20000 | Unknown | Hill-Rom / Welch Allyn | Medical Center of Rittman | Barberton | Wadsworth Campus | Medical Center of Rittman | Ground Floor | 2020-11-05 | Low
No | 033800 | Ophthalmoscope / Otoscopes | 20000 | Unknown | Hill-Rom / Welch Allyn | Medical Center of Rittman | Barberton | Wadsworth Campus | Medical Center of Rittman | Ground Floor | 2020-11-05 | Low
No | 033854 | Ophthalmoscope / Otoscopes | 20000 | Unknown | Hill-Rom / Welch Allyn | Wadsworth Family Practice | Barberton | Wadsworth Campus | Wadsworth-Rittman Medical Center | 1st Floor | 2020-12-04 | Low
No | 039465 | Ophthalmoscope / Otoscopes | 20000 | Unknown | Hill-Rom / Welch Allyn | Neurology Outpatient - SB | Barberton | Barberton Campus | Tuscora Park Pavilion | 1st Floor | 2021-07-23 | Low
No | 039468 | Ophthalmoscope / Otoscopes | 20000 | Unknown | Hill-Rom / Welch Allyn | Neurology Outpatient - SB | Barberton | Barberton Campus | Tuscora Park Pavilion | 1st Floor | 2021-07-23 | Low
No | 039471 | Ophthalmoscope / Otoscopes | 20000 | Unknown | Hill-Rom / Welch Allyn | Neurology Outpatient - SB | Barberton | Barberton Campus | Tuscora Park Pavilion | 1st Floor | 2021-07-23 | Low
No | 039501 | Ophthalmoscope / Otoscopes | 20000 | Unknown | Hill-Rom / Welch Allyn | Neurology Outpatient - SB | Barberton | Barberton Campus | Tuscora Park Pavilion | 1st Floor | 2021-07-23 | Low
No | 039504 | Ophthalmoscope / Otoscopes | 20000 | Unknown | Hill-Rom / Welch Allyn | Neurology Outpatient - SB | Barberton | Barberton Campus | Tuscora Park Pavilion | 1st Floor | 2021-07-23 | Low
No | 039507 | Ophthalmoscope / Otoscopes | 20000 | Unknown | Hill-Rom / Welch Allyn | Neurology Outpatient - SB | Barberton | Barberton Campus | Tuscora Park Pavilion | 1st Floor | 2021-07-23 | Low
No | 039510 | Ophthalmoscope / Otoscopes | 20000 | Unknown | Hill-Rom / Welch Allyn | Neurology Outpatient - SB | Barberton | Barberton Campus | Tuscora Park Pavilion | 1st Floor | 2021-07-23 | Low
No | 053337 | Ophthalmoscope / Otoscopes | 20000 | Unknown | Hill-Rom / Welch Allyn | Internal Medicine Chapel Hill | Akron | Chapel Hill Campus | Summa Health Chapel Hill | Ground Floor | 2019-02-21 | Low
No | 053352 | Ophthalmoscope / Otoscopes | 20000 | Unknown | Hill-Rom / Welch Allyn | Internal Medicine Chapel Hill | Akron | Chapel Hill Campus | Summa Health Chapel Hill | Ground Floor | 2019-02-21 | Low
No | 053353 | Ophthalmoscope / Otoscopes | 20000 | Unknown | Hill-Rom / Welch Allyn | Internal Medicine Chapel Hill | Akron | Chapel Hill Campus | Summa Health Chapel Hill | Ground Floor | 2019-02-21 | Low
No | 053359 | Ophthalmoscope / Otoscopes | 20000 | Unknown | Hill-Rom / Welch Allyn | Internal Medicine Chapel Hill | Akron | Chapel Hill Campus | Summa Health Chapel Hill | Ground Floor | 2019-02-21 | Low
No | 056305 | Ophthalmoscope / Otoscopes | 23300 | Unknown | Hill-Rom / Welch Allyn | H4 - Mother/Baby Unit | Akron | Akron City Campus | H Tower | 4th Floor | 2019-06-17 | Low
No | 056307 | Ophthalmoscope / Otoscopes | 23300 | Unknown | Hill-Rom / Welch Allyn | H4 - Mother/Baby Unit | Akron | Akron City Campus | H Tower | 4th Floor | 2019-06-17 | Low
No | 056309 | Ophthalmoscope / Otoscopes | 23300 | Unknown | Hill-Rom / Welch Allyn | H4 - Mother/Baby Unit | Akron | Akron City Campus | H Tower | 4th Floor | 2019-06-17 | Low
No | 056316 | Ophthalmoscope / Otoscopes | 23300 | Unknown | Hill-Rom / Welch Allyn | H4 - Mother/Baby Unit | Akron | Akron City Campus | H Tower | 4th Floor | 2019-06-17 | Low
No | 056317 | Ophthalmoscope / Otoscopes | 23300 | Unknown | Hill-Rom / Welch Allyn | H4 - Mother/Baby Unit | Akron | Akron City Campus | H Tower | 4th Floor | 2019-06-17 | Low
No | 056324 | Ophthalmoscope / Otoscopes | 23300 | Unknown | Hill-Rom / Welch Allyn | H4 - Mother/Baby Unit | Akron | Akron City Campus | H Tower | 4th Floor | 2019-06-17 | Low
No | 056325 | Ophthalmoscope / Otoscopes | 23300 | Unknown | Hill-Rom / Welch Allyn | H4 - Mother/Baby Unit | Akron | Akron City Campus | H Tower | 4th Floor | 2019-06-17 | Low
No | 056327 | Ophthalmoscope / Otoscopes | 23300 | Unknown | Hill-Rom / Welch Allyn | H4 - Mother/Baby Unit | Akron | Akron City Campus | H Tower | 4th Floor | 2019-05-17 | Low
No | 056333 | Ophthalmoscope / Otoscopes | 23300 | Unknown | Hill-Rom / Welch Allyn | H4 - Mother/Baby Unit | Akron | Akron City Campus | H Tower | 4th Floor | 2019-06-17 | Low
No | 056338 | Ophthalmoscope / Otoscopes | 23300 | Unknown | Hill-Rom / Welch Allyn | H4 - Mother/Baby Unit | Akron | Akron City Campus | H Tower | 4th Floor | 2019-06-17 | Low
No | 056341 | Ophthalmoscope / Otoscopes | 23300 | Unknown | Hill-Rom / Welch Allyn | H4 - Mother/Baby Unit | Akron | Akron City Campus | H Tower | 4th Floor | 2019-06-17 | Low
No | 056343 | Ophthalmoscope / Otoscopes | 23300 | Unknown | Hill-Rom / Welch Allyn | H4 - Mother/Baby Unit | Akron | Akron City Campus | H Tower | 4th Floor | 2019-06-17 | Low
No | 056349 | Ophthalmoscope / Otoscopes | 23300 | Unknown | Hill-Rom / Welch Allyn | H4 - Mother/Baby Unit | Akron | Akron City Campus | H Tower | 4th Floor | 2019-06-17 | Low
No | 056752 | Ophthalmoscope / Otoscopes | 23300 | Unknown | Hill-Rom / Welch Allyn | H4 - Mother/Baby Unit | Akron | Akron City Campus | H Tower | 4th Floor | 2019-06-17 | Low
No | 056757 | Ophthalmoscope / Otoscopes | 23300 | Unknown | Hill-Rom / Welch Allyn | H4 - Mother/Baby Unit | Akron | Akron City Campus | H Tower | 4th Floor | 2019-06-17 | Low
No | 056766 | Ophthalmoscope / Otoscopes | 23300 | Unknown | Hill-Rom / Welch Allyn | H4 - Mother/Baby Unit | Akron | Akron City Campus | H Tower | 4th Floor | 2019-06-17 | Low
No | 056767 | Ophthalmoscope / Otoscopes | 23300 | Unknown | Hill-Rom / Welch Allyn | H4 - Mother/Baby Unit | Akron | Akron City Campus | H Tower | 4th Floor | 2019-06-17 | Low
No | 056774 | Ophthalmoscope / Otoscopes | 23300 | Unknown | Hill-Rom / Welch Allyn | H4 - Mother/Baby Unit | Akron | Akron City Campus | H Tower | 4th Floor | 2019-06-17 | Low
No | 056775 | Ophthalmoscope / Otoscopes | 23300 | Unknown | Hill-Rom / Welch Allyn | H4 - Mother/Baby Unit | Akron | Akron City Campus | H Tower | 4th Floor | 2019-06-17 | Low
No | 057080 | Ophthalmoscope / Otoscopes | 23300 | Unknown | Hill-Rom / Welch Allyn | H4 - Mother/Baby Unit | Akron | Akron City Campus | H Tower | 4th Floor | 2019-06-17 | Low
No | 057083 | Ophthalmoscope / Otoscopes | 23300 | Unknown | Hill-Rom / Welch Allyn | H4 - Mother/Baby Unit | Akron | Akron City Campus | H Tower | 4th Floor | 2019-06-17 | Low
No | 057087 | Ophthalmoscope / Otoscopes | 23300 | Unknown | Hill-Rom / Welch Allyn | H4 - Mother/Baby Unit | Akron | Akron City Campus | H Tower | 4th Floor | 2019-06-17 | Low
No | 057091 | Ophthalmoscope / Otoscopes | 23300 | Unknown | Hill-Rom / Welch Allyn | H4 - Mother/Baby Unit | Akron | Akron City Campus | H Tower | 4th Floor | 2019-06-17 | Low
No | 057095 | Ophthalmoscope / Otoscopes | 23300 | Unknown | Hill-Rom / Welch Allyn | H4 - Mother/Baby Unit | Akron | Akron City Campus | H Tower | 4th Floor | 2019-06-17 | Low
No | 057098 | Ophthalmoscope / Otoscopes | 23300 | Unknown | Hill-Rom / Welch Allyn | H4 - Mother/Baby Unit | Akron | Akron City Campus | H Tower | 4th Floor | 2019-06-17 | Low
No | 057105 | Ophthalmoscope / Otoscopes | 23300 | Unknown | Hill-Rom / Welch Allyn | H4 - Mother/Baby Unit | Akron | Akron City Campus | H Tower | 4th Floor | 2019-06-17 | Low
No | 057108 | Ophthalmoscope / Otoscopes | 23300 | Unknown | Hill-Rom / Welch Allyn | H4 - Mother/Baby Unit | Akron | Akron City Campus | H Tower | 4th Floor | 2019-06-17 | Low
No | 057113 | Ophthalmoscope / Otoscopes | 23300 | Unknown | Hill-Rom / Welch Allyn | H4 - Mother/Baby Unit | Akron | Akron City Campus | H Tower | 4th Floor | 2019-06-17 | Low
No | 057115 | Ophthalmoscope / Otoscopes | 23300 | Unknown | Hill-Rom / Welch Allyn | H4 - Mother/Baby Unit | Akron | Akron City Campus | H Tower | 4th Floor | 2019-06-17 | Low
No | 057120 | Ophthalmoscope / Otoscopes | 23300 | Unknown | Hill-Rom / Welch Allyn | H4 - Mother/Baby Unit | Akron | Akron City Campus | H Tower | 4th Floor | 2019-06-17 | Low
No | 057122 | Ophthalmoscope / Otoscopes | 23300 | Unknown | Hill-Rom / Welch Allyn | H4 - Mother/Baby Unit | Akron | Akron City Campus | H Tower | 4th Floor | 2019-06-17 | Low
No | 057128 | Ophthalmoscope / Otoscopes | 23300 | Unknown | Hill-Rom / Welch Allyn | H4 - Mother/Baby Unit | Akron | Akron City Campus | H Tower | 4th Floor | 2019-06-17 | Low
No | 057132 | Ophthalmoscope / Otoscopes | 23300 | Unknown | Hill-Rom / Welch Allyn | H4 - Mother/Baby Unit | Akron | Akron City Campus | H Tower | 4th Floor | 2019-06-17 | Low
No | 057135 | Ophthalmoscope / Otoscopes | 23300 | Unknown | Hill-Rom / Welch Allyn | H4 - Mother/Baby Unit | Akron | Akron City Campus | H Tower | 4th Floor | 2019-06-17 | Low
No | 057139 | Ophthalmoscope / Otoscopes | 23300 | Unknown | Hill-Rom / Welch Allyn | H4 - Mother/Baby Unit | Akron | Akron City Campus | H Tower | 4th Floor | 2019-06-17 | Low
No | 061137 | Ophthalmoscope / Otoscopes | 23300 | Unknown | Hill-Rom / Welch Allyn | H4 - Mother/Baby Unit | Akron | Akron City Campus | H Tower | 4th Floor | 2019-06-17 | Low
No | 062434 | Ophthalmoscope / Otoscopes | 23300 | Unknown | Hill-Rom / Welch Allyn | Rheumatology | Akron | Chapel Hill Campus | Summa Health Chapel Hill | Ground Floor | 2022-10-26 | Low
No | 062438 | Ophthalmoscope / Otoscopes | 23300 | Unknown | Hill-Rom / Welch Allyn | Rheumatology | Akron | Chapel Hill Campus | Summa Health Chapel Hill | Ground Floor | 2022-10-26 | Low
No | 062441 | Ophthalmoscope / Otoscopes | 23300 | Unknown | Hill-Rom / Welch Allyn | Rheumatology | Akron | Chapel Hill Campus | Summa Health Chapel Hill | Ground Floor | 2022-10-26 | Low
No | 043793 | Ophthalmoscope / Otoscopes | 71000 | Unknown | Hill-Rom / Welch Allyn | Medina Primary Care | Barberton | Medina Campus | Medina Medical Center | 3rd Floor | 2021-07-08 | Low
No | 070958 | Ophthalmoscope / Otoscopes | 71000 | Unknown | Hill-Rom / Welch Allyn | Emergency Department (ED) - Green | Barberton | Green Campus | Green Medical Center | Ground Floor | 2025-02-14 10:09 | Low
No | 070959 | Ophthalmoscope / Otoscopes | 71000 | Unknown | Hill-Rom / Welch Allyn | Emergency Department (ED) - Green | Barberton | Green Campus | Green Medical Center | Ground Floor | 2025-02-14 10:09 | Low
No | 014913 | Ophthalmoscope / Otoscopes | 76710 | Unknown | Hill-Rom / Welch Allyn | 5 East - Observation Unit | Akron | Akron City Campus | Akron City Hospital | 5th Floor | 2010-05-20 | Low
No | 024009 | Ophthalmoscope / Otoscopes | 76710 | Unknown | Hill-Rom / Welch Allyn | Cardiology | Akron | Akron City Campus | 75 Arch | 2nd Floor | 2020-11-25 | Low
No | 024014 | Ophthalmoscope / Otoscopes | 76710 | Unknown | Hill-Rom / Welch Allyn | Cardiology | Akron | Akron City Campus | 75 Arch | 2nd Floor | 2020-11-25 | Low
No | 028367 | Ophthalmoscope / Otoscopes | 76710 | 028367nsn | Hill-Rom / Welch Allyn | Infectious Disease Research | Akron | Akron City Campus | 75 Arch | 1st Floor | 2011-02-25 | Low
No | 038312 | Ophthalmoscope / Otoscopes | 76710 | Unknown | Hill-Rom / Welch Allyn | Emergency Department (ED) - Wadsworth | Barberton | Wadsworth Campus | Wadsworth Emergency Bldg | Ground Floor | 2005-06-01 | Low
No | 039183 | Ophthalmoscope / Otoscopes | 76710 | No Serial | Hill-Rom / Welch Allyn | Family Practice Center - SB | Barberton | Barberton Campus | Summa Barberton Hospital | 1st Floor | 2009-04-01 | Low
No | 039216 | Ophthalmoscope / Otoscopes | 76710 | Unknown | Hill-Rom / Welch Allyn | Center for Corp Health - SW | Barberton | Wadsworth Campus | Wadsworth Emergency Bldg | Ground Floor | 2010-10-21 | Low
No | 043114 | Ophthalmoscope / Otoscopes | 76710 | none | Hill-Rom / Welch Allyn | Center for Corp Health - SW | Barberton | Wadsworth Campus | Wadsworth Emergency Bldg | Ground Floor | 2010-10-21 | Low
No | 043115 | Ophthalmoscope / Otoscopes | 76710 | Unknown | Hill-Rom / Welch Allyn | Center for Corp Health - SW | Barberton | Wadsworth Campus | Wadsworth Emergency Bldg | Ground Floor | 2005-06-01 | Low
No | 059777 | Ophthalmoscope / Otoscopes | 76710 | Unknown | Hill-Rom / Welch Allyn | Infectious Disease | Akron | Akron City Campus | 75 Arch | 1st Floor | 2020-11-25 | Low
No | 070008 | Ophthalmoscope / Otoscopes | 76710 | None | Hill-Rom / Welch Allyn | Center for Corp Health - SW | Barberton | Wadsworth Campus | Wadsworth Emergency Bldg | Ground Floor | 2010-10-21 | Low
No | 101-20977 | Ophthalmoscope / Otoscopes | 76710 | Unknown | Hill-Rom / Welch Allyn | Emergency Department (ED) - Wadsworth | Barberton | Wadsworth Campus | Wadsworth Emergency Bldg | Ground Floor | 2010-10-21 | Low
No | 033777 | Ophthalmoscope / Otoscopes | 3653-300 - Ri-Former Integrated Wall Diagnostic System | 005061 | Riester USA | Medical Center of Rittman | Barberton | Wadsworth Campus | Medical Center of Rittman | Ground Floor | 2020-11-05 | Low
No | 056477 | Ophthalmoscope / Otoscopes | 3653-300 - Ri-Former Integrated Wall Diagnostic System | 005701 | Riester USA | Internal Medicine | Akron | Akron City Campus | 55 Arch | 1st Floor | 2019-05-20 | Low
No | 056479 | Ophthalmoscope / Otoscopes | 3653-300 - Ri-Former Integrated Wall Diagnostic System | 005711 | Riester USA | Internal Medicine | Akron | Akron City Campus | 55 Arch | 1st Floor | 2019-05-20 | Low
No | 014786 | Ophthalmoscope / Otoscopes | 6783076710 - Oto-Ophthalmoscope | Unknown | Hill-Rom / Welch Allyn | Emergency Department (ED) - ACH | Akron | Akron City Campus | Akron City Hospital | Ground Floor | 2007-06-13 | Low
No | 059369 | Ophthalmoscope / Otoscopes | 7110 - Oto-Ophthalmoscope | 07255 | Hill-Rom / Welch Allyn | Infectious Disease | Akron | Akron City Campus | 75 Arch | 1st Floor | 2020-11-18 | Low
No | 038435 | Ophthalmoscope / Otoscopes | 71110-HANDLE - Oto-Ophthalmoscope Handle | Unknown | Hill-Rom / Welch Allyn | 4 South - Medical/Surgical Unit (MSU) - SB | Barberton | Barberton Campus | Summa Barberton Hospital | 4th Floor | 2009-04-01 | Low
No | 039263 | Ophthalmoscope / Otoscopes | 71110-HANDLE - Oto-Ophthalmoscope Handle | No Serial | Hill-Rom / Welch Allyn | Family Practice Center - SB | Barberton | Barberton Campus | Summa Barberton Hospital | 1st Floor | 2009-04-01 | Low
No | 062646 | Ophthalmoscope / Otoscopes | 71110-HANDLE - Oto-Ophthalmoscope Handle | Unknown | Hill-Rom / Welch Allyn | SHMG OB/GYN - Cuyahoga Falls | Akron | Cuyahoga Falls Campus | Cuyahoga Falls Medical Center | Ground Floor | 2022-12-08 | Low
No | 039361 | Ophthalmoscope / Otoscopes | 71150 - Charger Oto-Ophthalmoscop | 06340 | Hill-Rom / Welch Allyn | Oncology | Barberton | Barberton Campus | Parkview Pavilion | Ground Floor | 2009-04-01 | Low
No | 001690 | Ophthalmoscope / Otoscopes | 74710 - Oto-Ophthalmoscope | Unknown | Hill-Rom / Welch Allyn | Center for Senior Health | Akron | Akron City Campus | 75 Arch | Ground Floor | 1993-01-01 | Low
No | 001699 | Ophthalmoscope / Otoscopes | 74710 - Oto-Ophthalmoscope | Unknown | Hill-Rom / Welch Allyn | Center for Senior Health | Akron | Akron City Campus | 75 Arch | Ground Floor | 1978-01-01 | Low
No | 005474 | Ophthalmoscope / Otoscopes | 74710 - Oto-Ophthalmoscope | Unknown | Hill-Rom / Welch Allyn | Family Medicine Center | Akron | Akron City Campus | 55 Arch | 3rd Floor | 1990-07-26 | Low
No | 010568 | Ophthalmoscope / Otoscopes | 74710 - Oto-Ophthalmoscope | Unknown | Hill-Rom / Welch Allyn | Care Center | Akron | Akron City Campus | 75 Arch | 1st Floor | 1990-02-08 | Low
No | 010569 | Ophthalmoscope / Otoscopes | 74710 - Oto-Ophthalmoscope | Unknown | Hill-Rom / Welch Allyn | Care Center | Akron | Akron City Campus | 75 Arch | 1st Floor | 1990-02-08 | Low
No | 010570 | Ophthalmoscope / Otoscopes | 74710 - Oto-Ophthalmoscope | Unknown | Hill-Rom / Welch Allyn | Care Center | Akron | Akron City Campus | 75 Arch | 1st Floor | 1990-02-08 | Low
No | 017202 | Ophthalmoscope / Otoscopes | 74710 - Oto-Ophthalmoscope | Unknown | Hill-Rom / Welch Allyn | Center for Senior Health | Akron | Akron City Campus | 75 Arch | Ground Floor | 2002-10-28 | Low
No | 033994 | Ophthalmoscope / Otoscopes | 74710 - Oto-Ophthalmoscope | Unkown | Hill-Rom / Welch Allyn | Medina Primary Care | Barberton | Medina Campus | Medina Medical Center | 3rd Floor | 2021-06-23 | Low
No | 036335 | Ophthalmoscope / Otoscopes | 74710 - Oto-Ophthalmoscope | Unknown | Hill-Rom / Welch Allyn | Internal Medicine Chapel Hill | Akron | Chapel Hill Campus | Summa Health Chapel Hill | Ground Floor | 2016-10-27 | Low
No | 036340 | Ophthalmoscope / Otoscopes | 74710 - Oto-Ophthalmoscope | Unknown | Hill-Rom / Welch Allyn | Internal Medicine Chapel Hill | Akron | Chapel Hill Campus | Summa Health Chapel Hill | Ground Floor | 2016-10-27 | Low
No | 036366 | Ophthalmoscope / Otoscopes | 74710 - Oto-Ophthalmoscope | Unknown | Hill-Rom / Welch Allyn | Endocrinology | Akron | Chapel Hill Campus | Summa Health Chapel Hill | Ground Floor | 2016-11-14 | Low
No | 036371 | Ophthalmoscope / Otoscopes | 74710 - Oto-Ophthalmoscope | Unknown | Hill-Rom / Welch Allyn | Endocrinology | Akron | Chapel Hill Campus | Summa Health Chapel Hill | Ground Floor | 2016-11-14 | Low
No | 036373 | Ophthalmoscope / Otoscopes | 74710 - Oto-Ophthalmoscope | Unknown | Hill-Rom / Welch Allyn | Endocrinology | Akron | Chapel Hill Campus | Summa Health Chapel Hill | Ground Floor | 2016-11-14 | Low
No | 036378 | Ophthalmoscope / Otoscopes | 74710 - Oto-Ophthalmoscope | Unknown | Hill-Rom / Welch Allyn | Endocrinology | Akron | Chapel Hill Campus | Summa Health Chapel Hill | Ground Floor | 2016-11-14 | Low
No | 036380 | Ophthalmoscope / Otoscopes | 74710 - Oto-Ophthalmoscope | Unknown | Hill-Rom / Welch Allyn | Endocrinology | Akron | Chapel Hill Campus | Summa Health Chapel Hill | Ground Floor | 2016-11-14 | Low
No | 036382 | Ophthalmoscope / Otoscopes | 74710 - Oto-Ophthalmoscope | Unknown | Hill-Rom / Welch Allyn | Endocrinology | Akron | Chapel Hill Campus | Summa Health Chapel Hill | Ground Floor | 2016-11-14 | Low
No | 036384 | Ophthalmoscope / Otoscopes | 74710 - Oto-Ophthalmoscope | Unknown | Hill-Rom / Welch Allyn | Endocrinology | Akron | Chapel Hill Campus | Summa Health Chapel Hill | Ground Floor | 2016-11-14 | Low
No | 036386 | Ophthalmoscope / Otoscopes | 74710 - Oto-Ophthalmoscope | Unknown | Hill-Rom / Welch Allyn | Endocrinology | Akron | Chapel Hill Campus | Summa Health Chapel Hill | Ground Floor | 2016-11-14 | Low
No | 036388 | Ophthalmoscope / Otoscopes | 74710 - Oto-Ophthalmoscope | Unknown | Hill-Rom / Welch Allyn | Ophthalmology Chapel Hill | Akron | Chapel Hill Campus | Summa Health Chapel Hill | Ground Floor | 2016-11-14 | Low
No | 036390 | Ophthalmoscope / Otoscopes | 74710 - Oto-Ophthalmoscope | Unknown | Hill-Rom / Welch Allyn | Ophthalmology Chapel Hill | Akron | Chapel Hill Campus | Summa Health Chapel Hill | Ground Floor | 2016-11-14 | Low
No | 037515 | Ophthalmoscope / Otoscopes | 74710 - Oto-Ophthalmoscope | 1044 | Hill-Rom / Welch Allyn | Emergency Department (ED) - Wadsworth | Barberton | Wadsworth Campus | Wadsworth Emergency Bldg | Ground Floor | 2006-11-07 | Low
No | 039098 | Ophthalmoscope / Otoscopes | 74710 - Oto-Ophthalmoscope | 1045 | Hill-Rom / Welch Allyn | Emergency Department (ED) - Wadsworth | Barberton | Wadsworth Campus | Wadsworth Emergency Bldg | Ground Floor | 2006-11-07 | Low
No | 033518 | Ophthalmoscope / Otoscopes | 74900 - Oto-Ophthalmoscope | 033518 | Hill-Rom / Welch Allyn | Internal Medicine - White Pond | Barberton | White Pond Campus | White Pond Medical Center | 2nd Floor | 2013-10-11 | Low
No | 024008 | Ophthalmoscope / Otoscopes | 74910 - Oto-Ophthalmoscope | Unknown | Hill-Rom / Welch Allyn | Cardiology | Akron | Akron City Campus | 75 Arch | 2nd Floor | 2020-11-25 | Low
No | 059727 | Ophthalmoscope / Otoscopes | 74910 - Oto-Ophthalmoscope | N/A | Hill-Rom / Welch Allyn | Dr. Elizabeth Bender | Akron | Akron City Campus | 75 Arch | 4th Floor | 2020-11-18 | Low
No | 003664 | Ophthalmoscope / Otoscopes | 767 Oto / Ophthalmoscope | Unknown | Hill-Rom / Welch Allyn | Virtual Care Simulation Lab | Akron | Akron City Campus | Akron City Hospital | 1st Floor | 2000-10-05 | Low
No | 003665 | Ophthalmoscope / Otoscopes | 767 Oto / Ophthalmoscope | Unknown | Hill-Rom / Welch Allyn | Virtual Care Simulation Lab | Akron | Akron City Campus | Akron City Hospital | 1st Floor | 2000-10-05 | Low
No | 003688 | Ophthalmoscope / Otoscopes | 767 Oto / Ophthalmoscope | Unknown | Hill-Rom / Welch Allyn | Virtual Care Simulation Lab | Akron | Akron City Campus | Akron City Hospital | 1st Floor | 2001-01-30 | Low
No | 003991 | Ophthalmoscope / Otoscopes | 767 Oto / Ophthalmoscope | Unknown | Hill-Rom / Welch Allyn | Emergency Department (ED) - ACH | Akron | Akron City Campus | Akron City Hospital | Ground Floor | 2001-10-22 | Low
No | 006912 | Ophthalmoscope / Otoscopes | 767 Oto / Ophthalmoscope | Unknown | Hill-Rom / Welch Allyn | Emergency Department (ED) - ACH | Akron | Akron City Campus | Akron City Hospital | Ground Floor | 2001-03-28 | Low
No | 006914 | Ophthalmoscope / Otoscopes | 767 Oto / Ophthalmoscope | Unknown | Hill-Rom / Welch Allyn | Family Medicine Center | Akron | Akron City Campus | 55 Arch | 3rd Floor | 2001-03-28 | Low
No | 011073 | Ophthalmoscope / Otoscopes | 767 Oto / Ophthalmoscope | Unknown | Hill-Rom / Welch Allyn | Emergency Department (ED) - ACH | Akron | Akron City Campus | Akron City Hospital | Ground Floor | 1999-08-20 | Low
No | 017109 | Ophthalmoscope / Otoscopes | 767 Oto / Ophthalmoscope | Unknown | Hill-Rom / Welch Allyn | Virtual Care Simulation Lab | Akron | Akron City Campus | Akron City Hospital | 1st Floor | 2002-06-04 | Low
No | 017203 | Ophthalmoscope / Otoscopes | 767 Oto / Ophthalmoscope | Unknown | Hill-Rom / Welch Allyn | Center for Senior Health | Akron | Akron City Campus | 75 Arch | Ground Floor | 2002-10-28 | Low
No | 017728 | Ophthalmoscope / Otoscopes | 767 Oto / Ophthalmoscope | Unknown | Hill-Rom / Welch Allyn | Virtual Care Simulation Lab | Akron | Akron City Campus | Akron City Hospital | 1st Floor | 2000-10-05 | Low
No | 020897 | Ophthalmoscope / Otoscopes | 767 Oto / Ophthalmoscope | 06027G | Hill-Rom / Welch Allyn | T1 - CTV Intensive Care Unit (CTV-ICU) | Akron | Akron City Campus | Critical Care Tower | 1st Floor | 2006-01-24 | Low
No | 020898 | Ophthalmoscope / Otoscopes | 767 Oto / Ophthalmoscope | 06027H | Hill-Rom / Welch Allyn | T1 - CTV Intensive Care Unit (CTV-ICU) | Akron | Akron City Campus | Critical Care Tower | 1st Floor | 2006-01-24 | Low
No | 020899 | Ophthalmoscope / Otoscopes | 767 Oto / Ophthalmoscope | 06027I | Hill-Rom / Welch Allyn | T1 - CTV Intensive Care Unit (CTV-ICU) | Akron | Akron City Campus | Critical Care Tower | 1st Floor | 2006-01-24 | Low
No | 021001 | Ophthalmoscope / Otoscopes | 767 Oto / Ophthalmoscope | Unknown | Hill-Rom / Welch Allyn | Internal Medicine | Akron | Akron City Campus | 55 Arch | 1st Floor | 2005-02-15 | Low
No | 021002 | Ophthalmoscope / Otoscopes | 767 Oto / Ophthalmoscope | Unknown | Hill-Rom / Welch Allyn | Internal Medicine | Akron | Akron City Campus | 55 Arch | 1st Floor | 2005-02-15 | Low
No | 021003 | Ophthalmoscope / Otoscopes | 767 Oto / Ophthalmoscope | Unknown | Hill-Rom / Welch Allyn | Internal Medicine | Akron | Akron City Campus | 55 Arch | 1st Floor | 2005-02-15 | Low
No | 021004 | Ophthalmoscope / Otoscopes | 767 Oto / Ophthalmoscope | Unknown | Hill-Rom / Welch Allyn | Internal Medicine | Akron | Akron City Campus | 55 Arch | 1st Floor | 2005-02-15 | Low
No | 021005 | Ophthalmoscope / Otoscopes | 767 Oto / Ophthalmoscope | Unknown | Hill-Rom / Welch Allyn | Internal Medicine | Akron | Akron City Campus | 55 Arch | 1st Floor | 2005-02-15 | Low
No | 021006 | Ophthalmoscope / Otoscopes | 767 Oto / Ophthalmoscope | Unknown | Hill-Rom / Welch Allyn | Internal Medicine | Akron | Akron City Campus | 55 Arch | 1st Floor | 2005-02-15 | Low
No | 021007 | Ophthalmoscope / Otoscopes | 767 Oto / Ophthalmoscope | Unknown | Hill-Rom / Welch Allyn | Internal Medicine | Akron | Akron City Campus | 55 Arch | 1st Floor | 2005-02-15 | Low
No | 021008 | Ophthalmoscope / Otoscopes | 767 Oto / Ophthalmoscope | Unknown | Hill-Rom / Welch Allyn | Internal Medicine | Akron | Akron City Campus | 55 Arch | 1st Floor | 2005-02-15 | Low
No | 021010 | Ophthalmoscope / Otoscopes | 767 Oto / Ophthalmoscope | Unknown | Hill-Rom / Welch Allyn | Internal Medicine | Akron | Akron City Campus | 55 Arch | 1st Floor | 2005-02-15 | Low
No | 021011 | Ophthalmoscope / Otoscopes | 767 Oto / Ophthalmoscope | Unknown | Hill-Rom / Welch Allyn | Internal Medicine | Akron | Akron City Campus | 55 Arch | 1st Floor | 2005-02-15 | Low
No | 021012 | Ophthalmoscope / Otoscopes | 767 Oto / Ophthalmoscope | Unknown | Hill-Rom / Welch Allyn | Internal Medicine | Akron | Akron City Campus | 55 Arch | 1st Floor | 2005-02-15 | Low
No | 021014 | Ophthalmoscope / Otoscopes | 767 Oto / Ophthalmoscope | Unknown | Hill-Rom / Welch Allyn | Internal Medicine | Akron | Akron City Campus | 55 Arch | 1st Floor | 2005-02-15 | Low
No | 021015 | Ophthalmoscope / Otoscopes | 767 Oto / Ophthalmoscope | Unknown | Hill-Rom / Welch Allyn | Internal Medicine | Akron | Akron City Campus | 55 Arch | 1st Floor | 2005-02-15 | Low
No | 021016 | Ophthalmoscope / Otoscopes | 767 Oto / Ophthalmoscope | Unknown | Hill-Rom / Welch Allyn | Internal Medicine | Akron | Akron City Campus | 55 Arch | 1st Floor | 2005-02-15 | Low
No | 021017 | Ophthalmoscope / Otoscopes | 767 Oto / Ophthalmoscope | Unknown | Hill-Rom / Welch Allyn | Internal Medicine | Akron | Akron City Campus | 55 Arch | 1st Floor | 2005-02-15 | Low
No | 021018 | Ophthalmoscope / Otoscopes | 767 Oto / Ophthalmoscope | Unknown | Hill-Rom / Welch Allyn | Internal Medicine | Akron | Akron City Campus | 55 Arch | 1st Floor | 2005-02-15 | Low
No | 021019 | Ophthalmoscope / Otoscopes | 767 Oto / Ophthalmoscope | Unknown | Hill-Rom / Welch Allyn | Internal Medicine | Akron | Akron City Campus | 55 Arch | 1st Floor | 2005-02-15 | Low
No | 021020 | Ophthalmoscope / Otoscopes | 767 Oto / Ophthalmoscope | Unknown | Hill-Rom / Welch Allyn | Internal Medicine | Akron | Akron City Campus | 55 Arch | 1st Floor | 2005-02-15 | Low
No | 021021 | Ophthalmoscope / Otoscopes | 767 Oto / Ophthalmoscope | Unknown | Hill-Rom / Welch Allyn | Internal Medicine | Akron | Akron City Campus | 55 Arch | 1st Floor | 2005-02-15 | Low
No | 021022 | Ophthalmoscope / Otoscopes | 767 Oto / Ophthalmoscope | Unknown | Hill-Rom / Welch Allyn | Internal Medicine | Akron | Akron City Campus | 55 Arch | 1st Floor | 2005-02-15 | Low
No | 021024 | Ophthalmoscope / Otoscopes | 767 Oto / Ophthalmoscope | Unknown | Hill-Rom / Welch Allyn | Internal Medicine | Akron | Akron City Campus | 55 Arch | 1st Floor | 2005-02-15 | Low
No | 021025 | Ophthalmoscope / Otoscopes | 767 Oto / Ophthalmoscope | Unknown | Hill-Rom / Welch Allyn | Internal Medicine | Akron | Akron City Campus | 55 Arch | 1st Floor | 2005-02-15 | Low
No | 021026 | Ophthalmoscope / Otoscopes | 767 Oto / Ophthalmoscope | Unknown | Hill-Rom / Welch Allyn | Internal Medicine | Akron | Akron City Campus | 55 Arch | 1st Floor | 2005-02-15 | Low
No | 021301 | Ophthalmoscope / Otoscopes | 767 Oto / Ophthalmoscope | 06011A | Hill-Rom / Welch Allyn | T1 - CTV Intensive Care Unit (CTV-ICU) | Akron | Akron City Campus | Critical Care Tower | 1st Floor | 2006-01-24 | Low
No | 021302 | Ophthalmoscope / Otoscopes | 767 Oto / Ophthalmoscope | 06005A | Hill-Rom / Welch Allyn | T1 - CTV Intensive Care Unit (CTV-ICU) | Akron | Akron City Campus | Critical Care Tower | 1st Floor | 2006-01-24 | Low
No | 021303 | Ophthalmoscope / Otoscopes | 767 Oto / Ophthalmoscope | 06005B | Hill-Rom / Welch Allyn | T1 - CTV Intensive Care Unit (CTV-ICU) | Akron | Akron City Campus | Critical Care Tower | 1st Floor | 2006-01-24 | Low
No | 021304 | Ophthalmoscope / Otoscopes | 767 Oto / Ophthalmoscope | 05284A | Hill-Rom / Welch Allyn | T1 - CTV Intensive Care Unit (CTV-ICU) | Akron | Akron City Campus | Critical Care Tower | 1st Floor | 2006-01-24 | Low
No | 021305 | Ophthalmoscope / Otoscopes | 767 Oto / Ophthalmoscope | 05252A | Hill-Rom / Welch Allyn | T1 - CTV Intensive Care Unit (CTV-ICU) | Akron | Akron City Campus | Critical Care Tower | 1st Floor | 2006-01-24 | Low
No | 021306 | Ophthalmoscope / Otoscopes | 767 Oto / Ophthalmoscope | 05252B | Hill-Rom / Welch Allyn | T1 - CTV Intensive Care Unit (CTV-ICU) | Akron | Akron City Campus | Critical Care Tower | 1st Floor | 2006-01-24 | Low
No | 021307 | Ophthalmoscope / Otoscopes | 767 Oto / Ophthalmoscope | 06005C | Hill-Rom / Welch Allyn | T1 - CTV Intensive Care Unit (CTV-ICU) | Akron | Akron City Campus | Critical Care Tower | 1st Floor | 2006-01-24 | Low
No | 021308 | Ophthalmoscope / Otoscopes | 767 Oto / Ophthalmoscope | 05284B | Hill-Rom / Welch Allyn | T1 - CTV Intensive Care Unit (CTV-ICU) | Akron | Akron City Campus | Critical Care Tower | 1st Floor | 2006-01-24 | Low
No | 021309 | Ophthalmoscope / Otoscopes | 767 Oto / Ophthalmoscope | 06011B | Hill-Rom / Welch Allyn | T1 - CTV Intensive Care Unit (CTV-ICU) | Akron | Akron City Campus | Critical Care Tower | 1st Floor | 2006-01-24 | Low
No | 021310 | Ophthalmoscope / Otoscopes | 767 Oto / Ophthalmoscope | 05227A | Hill-Rom / Welch Allyn | T1 - CTV Intensive Care Unit (CTV-ICU) | Akron | Akron City Campus | Critical Care Tower | 1st Floor | 2006-01-24 | Low
No | 021311 | Ophthalmoscope / Otoscopes | 767 Oto / Ophthalmoscope | 06011C | Hill-Rom / Welch Allyn | T1 - CTV Intensive Care Unit (CTV-ICU) | Akron | Akron City Campus | Critical Care Tower | 1st Floor | 2006-01-24 | Low
No | 021312 | Ophthalmoscope / Otoscopes | 767 Oto / Ophthalmoscope | 06005D | Hill-Rom / Welch Allyn | T1 - CTV Intensive Care Unit (CTV-ICU) | Akron | Akron City Campus | Critical Care Tower | 1st Floor | 2006-01-24 | Low
No | 021313 | Ophthalmoscope / Otoscopes | 767 Oto / Ophthalmoscope | 06005E | Hill-Rom / Welch Allyn | T1 - CTV Intensive Care Unit (CTV-ICU) | Akron | Akron City Campus | Critical Care Tower | 1st Floor | 2006-01-24 | Low
No | 021320 | Ophthalmoscope / Otoscopes | 767 Oto / Ophthalmoscope | 06023A | Hill-Rom / Welch Allyn | T1 - CTV Intensive Care Unit (CTV-ICU) | Akron | Akron City Campus | Critical Care Tower | 1st Floor | 2006-01-24 | Low
No | 021321 | Ophthalmoscope / Otoscopes | 767 Oto / Ophthalmoscope | 06023B | Hill-Rom / Welch Allyn | T1 - CTV Intensive Care Unit (CTV-ICU) | Akron | Akron City Campus | Critical Care Tower | 1st Floor | 2006-01-24 | Low
No | 021322 | Ophthalmoscope / Otoscopes | 767 Oto / Ophthalmoscope | 06023C | Hill-Rom / Welch Allyn | T1 - CTV Intensive Care Unit (CTV-ICU) | Akron | Akron City Campus | Critical Care Tower | 1st Floor | 2006-01-24 | Low
No | 021323 | Ophthalmoscope / Otoscopes | 767 Oto / Ophthalmoscope | 06023D | Hill-Rom / Welch Allyn | T1 - CTV Intensive Care Unit (CTV-ICU) | Akron | Akron City Campus | Critical Care Tower | 1st Floor | 2006-01-24 | Low
No | 021324 | Ophthalmoscope / Otoscopes | 767 Oto / Ophthalmoscope | 06027A | Hill-Rom / Welch Allyn | T1 - CTV Intensive Care Unit (CTV-ICU) | Akron | Akron City Campus | Critical Care Tower | 1st Floor | 2006-01-24 | Low
No | 021325 | Ophthalmoscope / Otoscopes | 767 Oto / Ophthalmoscope | 06027B | Hill-Rom / Welch Allyn | T1 - CTV Intensive Care Unit (CTV-ICU) | Akron | Akron City Campus | Critical Care Tower | 1st Floor | 2006-01-24 | Low
No | 021326 | Ophthalmoscope / Otoscopes | 767 Oto / Ophthalmoscope | 06027C | Hill-Rom / Welch Allyn | T1 - CTV Intensive Care Unit (CTV-ICU) | Akron | Akron City Campus | Critical Care Tower | 1st Floor | 2006-01-24 | Low
No | 021327 | Ophthalmoscope / Otoscopes | 767 Oto / Ophthalmoscope | 06027D | Hill-Rom / Welch Allyn | T1 - CTV Intensive Care Unit (CTV-ICU) | Akron | Akron City Campus | Critical Care Tower | 1st Floor | 2006-01-24 | Low
No | 021328 | Ophthalmoscope / Otoscopes | 767 Oto / Ophthalmoscope | 06027E | Hill-Rom / Welch Allyn | T1 - CTV Intensive Care Unit (CTV-ICU) | Akron | Akron City Campus | Critical Care Tower | 1st Floor | 2006-01-24 | Low
No | 021329 | Ophthalmoscope / Otoscopes | 767 Oto / Ophthalmoscope | 06027F | Hill-Rom / Welch Allyn | T1 - CTV Intensive Care Unit (CTV-ICU) | Akron | Akron City Campus | Critical Care Tower | 1st Floor | 2006-01-24 | Low
No | 021581 | Ophthalmoscope / Otoscopes | 767 Oto / Ophthalmoscope | H190767100 | Hill-Rom / Welch Allyn | Family Medicine Center | Akron | Akron City Campus | 55 Arch | 3rd Floor | 2006-04-28 | Low
No | 021582 | Ophthalmoscope / Otoscopes | 767 Oto / Ophthalmoscope | Unknown | Hill-Rom / Welch Allyn | Family Medicine Center | Akron | Akron City Campus | 55 Arch | 3rd Floor | 2006-04-28 | Low
No | 021583 | Ophthalmoscope / Otoscopes | 767 Oto / Ophthalmoscope | Unknown | Hill-Rom / Welch Allyn | Family Medicine Center | Akron | Akron City Campus | 55 Arch | 3rd Floor | 2006-04-28 | Low
No | 021584 | Ophthalmoscope / Otoscopes | 767 Oto / Ophthalmoscope | Unknown | Hill-Rom / Welch Allyn | Internal Medicine | Akron | Akron City Campus | 55 Arch | 1st Floor | 2006-04-28 | Low
No | 021585 | Ophthalmoscope / Otoscopes | 767 Oto / Ophthalmoscope | Unknown | Hill-Rom / Welch Allyn | Family Medicine Center | Akron | Akron City Campus | 55 Arch | 3rd Floor | 2006-04-28 | Low
No | 021586 | Ophthalmoscope / Otoscopes | 767 Oto / Ophthalmoscope | Unknown | Hill-Rom / Welch Allyn | Family Medicine Center | Akron | Akron City Campus | 55 Arch | 3rd Floor | 2006-04-28 | Low
No | 021587 | Ophthalmoscope / Otoscopes | 767 Oto / Ophthalmoscope | Unknown | Hill-Rom / Welch Allyn | Family Medicine Center | Akron | Akron City Campus | 55 Arch | 3rd Floor | 2006-04-28 | Low
No | 021589 | Ophthalmoscope / Otoscopes | 767 Oto / Ophthalmoscope | Unknown | Hill-Rom / Welch Allyn | Family Medicine Center | Akron | Akron City Campus | 55 Arch | 3rd Floor | 2006-04-28 | Low
No | 021590 | Ophthalmoscope / Otoscopes | 767 Oto / Ophthalmoscope | Unknown | Hill-Rom / Welch Allyn | Family Medicine Center | Akron | Akron City Campus | 55 Arch | 3rd Floor | 2006-04-28 | Low
No | 021591 | Ophthalmoscope / Otoscopes | 767 Oto / Ophthalmoscope | Unknown | Hill-Rom / Welch Allyn | Family Medicine Center | Akron | Akron City Campus | 55 Arch | 3rd Floor | 2006-04-28 | Low
No | 021592 | Ophthalmoscope / Otoscopes | 767 Oto / Ophthalmoscope | Unknown | Hill-Rom / Welch Allyn | Family Medicine Center | Akron | Akron City Campus | 55 Arch | 3rd Floor | 2006-04-28 | Low
No | 021593 | Ophthalmoscope / Otoscopes | 767 Oto / Ophthalmoscope | Unknown | Hill-Rom / Welch Allyn | Family Medicine Center | Akron | Akron City Campus | 55 Arch | 3rd Floor | 2006-04-28 | Low
No | 021594 | Ophthalmoscope / Otoscopes | 767 Oto / Ophthalmoscope | Unknown | Hill-Rom / Welch Allyn | Family Medicine Center | Akron | Akron City Campus | 55 Arch | 3rd Floor | 2006-04-28 | Low
No | 021595 | Ophthalmoscope / Otoscopes | 767 Oto / Ophthalmoscope | Unknown | Hill-Rom / Welch Allyn | Family Medicine Center | Akron | Akron City Campus | 55 Arch | 3rd Floor | 2006-04-28 | Low
No | 021597 | Ophthalmoscope / Otoscopes | 767 Oto / Ophthalmoscope | Unknown | Hill-Rom / Welch Allyn | Family Medicine Center | Akron | Akron City Campus | 55 Arch | 3rd Floor | 2006-04-28 | Low
No | 021598 | Ophthalmoscope / Otoscopes | 767 Oto / Ophthalmoscope | Unknown | Hill-Rom / Welch Allyn | Family Medicine Center | Akron | Akron City Campus | 55 Arch | 3rd Floor | 2006-04-28 | Low
No | 021599 | Ophthalmoscope / Otoscopes | 767 Oto / Ophthalmoscope | Unknown | Hill-Rom / Welch Allyn | Family Medicine Center | Akron | Akron City Campus | 55 Arch | 3rd Floor | 2006-04-28 | Low
No | 021600 | Ophthalmoscope / Otoscopes | 767 Oto / Ophthalmoscope | Unknown | Hill-Rom / Welch Allyn | Family Medicine Center | Akron | Akron City Campus | 55 Arch | 3rd Floor | 2006-04-28 | Low
No | 021601 | Ophthalmoscope / Otoscopes | 767 Oto / Ophthalmoscope | Unknown | Hill-Rom / Welch Allyn | Family Medicine Center | Akron | Akron City Campus | 55 Arch | 3rd Floor | 2006-04-28 | Low
No | 021602 | Ophthalmoscope / Otoscopes | 767 Oto / Ophthalmoscope | Unknown | Hill-Rom / Welch Allyn | Family Medicine Center | Akron | Akron City Campus | 55 Arch | 3rd Floor | 2006-04-28 | Low
No | 021603 | Ophthalmoscope / Otoscopes | 767 Oto / Ophthalmoscope | Unknown | Hill-Rom / Welch Allyn | Family Medicine Center | Akron | Akron City Campus | 55 Arch | 3rd Floor | 2006-04-28 | Low
No | 021604 | Ophthalmoscope / Otoscopes | 767 Oto / Ophthalmoscope | Unknown | Hill-Rom / Welch Allyn | Family Medicine Center | Akron | Akron City Campus | 55 Arch | 3rd Floor | 2006-04-28 | Low
No | 021605 | Ophthalmoscope / Otoscopes | 767 Oto / Ophthalmoscope | Unknown | Hill-Rom / Welch Allyn | Family Medicine Center | Akron | Akron City Campus | 55 Arch | 3rd Floor | 2006-04-28 | Low
No | 021606 | Ophthalmoscope / Otoscopes | 767 Oto / Ophthalmoscope | Unknown | Hill-Rom / Welch Allyn | Family Medicine Center | Akron | Akron City Campus | 55 Arch | 3rd Floor | 2006-04-28 | Low
No | 021607 | Ophthalmoscope / Otoscopes | 767 Oto / Ophthalmoscope | Unknown | Hill-Rom / Welch Allyn | Family Medicine Center | Akron | Akron City Campus | 55 Arch | 3rd Floor | 2006-04-28 | Low
No | 021608 | Ophthalmoscope / Otoscopes | 767 Oto / Ophthalmoscope | Unknown | Hill-Rom / Welch Allyn | Family Medicine Center | Akron | Akron City Campus | 55 Arch | 3rd Floor | 2006-04-28 | Low
No | 021609 | Ophthalmoscope / Otoscopes | 767 Oto / Ophthalmoscope | Unknown | Hill-Rom / Welch Allyn | Family Medicine Center | Akron | Akron City Campus | 55 Arch | 3rd Floor | 2006-04-28 | Low
No | 021610 | Ophthalmoscope / Otoscopes | 767 Oto / Ophthalmoscope | Unknown | Hill-Rom / Welch Allyn | Family Medicine Center | Akron | Akron City Campus | 55 Arch | 3rd Floor | 2006-05-02 | Low
No | 021661 | Ophthalmoscope / Otoscopes | 767 Oto / Ophthalmoscope | Unknown | Hill-Rom / Welch Allyn | Emergency Department (ED) - ACH | Akron | Akron City Campus | Akron City Hospital | Ground Floor | 2006-05-07 | Low
No | 021668 | Ophthalmoscope / Otoscopes | 767 Oto / Ophthalmoscope | Unknown | Hill-Rom / Welch Allyn | 1 Central - CV Progressive Care Unit (PCU) | Akron | Akron City Campus | Akron City Hospital | 1st Floor | 2006-05-07 | Low
No | 021729 | Ophthalmoscope / Otoscopes | 767 Oto / Ophthalmoscope | Unknown | Hill-Rom / Welch Allyn | T2 - STN Intensive Care Unit (STN-ICU) | Akron | Akron City Campus | Critical Care Tower | 2nd Floor | 2006-05-24 | Low
No | 021805 | Ophthalmoscope / Otoscopes | 767 Oto / Ophthalmoscope | Unknown | Hill-Rom / Welch Allyn | Health Tech Mgmt | Akron | Akron City Campus | H Tower | Basement | 2006-03-06 | Low
No | 022231 | Ophthalmoscope / Otoscopes | 767 Oto / Ophthalmoscope | Unknown | Hill-Rom / Welch Allyn | Care Center | Akron | Akron City Campus | 75 Arch | 1st Floor | 2005-08-30 | Low
No | 022339 | Ophthalmoscope / Otoscopes | 767 Oto / Ophthalmoscope | Unknown | Hill-Rom / Welch Allyn | T3 - Medical Intensive Care Unit (MICU) | Akron | Akron City Campus | Critical Care Tower | 3rd Floor | 2006-05-05 | Low
No | 022340 | Ophthalmoscope / Otoscopes | 767 Oto / Ophthalmoscope | Unknown | Hill-Rom / Welch Allyn | T3 - Medical Intensive Care Unit (MICU) | Akron | Akron City Campus | Critical Care Tower | 3rd Floor | 2006-05-05 | Low
No | 022341 | Ophthalmoscope / Otoscopes | 767 Oto / Ophthalmoscope | Unknown | Hill-Rom / Welch Allyn | T2 - STN Intensive Care Unit (STN-ICU) | Akron | Akron City Campus | Critical Care Tower | 2nd Floor | 2006-05-05 | Low
No | 022342 | Ophthalmoscope / Otoscopes | 767 Oto / Ophthalmoscope | Unknown | Hill-Rom / Welch Allyn | T2 - STN Intensive Care Unit (STN-ICU) | Akron | Akron City Campus | Critical Care Tower | 2nd Floor | 2006-05-05 | Low
No | 022343 | Ophthalmoscope / Otoscopes | 767 Oto / Ophthalmoscope | Unknown | Hill-Rom / Welch Allyn | T3 - Medical Intensive Care Unit (MICU) | Akron | Akron City Campus | Critical Care Tower | 3rd Floor | 2006-05-05 | Low
No | 022344 | Ophthalmoscope / Otoscopes | 767 Oto / Ophthalmoscope | Unknown | Hill-Rom / Welch Allyn | T3 - Medical Intensive Care Unit (MICU) | Akron | Akron City Campus | Critical Care Tower | 3rd Floor | 2006-05-05 | Low
No | 022345 | Ophthalmoscope / Otoscopes | 767 Oto / Ophthalmoscope | Unknown | Hill-Rom / Welch Allyn | T3 - Medical Intensive Care Unit (MICU) | Akron | Akron City Campus | Critical Care Tower | 3rd Floor | 2006-05-05 | Low
No | 022346 | Ophthalmoscope / Otoscopes | 767 Oto / Ophthalmoscope | Unknown | Hill-Rom / Welch Allyn | T3 - Medical Intensive Care Unit (MICU) | Akron | Akron City Campus | Critical Care Tower | 3rd Floor | 2006-05-05 | Low
No | 022347 | Ophthalmoscope / Otoscopes | 767 Oto / Ophthalmoscope | Unknown | Hill-Rom / Welch Allyn | T2 - STN Intensive Care Unit (STN-ICU) | Akron | Akron City Campus | Critical Care Tower | 2nd Floor | 2006-05-05 | Low
No | 022348 | Ophthalmoscope / Otoscopes | 767 Oto / Ophthalmoscope | Unknown | Hill-Rom / Welch Allyn | T2 - STN Intensive Care Unit (STN-ICU) | Akron | Akron City Campus | Critical Care Tower | 2nd Floor | 2006-05-05 | Low
No | 022349 | Ophthalmoscope / Otoscopes | 767 Oto / Ophthalmoscope | Unknown | Hill-Rom / Welch Allyn | T3 - Medical Intensive Care Unit (MICU) | Akron | Akron City Campus | Critical Care Tower | 3rd Floor | 2006-05-05 | Low
No | 022350 | Ophthalmoscope / Otoscopes | 767 Oto / Ophthalmoscope | Unknown | Hill-Rom / Welch Allyn | T3 - Medical Intensive Care Unit (MICU) | Akron | Akron City Campus | Critical Care Tower | 3rd Floor | 2006-05-05 | Low
No | 022351 | Ophthalmoscope / Otoscopes | 767 Oto / Ophthalmoscope | Unknown | Hill-Rom / Welch Allyn | T3 - Medical Intensive Care Unit (MICU) | Akron | Akron City Campus | Critical Care Tower | 3rd Floor | 2006-05-05 | Low
No | 022352 | Ophthalmoscope / Otoscopes | 767 Oto / Ophthalmoscope | Unknown | Hill-Rom / Welch Allyn | T3 - Medical Intensive Care Unit (MICU) | Akron | Akron City Campus | Critical Care Tower | 3rd Floor | 2006-05-05 | Low
No | 022353 | Ophthalmoscope / Otoscopes | 767 Oto / Ophthalmoscope | Unknown | Hill-Rom / Welch Allyn | T3 - Medical Intensive Care Unit (MICU) | Akron | Akron City Campus | Critical Care Tower | 3rd Floor | 2006-05-05 | Low
No | 022354 | Ophthalmoscope / Otoscopes | 767 Oto / Ophthalmoscope | Unknown | Hill-Rom / Welch Allyn | T2 - STN Intensive Care Unit (STN-ICU) | Akron | Akron City Campus | Critical Care Tower | 2nd Floor | 2006-05-05 | Low
No | 022355 | Ophthalmoscope / Otoscopes | 767 Oto / Ophthalmoscope | Unknown | Hill-Rom / Welch Allyn | T3 - Medical Intensive Care Unit (MICU) | Akron | Akron City Campus | Critical Care Tower | 3rd Floor | 2006-05-05 | Low
No | 022357 | Ophthalmoscope / Otoscopes | 767 Oto / Ophthalmoscope | Unknown | Hill-Rom / Welch Allyn | T3 - Medical Intensive Care Unit (MICU) | Akron | Akron City Campus | Critical Care Tower | 3rd Floor | 2006-05-05 | Low
No | 022358 | Ophthalmoscope / Otoscopes | 767 Oto / Ophthalmoscope | Unknown | Hill-Rom / Welch Allyn | T3 - Medical Intensive Care Unit (MICU) | Akron | Akron City Campus | Critical Care Tower | 3rd Floor | 2006-05-05 | Low
No | 022359 | Ophthalmoscope / Otoscopes | 767 Oto / Ophthalmoscope | Unknown | Hill-Rom / Welch Allyn | T3 - Medical Intensive Care Unit (MICU) | Akron | Akron City Campus | Critical Care Tower | 3rd Floor | 2006-05-05 | Low
No | 022360 | Ophthalmoscope / Otoscopes | 767 Oto / Ophthalmoscope | Unknown | Hill-Rom / Welch Allyn | T2 - STN Intensive Care Unit (STN-ICU) | Akron | Akron City Campus | Critical Care Tower | 2nd Floor | 2006-05-05 | Low
No | 022361 | Ophthalmoscope / Otoscopes | 767 Oto / Ophthalmoscope | Unknown | Hill-Rom / Welch Allyn | T2 - STN Intensive Care Unit (STN-ICU) | Akron | Akron City Campus | Critical Care Tower | 2nd Floor | 2006-05-05 | Low
No | 022362 | Ophthalmoscope / Otoscopes | 767 Oto / Ophthalmoscope | Unknown | Hill-Rom / Welch Allyn | T3 - Medical Intensive Care Unit (MICU) | Akron | Akron City Campus | Critical Care Tower | 3rd Floor | 2006-05-05 | Low
No | 022363 | Ophthalmoscope / Otoscopes | 767 Oto / Ophthalmoscope | Unknown | Hill-Rom / Welch Allyn | T2 - STN Intensive Care Unit (STN-ICU) | Akron | Akron City Campus | Critical Care Tower | 2nd Floor | 2006-05-05 | Low
No | 022364 | Ophthalmoscope / Otoscopes | 767 Oto / Ophthalmoscope | Unknown | Hill-Rom / Welch Allyn | T3 - Medical Intensive Care Unit (MICU) | Akron | Akron City Campus | Critical Care Tower | 3rd Floor | 2006-05-05 | Low
No | 022365 | Ophthalmoscope / Otoscopes | 767 Oto / Ophthalmoscope | Unknown | Hill-Rom / Welch Allyn | T2 - STN Intensive Care Unit (STN-ICU) | Akron | Akron City Campus | Critical Care Tower | 2nd Floor | 2006-05-05 | Low
No | 022366 | Ophthalmoscope / Otoscopes | 767 Oto / Ophthalmoscope | Unknown | Hill-Rom / Welch Allyn | T2 - STN Intensive Care Unit (STN-ICU) | Akron | Akron City Campus | Critical Care Tower | 2nd Floor | 2006-05-05 | Low
No | 022367 | Ophthalmoscope / Otoscopes | 767 Oto / Ophthalmoscope | Unknown | Hill-Rom / Welch Allyn | T2 - STN Intensive Care Unit (STN-ICU) | Akron | Akron City Campus | Critical Care Tower | 2nd Floor | 2006-05-05 | Low
No | 022369 | Ophthalmoscope / Otoscopes | 767 Oto / Ophthalmoscope | Unknown | Hill-Rom / Welch Allyn | T2 - STN Intensive Care Unit (STN-ICU) | Akron | Akron City Campus | Critical Care Tower | 2nd Floor | 2006-05-05 | Low
No | 022370 | Ophthalmoscope / Otoscopes | 767 Oto / Ophthalmoscope | Unknown | Hill-Rom / Welch Allyn | T2 - STN Intensive Care Unit (STN-ICU) | Akron | Akron City Campus | Critical Care Tower | 2nd Floor | 2006-05-05 | Low
No | 022371 | Ophthalmoscope / Otoscopes | 767 Oto / Ophthalmoscope | Unknown | Hill-Rom / Welch Allyn | T2 - STN Intensive Care Unit (STN-ICU) | Akron | Akron City Campus | Critical Care Tower | 2nd Floor | 2006-05-05 | Low
No | 022372 | Ophthalmoscope / Otoscopes | 767 Oto / Ophthalmoscope | Unknown | Hill-Rom / Welch Allyn | T2 - STN Intensive Care Unit (STN-ICU) | Akron | Akron City Campus | Critical Care Tower | 2nd Floor | 2006-05-05 | Low
No | 022373 | Ophthalmoscope / Otoscopes | 767 Oto / Ophthalmoscope | Unknown | Hill-Rom / Welch Allyn | T2 - STN Intensive Care Unit (STN-ICU) | Akron | Akron City Campus | Critical Care Tower | 2nd Floor | 2006-05-05 | Low
No | 022374 | Ophthalmoscope / Otoscopes | 767 Oto / Ophthalmoscope | Unknown | Hill-Rom / Welch Allyn | T2 - STN Intensive Care Unit (STN-ICU) | Akron | Akron City Campus | Critical Care Tower | 2nd Floor | 2006-05-05 | Low
No | 022375 | Ophthalmoscope / Otoscopes | 767 Oto / Ophthalmoscope | Unknown | Hill-Rom / Welch Allyn | T2 - STN Intensive Care Unit (STN-ICU) | Akron | Akron City Campus | Critical Care Tower | 2nd Floor | 2006-05-05 | Low
No | 022376 | Ophthalmoscope / Otoscopes | 767 Oto / Ophthalmoscope | Unknown | Hill-Rom / Welch Allyn | T2 - STN Intensive Care Unit (STN-ICU) | Akron | Akron City Campus | Critical Care Tower | 2nd Floor | 2006-05-05 | Low
No | 022377 | Ophthalmoscope / Otoscopes | 767 Oto / Ophthalmoscope | Unknown | Hill-Rom / Welch Allyn | T2 - STN Intensive Care Unit (STN-ICU) | Akron | Akron City Campus | Critical Care Tower | 2nd Floor | 2006-05-05 | Low
No | 022378 | Ophthalmoscope / Otoscopes | 767 Oto / Ophthalmoscope | Unknown | Hill-Rom / Welch Allyn | T2 - STN Intensive Care Unit (STN-ICU) | Akron | Akron City Campus | Critical Care Tower | 2nd Floor | 2006-05-05 | Low
No | 022379 | Ophthalmoscope / Otoscopes | 767 Oto / Ophthalmoscope | Unknown | Hill-Rom / Welch Allyn | T2 - STN Intensive Care Unit (STN-ICU) | Akron | Akron City Campus | Critical Care Tower | 2nd Floor | 2006-05-05 | Low
No | 022380 | Ophthalmoscope / Otoscopes | 767 Oto / Ophthalmoscope | Unknown | Hill-Rom / Welch Allyn | T3 - Medical Intensive Care Unit (MICU) | Akron | Akron City Campus | Critical Care Tower | 3rd Floor | 2006-05-05 | Low
No | 022381 | Ophthalmoscope / Otoscopes | 767 Oto / Ophthalmoscope | Unknown | Hill-Rom / Welch Allyn | T2 - STN Intensive Care Unit (STN-ICU) | Akron | Akron City Campus | Critical Care Tower | 2nd Floor | 2006-05-05 | Low
No | 022382 | Ophthalmoscope / Otoscopes | 767 Oto / Ophthalmoscope | Unknown | Hill-Rom / Welch Allyn | T3 - Medical Intensive Care Unit (MICU) | Akron | Akron City Campus | Critical Care Tower | 3rd Floor | 2006-05-05 | Low
No | 022383 | Ophthalmoscope / Otoscopes | 767 Oto / Ophthalmoscope | Unknown | Hill-Rom / Welch Allyn | T3 - Medical Intensive Care Unit (MICU) | Akron | Akron City Campus | Critical Care Tower | 3rd Floor | 2006-05-05 | Low
No | 022384 | Ophthalmoscope / Otoscopes | 767 Oto / Ophthalmoscope | Unknown | Hill-Rom / Welch Allyn | T3 - Medical Intensive Care Unit (MICU) | Akron | Akron City Campus | Critical Care Tower | 3rd Floor | 2006-05-05 | Low
No | 022385 | Ophthalmoscope / Otoscopes | 767 Oto / Ophthalmoscope | Unknown | Hill-Rom / Welch Allyn | T3 - Medical Intensive Care Unit (MICU) | Akron | Akron City Campus | Critical Care Tower | 3rd Floor | 2006-05-05 | Low
No | 022386 | Ophthalmoscope / Otoscopes | 767 Oto / Ophthalmoscope | Unknown | Hill-Rom / Welch Allyn | T3 - Medical Intensive Care Unit (MICU) | Akron | Akron City Campus | Critical Care Tower | 3rd Floor | 2006-05-05 | Low
No | 022387 | Ophthalmoscope / Otoscopes | 767 Oto / Ophthalmoscope | Unknown | Hill-Rom / Welch Allyn | T3 - Medical Intensive Care Unit (MICU) | Akron | Akron City Campus | Critical Care Tower | 3rd Floor | 2006-05-05 | Low
No | 022388 | Ophthalmoscope / Otoscopes | 767 Oto / Ophthalmoscope | Unknown | Hill-Rom / Welch Allyn | T3 - Medical Intensive Care Unit (MICU) | Akron | Akron City Campus | Critical Care Tower | 3rd Floor | 2006-05-05 | Low
No | 022389 | Ophthalmoscope / Otoscopes | 767 Oto / Ophthalmoscope | Unknown | Hill-Rom / Welch Allyn | T3 - Medical Intensive Care Unit (MICU) | Akron | Akron City Campus | Critical Care Tower | 3rd Floor | 2006-05-05 | Low
No | 022566 | Ophthalmoscope / Otoscopes | 767 Oto / Ophthalmoscope | 06116-1 | Hill-Rom / Welch Allyn | 1 Central - CV Progressive Care Unit (PCU) | Akron | Akron City Campus | Akron City Hospital | 1st Floor | 2006-11-08 | Low
No | 022567 | Ophthalmoscope / Otoscopes | 767 Oto / Ophthalmoscope | 06283-1 | Hill-Rom / Welch Allyn | 1 Central - CV Progressive Care Unit (PCU) | Akron | Akron City Campus | Akron City Hospital | 1st Floor | 2006-11-08 | Low
No | 022568 | Ophthalmoscope / Otoscopes | 767 Oto / Ophthalmoscope | 06297-1 | Hill-Rom / Welch Allyn | 1 Central - CV Progressive Care Unit (PCU) | Akron | Akron City Campus | Akron City Hospital | 1st Floor | 2006-11-08 | Low
No | 022569 | Ophthalmoscope / Otoscopes | 767 Oto / Ophthalmoscope | 06291-1 | Hill-Rom / Welch Allyn | 1 Central - CV Progressive Care Unit (PCU) | Akron | Akron City Campus | Akron City Hospital | 1st Floor | 2006-11-08 | Low
No | 022570 | Ophthalmoscope / Otoscopes | 767 Oto / Ophthalmoscope | 06283-2 | Hill-Rom / Welch Allyn | 1 Central - CV Progressive Care Unit (PCU) | Akron | Akron City Campus | Akron City Hospital | 1st Floor | 2006-11-08 | Low
No | 022571 | Ophthalmoscope / Otoscopes | 767 Oto / Ophthalmoscope | 06116-2 | Hill-Rom / Welch Allyn | 1 Central - CV Progressive Care Unit (PCU) | Akron | Akron City Campus | Akron City Hospital | 1st Floor | 2006-11-08 | Low
No | 022572 | Ophthalmoscope / Otoscopes | 767 Oto / Ophthalmoscope | 06116-3 | Hill-Rom / Welch Allyn | 1 Central - CV Progressive Care Unit (PCU) | Akron | Akron City Campus | Akron City Hospital | 1st Floor | 2006-11-08 | Low
No | 022573 | Ophthalmoscope / Otoscopes | 767 Oto / Ophthalmoscope | 06297-2 | Hill-Rom / Welch Allyn | 1 Central - CV Progressive Care Unit (PCU) | Akron | Akron City Campus | Akron City Hospital | 1st Floor | 2006-11-08 | Low
No | 022574 | Ophthalmoscope / Otoscopes | 767 Oto / Ophthalmoscope | 06117-1 | Hill-Rom / Welch Allyn | 1 Central - CV Progressive Care Unit (PCU) | Akron | Akron City Campus | Akron City Hospital | 1st Floor | 2006-11-08 | Low
No | 022575 | Ophthalmoscope / Otoscopes | 767 Oto / Ophthalmoscope | 06116-4 | Hill-Rom / Welch Allyn | 1 Central - CV Progressive Care Unit (PCU) | Akron | Akron City Campus | Akron City Hospital | 1st Floor | 2006-11-08 | Low
No | 022576 | Ophthalmoscope / Otoscopes | 767 Oto / Ophthalmoscope | 06291-2 | Hill-Rom / Welch Allyn | 1 Central - CV Progressive Care Unit (PCU) | Akron | Akron City Campus | Akron City Hospital | 1st Floor | 2006-11-08 | Low
No | 022577 | Ophthalmoscope / Otoscopes | 767 Oto / Ophthalmoscope | 06291-3 | Hill-Rom / Welch Allyn | 1 Central - CV Progressive Care Unit (PCU) | Akron | Akron City Campus | Akron City Hospital | 1st Floor | 2006-11-08 | Low
No | 022579 | Ophthalmoscope / Otoscopes | 767 Oto / Ophthalmoscope | 06306-1 | Hill-Rom / Welch Allyn | 1 Central - CV Progressive Care Unit (PCU) | Akron | Akron City Campus | Akron City Hospital | 1st Floor | 2006-11-08 | Low
No | 022580 | Ophthalmoscope / Otoscopes | 767 Oto / Ophthalmoscope | 06306-2 | Hill-Rom / Welch Allyn | 1 Central - CV Progressive Care Unit (PCU) | Akron | Akron City Campus | Akron City Hospital | 1st Floor | 2006-11-08 | Low
No | 022581 | Ophthalmoscope / Otoscopes | 767 Oto / Ophthalmoscope | 06306-3 | Hill-Rom / Welch Allyn | 1 Central - CV Progressive Care Unit (PCU) | Akron | Akron City Campus | Akron City Hospital | 1st Floor | 2006-11-08 | Low
No | 023660 | Ophthalmoscope / Otoscopes | 767 Oto / Ophthalmoscope | NSN023660 | Hill-Rom / Welch Allyn | Family Practice - AES | Akron | Non-Campus Sites | AES Family Medicine | 2nd Floor | 2021-03-31 | Low
No | 023670 | Ophthalmoscope / Otoscopes | 767 Oto / Ophthalmoscope | NSN023670 | Hill-Rom / Welch Allyn | Family Practice - AES | Akron | Non-Campus Sites | AES Family Medicine | 2nd Floor | 2021-03-31 | Low
No | 023673 | Ophthalmoscope / Otoscopes | 767 Oto / Ophthalmoscope | NSN023673 | Hill-Rom / Welch Allyn | Family Practice - AES | Akron | Non-Campus Sites | AES Family Medicine | 2nd Floor | 2021-03-31 | Low
No | 023679 | Ophthalmoscope / Otoscopes | 767 Oto / Ophthalmoscope | NSN023679 | Hill-Rom / Welch Allyn | Family Practice - AES | Akron | Non-Campus Sites | AES Family Medicine | 2nd Floor | 2021-03-31 | Low
No | 023684 | Ophthalmoscope / Otoscopes | 767 Oto / Ophthalmoscope | NSN023684 | Hill-Rom / Welch Allyn | Family Practice - AES | Akron | Non-Campus Sites | AES Family Medicine | 2nd Floor | 2021-03-31 | Low
No | 023692 | Ophthalmoscope / Otoscopes | 767 Oto / Ophthalmoscope | NSN023692 | Hill-Rom / Welch Allyn | Family Practice - AES | Akron | Non-Campus Sites | AES Family Medicine | 2nd Floor | 2021-06-10 | Low
No | 023698 | Ophthalmoscope / Otoscopes | 767 Oto / Ophthalmoscope | NSN023698 | Hill-Rom / Welch Allyn | Family Practice - AES | Akron | Non-Campus Sites | AES Family Medicine | 2nd Floor | 2021-06-10 | Low
No | 023786 | Ophthalmoscope / Otoscopes | 767 Oto / Ophthalmoscope | Unknown | Hill-Rom / Welch Allyn | Center for Senior Health | Akron | Akron City Campus | 75 Arch | Ground Floor | 2007-07-23 | Low
No | 023787 | Ophthalmoscope / Otoscopes | 767 Oto / Ophthalmoscope | Unknown | Hill-Rom / Welch Allyn | Center for Senior Health | Akron | Akron City Campus | 75 Arch | Ground Floor | 2007-07-23 | Low
No | 023788 | Ophthalmoscope / Otoscopes | 767 Oto / Ophthalmoscope | Unknown | Hill-Rom / Welch Allyn | Center for Senior Health | Akron | Akron City Campus | 75 Arch | Ground Floor | 2007-07-23 | Low
No | 024012 | Ophthalmoscope / Otoscopes | 767 Oto / Ophthalmoscope | Unknown | Hill-Rom / Welch Allyn | Cardiology | Akron | Akron City Campus | 75 Arch | 2nd Floor | 2020-11-25 | Low
No | 024030 | Ophthalmoscope / Otoscopes | 767 Oto / Ophthalmoscope | Unknown | Hill-Rom / Welch Allyn | Internal Medicine - Green | Barberton | Green Campus | Green Medical Center | Ground Floor | 2020-11-17 | Low
No | 024035 | Ophthalmoscope / Otoscopes | 767 Oto / Ophthalmoscope | Unknown | Hill-Rom / Welch Allyn | Internal Medicine - Green | Barberton | Green Campus | Green Medical Center | Ground Floor | 2020-11-17 | Low
No | 024046 | Ophthalmoscope / Otoscopes | 767 Oto / Ophthalmoscope | Unknown | Hill-Rom / Welch Allyn | Internal Medicine - Green | Barberton | Green Campus | Green Medical Center | Ground Floor | 2020-10-22 | Low
No | 024053 | Ophthalmoscope / Otoscopes | 767 Oto / Ophthalmoscope | Unknown | Hill-Rom / Welch Allyn | Health Tech Mgmt | Akron | Akron City Campus | H Tower | Basement | 2020-11-10 | Low
No | 024063 | Ophthalmoscope / Otoscopes | 767 Oto / Ophthalmoscope | Unknown | Hill-Rom / Welch Allyn | Health Tech Mgmt | Akron | Akron City Campus | H Tower | Basement | 2020-11-10 | Low
No | 024066 | Ophthalmoscope / Otoscopes | 767 Oto / Ophthalmoscope | Unknown | Hill-Rom / Welch Allyn | Rittman Family Practice, Inc. | Barberton | Wadsworth Campus | Rittman Family Medicine | Ground Floor | 2020-11-10 | Low
No | 024072 | Ophthalmoscope / Otoscopes | 767 Oto / Ophthalmoscope | Unknown | Hill-Rom / Welch Allyn | Health Tech Mgmt | Akron | Akron City Campus | H Tower | Basement | 2020-11-11 | Low
No | 024434 | Ophthalmoscope / Otoscopes | 767 Oto / Ophthalmoscope | Unknown | Hill-Rom / Welch Allyn | GYN Oncology | Akron | Akron City Campus | Cooper Cancer Center | 2nd Floor | 2008-09-17 | Low
No | 024435 | Ophthalmoscope / Otoscopes | 767 Oto / Ophthalmoscope | Unknown | Hill-Rom / Welch Allyn | GYN Oncology | Akron | Akron City Campus | Cooper Cancer Center | 2nd Floor | 2008-09-17 | Low
No | 024436 | Ophthalmoscope / Otoscopes | 767 Oto / Ophthalmoscope | Unknown | Hill-Rom / Welch Allyn | GYN Oncology | Akron | Akron City Campus | Cooper Cancer Center | 2nd Floor | 2008-09-17 | Low
No | 024437 | Ophthalmoscope / Otoscopes | 767 Oto / Ophthalmoscope | Unknown | Hill-Rom / Welch Allyn | GYN Oncology | Akron | Akron City Campus | Cooper Cancer Center | 2nd Floor | 2008-09-17 | Low
No | 024478 | Ophthalmoscope / Otoscopes | 767 Oto / Ophthalmoscope | Unknown | Hill-Rom / Welch Allyn | Radiation Therapy - Akron | Akron | Akron City Campus | Cooper Cancer Center |  | 2008-09-24 | Low
No | 024479 | Ophthalmoscope / Otoscopes | 767 Oto / Ophthalmoscope | Unknown | Hill-Rom / Welch Allyn | Radiation Therapy - Akron | Akron | Akron City Campus | Cooper Cancer Center |  | 2008-09-24 | Low
No | 024480 | Ophthalmoscope / Otoscopes | 767 Oto / Ophthalmoscope | Unknown | Hill-Rom / Welch Allyn | Radiation Therapy - Akron | Akron | Akron City Campus | Cooper Cancer Center |  | 2008-09-24 | Low
No | 024481 | Ophthalmoscope / Otoscopes | 767 Oto / Ophthalmoscope | Unknown | Hill-Rom / Welch Allyn | Radiation Therapy - Akron | Akron | Akron City Campus | Cooper Cancer Center |  | 2008-09-24 | Low
No | 024482 | Ophthalmoscope / Otoscopes | 767 Oto / Ophthalmoscope | Unknown | Hill-Rom / Welch Allyn | Radiation Therapy - Akron | Akron | Akron City Campus | Cooper Cancer Center |  | 2008-09-24 | Low
No | 024487 | Ophthalmoscope / Otoscopes | 767 Oto / Ophthalmoscope | Unknown | Hill-Rom / Welch Allyn | Emergency Department (ED) - ACH | Akron | Akron City Campus | Akron City Hospital | Ground Floor | 2008-09-25 | Low
No | 025767 | Ophthalmoscope / Otoscopes | 767 Oto / Ophthalmoscope | Unknown | Hill-Rom / Welch Allyn | Radiation Therapy - Akron | Akron | Akron City Campus | Cooper Cancer Center |  | 2008-09-24 | Low
No | 025771 | Ophthalmoscope / Otoscopes | 767 Oto / Ophthalmoscope | Unknown | Hill-Rom / Welch Allyn | Oncology | Akron | Akron City Campus | Cooper Cancer Center | 1st Floor | 2009-02-25 | Low
No | 025772 | Ophthalmoscope / Otoscopes | 767 Oto / Ophthalmoscope | Unknown | Hill-Rom / Welch Allyn | Oncology | Akron | Akron City Campus | Cooper Cancer Center | 1st Floor | 2009-02-25 | Low
No | 025773 | Ophthalmoscope / Otoscopes | 767 Oto / Ophthalmoscope | Unknown | Hill-Rom / Welch Allyn | Oncology | Akron | Akron City Campus | Cooper Cancer Center | 1st Floor | 2009-02-25 | Low
No | 025774 | Ophthalmoscope / Otoscopes | 767 Oto / Ophthalmoscope | Unknown | Hill-Rom / Welch Allyn | Oncology | Akron | Akron City Campus | Cooper Cancer Center | 1st Floor | 2009-02-25 | Low
No | 025775 | Ophthalmoscope / Otoscopes | 767 Oto / Ophthalmoscope | Unknown | Hill-Rom / Welch Allyn | Oncology | Akron | Akron City Campus | Cooper Cancer Center | 1st Floor | 2009-02-25 | Low
No | 025776 | Ophthalmoscope / Otoscopes | 767 Oto / Ophthalmoscope | Unknown | Hill-Rom / Welch Allyn | Oncology | Akron | Akron City Campus | Cooper Cancer Center | 1st Floor | 2009-02-25 | Low
No | 025777 | Ophthalmoscope / Otoscopes | 767 Oto / Ophthalmoscope | Unknown | Hill-Rom / Welch Allyn | Oncology | Akron | Akron City Campus | Cooper Cancer Center | 1st Floor | 2009-02-25 | Low
No | 025778 | Ophthalmoscope / Otoscopes | 767 Oto / Ophthalmoscope | Unknown | Hill-Rom / Welch Allyn | Oncology | Akron | Akron City Campus | Cooper Cancer Center | 1st Floor | 2009-02-25 | Low
No | 025779 | Ophthalmoscope / Otoscopes | 767 Oto / Ophthalmoscope | Unknown | Hill-Rom / Welch Allyn | Oncology | Akron | Akron City Campus | Cooper Cancer Center | 1st Floor | 2009-02-25 | Low
No | 025780 | Ophthalmoscope / Otoscopes | 767 Oto / Ophthalmoscope | Unknown | Hill-Rom / Welch Allyn | Oncology | Akron | Akron City Campus | Cooper Cancer Center | 1st Floor | 2009-02-25 | Low
No | 025781 | Ophthalmoscope / Otoscopes | 767 Oto / Ophthalmoscope | Unknown | Hill-Rom / Welch Allyn | Oncology | Akron | Akron City Campus | Cooper Cancer Center | 1st Floor | 2009-02-25 | Low
No | 025782 | Ophthalmoscope / Otoscopes | 767 Oto / Ophthalmoscope | Unknown | Hill-Rom / Welch Allyn | Oncology | Akron | Akron City Campus | Cooper Cancer Center | 1st Floor | 2009-02-25 | Low
No | 025784 | Ophthalmoscope / Otoscopes | 767 Oto / Ophthalmoscope | Unknown | Hill-Rom / Welch Allyn | Oncology | Akron | Akron City Campus | Cooper Cancer Center | 1st Floor | 2009-02-25 | Low
No | 025785 | Ophthalmoscope / Otoscopes | 767 Oto / Ophthalmoscope | Unknown | Hill-Rom / Welch Allyn | Oncology | Akron | Akron City Campus | Cooper Cancer Center | 1st Floor | 2009-02-25 | Low
No | 026975 | Ophthalmoscope / Otoscopes | 767 Oto / Ophthalmoscope | Unknown | Hill-Rom / Welch Allyn | Rootstown Urgent Care | Akron | Rootstown Campus | Rootstown Medical Center | Ground Floor | 2021-09-24 | Low
No | 028613 | Ophthalmoscope / Otoscopes | 767 Oto / Ophthalmoscope | 028613 | Hill-Rom / Welch Allyn | Radiation Therapy - Medina | Barberton | Medina Campus | Medina Medical Center | 1st Floor | 2010-11-02 | Low
No | 028614 | Ophthalmoscope / Otoscopes | 767 Oto / Ophthalmoscope | 028614 | Hill-Rom / Welch Allyn | Radiation Therapy - Medina | Barberton | Medina Campus | Medina Medical Center | 1st Floor | 2010-11-02 | Low
No | 028615 | Ophthalmoscope / Otoscopes | 767 Oto / Ophthalmoscope | 028615 | Hill-Rom / Welch Allyn | Radiation Therapy - Medina | Barberton | Medina Campus | Medina Medical Center | 1st Floor | 2010-11-02 | Low
No | 028616 | Ophthalmoscope / Otoscopes | 767 Oto / Ophthalmoscope | 028616 | Hill-Rom / Welch Allyn | Radiation Therapy - Medina | Barberton | Medina Campus | Medina Medical Center | 1st Floor | 2010-11-02 | Low
No | 028644 | Ophthalmoscope / Otoscopes | 767 Oto / Ophthalmoscope | 028644 | Hill-Rom / Welch Allyn | Outpatient Oncology - Medina | Barberton | Medina Campus | Medina Medical Center | 1st Floor | 2010-11-05 | Low
No | 028645 | Ophthalmoscope / Otoscopes | 767 Oto / Ophthalmoscope | 028645 | Hill-Rom / Welch Allyn | Outpatient Oncology - Medina | Barberton | Medina Campus | Medina Medical Center | 1st Floor | 2010-11-05 | Low
No | 029315 | Ophthalmoscope / Otoscopes | 767 Oto / Ophthalmoscope | Unknown | Hill-Rom / Welch Allyn | Emergency Department (ED) - ACH | Akron | Akron City Campus | Akron City Hospital | Ground Floor | 2012-01-19 | Low
No | 029317 | Ophthalmoscope / Otoscopes | 767 Oto / Ophthalmoscope | Unknown | Hill-Rom / Welch Allyn | Emergency Department (ED) - ACH | Akron | Akron City Campus | Akron City Hospital | Ground Floor | 2012-01-19 | Low
No | 029319 | Ophthalmoscope / Otoscopes | 767 Oto / Ophthalmoscope | Unknown | Hill-Rom / Welch Allyn | Emergency Department (ED) - ACH | Akron | Akron City Campus | Akron City Hospital | Ground Floor | 2012-01-19 | Low
No | 029323 | Ophthalmoscope / Otoscopes | 767 Oto / Ophthalmoscope | Unknown | Hill-Rom / Welch Allyn | T2 - STN Intensive Care Unit (STN-ICU) | Akron | Akron City Campus | Critical Care Tower | 2nd Floor | 2012-01-19 | Low
No | 029325 | Ophthalmoscope / Otoscopes | 767 Oto / Ophthalmoscope | Unknown | Hill-Rom / Welch Allyn | Emergency Department (ED) - ACH | Akron | Akron City Campus | Akron City Hospital | Ground Floor | 2012-01-19 | Low
No | 029327 | Ophthalmoscope / Otoscopes | 767 Oto / Ophthalmoscope | Unknown | Hill-Rom / Welch Allyn | Emergency Department (ED) - ACH | Akron | Akron City Campus | Akron City Hospital | Ground Floor | 2012-01-19 | Low
No | 029329 | Ophthalmoscope / Otoscopes | 767 Oto / Ophthalmoscope | Unknown | Hill-Rom / Welch Allyn | Emergency Department (ED) - ACH | Akron | Akron City Campus | Akron City Hospital | Ground Floor | 2012-01-19 | Low
No | 029331 | Ophthalmoscope / Otoscopes | 767 Oto / Ophthalmoscope | Unknown | Hill-Rom / Welch Allyn | Emergency Department (ED) - ACH | Akron | Akron City Campus | Akron City Hospital | Ground Floor | 2012-01-19 | Low
No | 029333 | Ophthalmoscope / Otoscopes | 767 Oto / Ophthalmoscope | Unknown | Hill-Rom / Welch Allyn | Emergency Department (ED) - ACH | Akron | Akron City Campus | Akron City Hospital | Ground Floor | 2012-01-19 | Low
No | 029335 | Ophthalmoscope / Otoscopes | 767 Oto / Ophthalmoscope | Unknown | Hill-Rom / Welch Allyn | Emergency Department (ED) - ACH | Akron | Akron City Campus | Akron City Hospital | Ground Floor | 2012-01-19 | Low
No | 029337 | Ophthalmoscope / Otoscopes | 767 Oto / Ophthalmoscope | Unknown | Hill-Rom / Welch Allyn | Emergency Department (ED) - ACH | Akron | Akron City Campus | Akron City Hospital | Ground Floor | 2012-01-19 | Low
No | 029343 | Ophthalmoscope / Otoscopes | 767 Oto / Ophthalmoscope | Unknown | Hill-Rom / Welch Allyn | Emergency Department (ED) - ACH | Akron | Akron City Campus | Akron City Hospital | Ground Floor | 2012-01-19 | Low
No | 029345 | Ophthalmoscope / Otoscopes | 767 Oto / Ophthalmoscope | Unknown | Hill-Rom / Welch Allyn | Emergency Department (ED) - ACH | Akron | Akron City Campus | Akron City Hospital | Ground Floor | 2012-01-19 | Low
No | 029347 | Ophthalmoscope / Otoscopes | 767 Oto / Ophthalmoscope | Unknown | Hill-Rom / Welch Allyn | Emergency Department (ED) - ACH | Akron | Akron City Campus | Akron City Hospital | Ground Floor | 2012-01-19 | Low
No | 029351 | Ophthalmoscope / Otoscopes | 767 Oto / Ophthalmoscope | Unknown | Hill-Rom / Welch Allyn | Emergency Department (ED) - ACH | Akron | Akron City Campus | Akron City Hospital | Ground Floor | 2012-01-19 | Low
No | 029353 | Ophthalmoscope / Otoscopes | 767 Oto / Ophthalmoscope | Unknown | Hill-Rom / Welch Allyn | Emergency Department (ED) - ACH | Akron | Akron City Campus | Akron City Hospital | Ground Floor | 2012-01-19 | Low
No | 029355 | Ophthalmoscope / Otoscopes | 767 Oto / Ophthalmoscope | Unknown | Hill-Rom / Welch Allyn | Emergency Department (ED) - ACH | Akron | Akron City Campus | Akron City Hospital | Ground Floor | 2012-01-19 | Low
No | 029357 | Ophthalmoscope / Otoscopes | 767 Oto / Ophthalmoscope | Unknown | Hill-Rom / Welch Allyn | Emergency Department (ED) - ACH | Akron | Akron City Campus | Akron City Hospital | Ground Floor | 2012-01-19 | Low
No | 029359 | Ophthalmoscope / Otoscopes | 767 Oto / Ophthalmoscope | Unknown | Hill-Rom / Welch Allyn | Emergency Department (ED) - ACH | Akron | Akron City Campus | Akron City Hospital | Ground Floor | 2012-01-19 | Low
No | 029365 | Ophthalmoscope / Otoscopes | 767 Oto / Ophthalmoscope | Unknown | Hill-Rom / Welch Allyn | Emergency Department (ED) - ACH | Akron | Akron City Campus | Akron City Hospital | Ground Floor | 2012-01-19 | Low
No | 029367 | Ophthalmoscope / Otoscopes | 767 Oto / Ophthalmoscope | Unknown | Hill-Rom / Welch Allyn | Emergency Department (ED) - ACH | Akron | Akron City Campus | Akron City Hospital | Ground Floor | 2012-01-19 | Low
No | 029369 | Ophthalmoscope / Otoscopes | 767 Oto / Ophthalmoscope | Unknown | Hill-Rom / Welch Allyn | Emergency Department (ED) - ACH | Akron | Akron City Campus | Akron City Hospital | Ground Floor | 2012-01-19 | Low
No | 029373 | Ophthalmoscope / Otoscopes | 767 Oto / Ophthalmoscope | Unknown | Hill-Rom / Welch Allyn | Emergency Department (ED) - ACH | Akron | Akron City Campus | Akron City Hospital | Ground Floor | 2012-01-19 | Low
No | 029377 | Ophthalmoscope / Otoscopes | 767 Oto / Ophthalmoscope | Unknown | Hill-Rom / Welch Allyn | Emergency Department (ED) - ACH | Akron | Akron City Campus | Akron City Hospital | Ground Floor | 2012-01-19 | Low
No | 029379 | Ophthalmoscope / Otoscopes | 767 Oto / Ophthalmoscope | Unknown | Hill-Rom / Welch Allyn | Emergency Department (ED) - ACH | Akron | Akron City Campus | Akron City Hospital | Ground Floor | 2012-01-19 | Low
No | 029381 | Ophthalmoscope / Otoscopes | 767 Oto / Ophthalmoscope | Unknown | Hill-Rom / Welch Allyn | Emergency Department (ED) - ACH | Akron | Akron City Campus | Akron City Hospital | Ground Floor | 2012-01-19 | Low
No | 029385 | Ophthalmoscope / Otoscopes | 767 Oto / Ophthalmoscope | Unknown | Hill-Rom / Welch Allyn | Emergency Department (ED) - ACH | Akron | Akron City Campus | Akron City Hospital | Ground Floor | 2012-01-19 | Low
No | 029387 | Ophthalmoscope / Otoscopes | 767 Oto / Ophthalmoscope | Unknown | Hill-Rom / Welch Allyn | Emergency Department (ED) - ACH | Akron | Akron City Campus | Akron City Hospital | Ground Floor | 2012-01-19 | Low
No | 029389 | Ophthalmoscope / Otoscopes | 767 Oto / Ophthalmoscope | Unknown | Hill-Rom / Welch Allyn | Emergency Department (ED) - ACH | Akron | Akron City Campus | Akron City Hospital | Ground Floor | 2012-01-19 | Low
No | 029393 | Ophthalmoscope / Otoscopes | 767 Oto / Ophthalmoscope | Unknown | Hill-Rom / Welch Allyn | Emergency Department (ED) - ACH | Akron | Akron City Campus | Akron City Hospital | Ground Floor | 2012-01-19 | Low
No | 029395 | Ophthalmoscope / Otoscopes | 767 Oto / Ophthalmoscope | Unknown | Hill-Rom / Welch Allyn | Emergency Department (ED) - ACH | Akron | Akron City Campus | Akron City Hospital | Ground Floor | 2012-01-19 | Low
No | 029397 | Ophthalmoscope / Otoscopes | 767 Oto / Ophthalmoscope | Unknown | Hill-Rom / Welch Allyn | Emergency Department (ED) - ACH | Akron | Akron City Campus | Akron City Hospital | Ground Floor | 2012-01-19 | Low
No | 029401 | Ophthalmoscope / Otoscopes | 767 Oto / Ophthalmoscope | Unknown | Hill-Rom / Welch Allyn | Emergency Department (ED) - ACH | Akron | Akron City Campus | Akron City Hospital | Ground Floor | 2012-01-19 | Low
No | 029403 | Ophthalmoscope / Otoscopes | 767 Oto / Ophthalmoscope | Unknown | Hill-Rom / Welch Allyn | Emergency Department (ED) - ACH | Akron | Akron City Campus | Akron City Hospital | Ground Floor | 2012-01-19 | Low
No | 029405 | Ophthalmoscope / Otoscopes | 767 Oto / Ophthalmoscope | Unknown | Hill-Rom / Welch Allyn | Emergency Department (ED) - ACH | Akron | Akron City Campus | Akron City Hospital | Ground Floor | 2012-01-19 | Low
No | 029407 | Ophthalmoscope / Otoscopes | 767 Oto / Ophthalmoscope | Unknown | Hill-Rom / Welch Allyn | Emergency Department (ED) - ACH | Akron | Akron City Campus | Akron City Hospital | Ground Floor | 2012-01-19 | Low
No | 029409 | Ophthalmoscope / Otoscopes | 767 Oto / Ophthalmoscope | Unknown | Hill-Rom / Welch Allyn | Emergency Department (ED) - ACH | Akron | Akron City Campus | Akron City Hospital | Ground Floor | 2012-01-19 | Low
No | 029411 | Ophthalmoscope / Otoscopes | 767 Oto / Ophthalmoscope | Unknown | Hill-Rom / Welch Allyn | Emergency Department (ED) - ACH | Akron | Akron City Campus | Akron City Hospital | Ground Floor | 2012-01-19 | Low
No | 029413 | Ophthalmoscope / Otoscopes | 767 Oto / Ophthalmoscope | Unknown | Hill-Rom / Welch Allyn | Emergency Department (ED) - ACH | Akron | Akron City Campus | Akron City Hospital | Ground Floor | 2012-01-19 | Low
No | 029415 | Ophthalmoscope / Otoscopes | 767 Oto / Ophthalmoscope | Unknown | Hill-Rom / Welch Allyn | Emergency Department (ED) - ACH | Akron | Akron City Campus | Akron City Hospital | Ground Floor | 2012-01-19 | Low
No | 029417 | Ophthalmoscope / Otoscopes | 767 Oto / Ophthalmoscope | Unknown | Hill-Rom / Welch Allyn | Emergency Department (ED) - ACH | Akron | Akron City Campus | Akron City Hospital | Ground Floor | 2012-01-19 | Low
No | 029419 | Ophthalmoscope / Otoscopes | 767 Oto / Ophthalmoscope | Unknown | Hill-Rom / Welch Allyn | Emergency Department (ED) - ACH | Akron | Akron City Campus | Akron City Hospital | Ground Floor | 2012-01-19 | Low
No | 029581 | Ophthalmoscope / Otoscopes | 767 Oto / Ophthalmoscope | Unknown | Hill-Rom / Welch Allyn | Emergency Department (ED) - ACH | Akron | Akron City Campus | Akron City Hospital | Ground Floor | 2012-08-15 | Low
No | 029582 | Ophthalmoscope / Otoscopes | 767 Oto / Ophthalmoscope | Unknown | Hill-Rom / Welch Allyn | Emergency Department (ED) - ACH | Akron | Akron City Campus | Akron City Hospital | Ground Floor | 2012-08-15 | Low
No | 029583 | Ophthalmoscope / Otoscopes | 767 Oto / Ophthalmoscope | Unknown | Hill-Rom / Welch Allyn | Emergency Department (ED) - ACH | Akron | Akron City Campus | Akron City Hospital | Ground Floor | 2012-08-15 | Low
No | 029584 | Ophthalmoscope / Otoscopes | 767 Oto / Ophthalmoscope | Unknown | Hill-Rom / Welch Allyn | Emergency Department (ED) - ACH | Akron | Akron City Campus | Akron City Hospital | Ground Floor | 2012-08-15 | Low
No | 029585 | Ophthalmoscope / Otoscopes | 767 Oto / Ophthalmoscope | Unknown | Hill-Rom / Welch Allyn | Emergency Department (ED) - ACH | Akron | Akron City Campus | Akron City Hospital | Ground Floor | 2012-08-15 | Low
No | 029587 | Ophthalmoscope / Otoscopes | 767 Oto / Ophthalmoscope | Unknown | Hill-Rom / Welch Allyn | Emergency Department (ED) - ACH | Akron | Akron City Campus | Akron City Hospital | Ground Floor | 2012-08-15 | Low
No | 029588 | Ophthalmoscope / Otoscopes | 767 Oto / Ophthalmoscope | Unknown | Hill-Rom / Welch Allyn | Emergency Department (ED) - ACH | Akron | Akron City Campus | Akron City Hospital | Ground Floor | 2012-08-15 | Low
No | 029589 | Ophthalmoscope / Otoscopes | 767 Oto / Ophthalmoscope | Unknown | Hill-Rom / Welch Allyn | Emergency Department (ED) - ACH | Akron | Akron City Campus | Akron City Hospital | Ground Floor | 2012-08-15 | Low
No | 029590 | Ophthalmoscope / Otoscopes | 767 Oto / Ophthalmoscope | Unknown | Hill-Rom / Welch Allyn | Emergency Department (ED) - ACH | Akron | Akron City Campus | Akron City Hospital | Ground Floor | 2012-08-15 | Low
No | 029592 | Ophthalmoscope / Otoscopes | 767 Oto / Ophthalmoscope | Unknown | Hill-Rom / Welch Allyn | Emergency Department (ED) - ACH | Akron | Akron City Campus | Akron City Hospital | Ground Floor | 2012-08-15 | Low
No | 029593 | Ophthalmoscope / Otoscopes | 767 Oto / Ophthalmoscope | Unknown | Hill-Rom / Welch Allyn | Emergency Department (ED) - ACH | Akron | Akron City Campus | Akron City Hospital | Ground Floor | 2012-08-15 | Low
No | 029594 | Ophthalmoscope / Otoscopes | 767 Oto / Ophthalmoscope | Unknown | Hill-Rom / Welch Allyn | Emergency Department (ED) - ACH | Akron | Akron City Campus | Akron City Hospital | Ground Floor | 2012-08-15 | Low
No | 029595 | Ophthalmoscope / Otoscopes | 767 Oto / Ophthalmoscope | Unknown | Hill-Rom / Welch Allyn | Emergency Department (ED) - ACH | Akron | Akron City Campus | Akron City Hospital | Ground Floor | 2012-08-15 | Low
No | 029596 | Ophthalmoscope / Otoscopes | 767 Oto / Ophthalmoscope | Unknown | Hill-Rom / Welch Allyn | Virtual Care Simulation Lab | Akron | Akron City Campus | Akron City Hospital | 1st Floor | 2012-08-15 | Low
No | 029599 | Ophthalmoscope / Otoscopes | 767 Oto / Ophthalmoscope | Unknown | Hill-Rom / Welch Allyn | Emergency Department (ED) - ACH | Akron | Akron City Campus | Akron City Hospital | Ground Floor | 2012-08-15 | Low
No | 029600 | Ophthalmoscope / Otoscopes | 767 Oto / Ophthalmoscope | Unknown | Hill-Rom / Welch Allyn | Emergency Department (ED) - ACH | Akron | Akron City Campus | Akron City Hospital | Ground Floor | 2012-08-15 | Low
No | 029601 | Ophthalmoscope / Otoscopes | 767 Oto / Ophthalmoscope | Unknown | Hill-Rom / Welch Allyn | Emergency Department (ED) - ACH | Akron | Akron City Campus | Akron City Hospital | Ground Floor | 2012-08-15 | Low
No | 029602 | Ophthalmoscope / Otoscopes | 767 Oto / Ophthalmoscope | Unknown | Hill-Rom / Welch Allyn | Emergency Department (ED) - ACH | Akron | Akron City Campus | Akron City Hospital | Ground Floor | 2012-08-15 | Low
No | 029603 | Ophthalmoscope / Otoscopes | 767 Oto / Ophthalmoscope | Unknown | Hill-Rom / Welch Allyn | Emergency Department (ED) - ACH | Akron | Akron City Campus | Akron City Hospital | Ground Floor | 2012-08-15 | Low
No | 029604 | Ophthalmoscope / Otoscopes | 767 Oto / Ophthalmoscope | Unknown | Hill-Rom / Welch Allyn | Emergency Department (ED) - ACH | Akron | Akron City Campus | Akron City Hospital | Ground Floor | 2012-08-15 | Low
No | 029605 | Ophthalmoscope / Otoscopes | 767 Oto / Ophthalmoscope | Unknown | Hill-Rom / Welch Allyn | Emergency Department (ED) - ACH | Akron | Akron City Campus | Akron City Hospital | Ground Floor | 2012-08-15 | Low
No | 029606 | Ophthalmoscope / Otoscopes | 767 Oto / Ophthalmoscope | Unknown | Hill-Rom / Welch Allyn | Emergency Department (ED) - ACH | Akron | Akron City Campus | Akron City Hospital | Ground Floor | 2012-08-15 | Low
No | 029608 | Ophthalmoscope / Otoscopes | 767 Oto / Ophthalmoscope | Unknown | Hill-Rom / Welch Allyn | Emergency Department (ED) - ACH | Akron | Akron City Campus | Akron City Hospital | Ground Floor | 2012-08-15 | Low
No | 029609 | Ophthalmoscope / Otoscopes | 767 Oto / Ophthalmoscope | Unknown | Hill-Rom / Welch Allyn | Emergency Department (ED) - ACH | Akron | Akron City Campus | Akron City Hospital | Ground Floor | 2012-08-15 | Low
No | 029610 | Ophthalmoscope / Otoscopes | 767 Oto / Ophthalmoscope | Unknown | Hill-Rom / Welch Allyn | Emergency Department (ED) - ACH | Akron | Akron City Campus | Akron City Hospital | Ground Floor | 2012-08-15 | Low
No | 029612 | Ophthalmoscope / Otoscopes | 767 Oto / Ophthalmoscope | Unknown | Hill-Rom / Welch Allyn | Emergency Department (ED) - ACH | Akron | Akron City Campus | Akron City Hospital | Ground Floor | 2012-08-15 | Low
No | 030165 | Ophthalmoscope / Otoscopes | 767 Oto / Ophthalmoscope | Unknown | Hill-Rom / Welch Allyn | 3 West - Trauma/Neuro Progressive Care Unit (PCU) | Akron | Akron City Campus | Akron City Hospital | 3rd Floor | 2012-03-02 | Low
No | 030221 | Ophthalmoscope / Otoscopes | 767 Oto / Ophthalmoscope | Unknown | Hill-Rom / Welch Allyn | T2 - STN Intensive Care Unit (STN-ICU) | Akron | Akron City Campus | Critical Care Tower | 2nd Floor | 2006-05-07 | Low
No | 031363 | Ophthalmoscope / Otoscopes | 767 Oto / Ophthalmoscope | Unknown | Hill-Rom / Welch Allyn | Emergency Department (ED) - Green | Barberton | Green Campus | Green Medical Center | Ground Floor | 2012-06-18 | Low
No | 031364 | Ophthalmoscope / Otoscopes | 767 Oto / Ophthalmoscope | Unknown | Hill-Rom / Welch Allyn | Emergency Department (ED) - Green | Barberton | Green Campus | Green Medical Center | Ground Floor | 2012-06-18 | Low
No | 031365 | Ophthalmoscope / Otoscopes | 767 Oto / Ophthalmoscope | Unknown | Hill-Rom / Welch Allyn | Emergency Department (ED) - Green | Barberton | Green Campus | Green Medical Center | Ground Floor | 2012-06-18 | Low
No | 031366 | Ophthalmoscope / Otoscopes | 767 Oto / Ophthalmoscope | Unknown | Hill-Rom / Welch Allyn | Emergency Department (ED) - Green | Barberton | Green Campus | Green Medical Center | Ground Floor | 2012-06-18 | Low
No | 031367 | Ophthalmoscope / Otoscopes | 767 Oto / Ophthalmoscope | Unknown | Hill-Rom / Welch Allyn | Emergency Department (ED) - Green | Barberton | Green Campus | Green Medical Center | Ground Floor | 2012-06-18 | Low
No | 031368 | Ophthalmoscope / Otoscopes | 767 Oto / Ophthalmoscope | Unknown | Hill-Rom / Welch Allyn | Emergency Department (ED) - Green | Barberton | Green Campus | Green Medical Center | Ground Floor | 2012-06-18 | Low
No | 031369 | Ophthalmoscope / Otoscopes | 767 Oto / Ophthalmoscope | Unknown | Hill-Rom / Welch Allyn | Emergency Department (ED) - Green | Barberton | Green Campus | Green Medical Center | Ground Floor | 2012-06-18 | Low
No | 031370 | Ophthalmoscope / Otoscopes | 767 Oto / Ophthalmoscope | Unknown | Hill-Rom / Welch Allyn | Emergency Department (ED) - Green | Barberton | Green Campus | Green Medical Center | Ground Floor | 2012-06-18 | Low
No | 031371 | Ophthalmoscope / Otoscopes | 767 Oto / Ophthalmoscope | Unknown | Hill-Rom / Welch Allyn | Emergency Department (ED) - Green | Barberton | Green Campus | Green Medical Center | Ground Floor | 2012-06-18 | Low
No | 031372 | Ophthalmoscope / Otoscopes | 767 Oto / Ophthalmoscope | Unknown | Hill-Rom / Welch Allyn | Emergency Department (ED) - Green | Barberton | Green Campus | Green Medical Center | Ground Floor | 2012-06-18 | Low
No | 031373 | Ophthalmoscope / Otoscopes | 767 Oto / Ophthalmoscope | Unknown | Hill-Rom / Welch Allyn | Emergency Department (ED) - Green | Barberton | Green Campus | Green Medical Center | Ground Floor | 2012-06-18 | Low
No | 031374 | Ophthalmoscope / Otoscopes | 767 Oto / Ophthalmoscope | Unknown | Hill-Rom / Welch Allyn | Emergency Department (ED) - Green | Barberton | Green Campus | Green Medical Center | Ground Floor | 2012-06-18 | Low
No | 031375 | Ophthalmoscope / Otoscopes | 767 Oto / Ophthalmoscope | Unknown | Hill-Rom / Welch Allyn | Emergency Department (ED) - Green | Barberton | Green Campus | Green Medical Center | Ground Floor | 2012-06-18 | Low
No | 031376 | Ophthalmoscope / Otoscopes | 767 Oto / Ophthalmoscope | Unknown | Hill-Rom / Welch Allyn | Emergency Department (ED) - Green | Barberton | Green Campus | Green Medical Center | Ground Floor | 2012-06-18 | Low
No | 031377 | Ophthalmoscope / Otoscopes | 767 Oto / Ophthalmoscope | Unknown | Hill-Rom / Welch Allyn | Emergency Department (ED) - Green | Barberton | Green Campus | Green Medical Center | Ground Floor | 2012-06-18 | Low
No | 031494 | Ophthalmoscope / Otoscopes | 767 Oto / Ophthalmoscope | Unknown | Hill-Rom / Welch Allyn | Center for Corp Health - Green | Barberton | Green Campus | Green Medical Center | Ground Floor | 2012-08-13 | Low
No | 031495 | Ophthalmoscope / Otoscopes | 767 Oto / Ophthalmoscope | Unknown | Hill-Rom / Welch Allyn | Center for Corp Health - Green | Barberton | Green Campus | Green Medical Center | Ground Floor | 2012-08-13 | Low
No | 032716 | Ophthalmoscope / Otoscopes | 767 Oto / Ophthalmoscope | Unknown | Hill-Rom / Welch Allyn | Virtual Care Simulation Lab | Akron | Akron City Campus | Akron City Hospital | 1st Floor | 2014-03-28 | Low
No | 033809 | Ophthalmoscope / Otoscopes | 767 Oto / Ophthalmoscope | Unknown | Hill-Rom / Welch Allyn | Rittman Family Practice, Inc. | Barberton | Wadsworth Campus | Rittman Family Medicine | Ground Floor | 2020-11-11 | Low
No | 033814 | Ophthalmoscope / Otoscopes | 767 Oto / Ophthalmoscope | Unknown | Hill-Rom / Welch Allyn | Rittman Family Practice, Inc. | Barberton | Wadsworth Campus | Rittman Family Medicine | Ground Floor | 2020-11-11 | Low
No | 033817 | Ophthalmoscope / Otoscopes | 767 Oto / Ophthalmoscope | Unknown | Hill-Rom / Welch Allyn | Rittman Family Practice, Inc. | Barberton | Wadsworth Campus | Rittman Family Medicine | Ground Floor | 2020-11-11 | Low
No | 033821 | Ophthalmoscope / Otoscopes | 767 Oto / Ophthalmoscope | Unknown | Hill-Rom / Welch Allyn | Rittman Family Practice, Inc. | Barberton | Wadsworth Campus | Rittman Family Medicine | Ground Floor | 2020-11-11 | Low
No | 033829 | Ophthalmoscope / Otoscopes | 767 Oto / Ophthalmoscope | Unknown | Hill-Rom / Welch Allyn | Wadsworth Family Practice | Barberton | Wadsworth Campus | Wadsworth-Rittman Medical Center | 1st Floor | 2020-12-03 | Low
No | 033836 | Ophthalmoscope / Otoscopes | 767 Oto / Ophthalmoscope | Unknown | Hill-Rom / Welch Allyn | Wadsworth Family Practice | Barberton | Wadsworth Campus | Wadsworth-Rittman Medical Center | 1st Floor | 2020-12-03 | Low
No | 033838 | Ophthalmoscope / Otoscopes | 767 Oto / Ophthalmoscope | Unknown | Hill-Rom / Welch Allyn | Wadsworth Family Practice | Barberton | Wadsworth Campus | Wadsworth-Rittman Medical Center | 1st Floor | 2020-12-07 | Low
No | 033841 | Ophthalmoscope / Otoscopes | 767 Oto / Ophthalmoscope | Unknown | Hill-Rom / Welch Allyn | Wadsworth Family Practice | Barberton | Wadsworth Campus | Wadsworth-Rittman Medical Center | 1st Floor | 2020-12-07 | Low
No | 033845 | Ophthalmoscope / Otoscopes | 767 Oto / Ophthalmoscope | Unknown | Hill-Rom / Welch Allyn | Wadsworth Family Practice | Barberton | Wadsworth Campus | Wadsworth-Rittman Medical Center | 1st Floor | 2020-12-07 | Low
No | 033858 | Ophthalmoscope / Otoscopes | 767 Oto / Ophthalmoscope | Unknown | Hill-Rom / Welch Allyn | Wadsworth Family Practice | Barberton | Wadsworth Campus | Wadsworth-Rittman Medical Center | 1st Floor | 2020-12-04 | Low
No | 033862 | Ophthalmoscope / Otoscopes | 767 Oto / Ophthalmoscope | Unknown | Hill-Rom / Welch Allyn | Wadsworth Family Practice | Barberton | Wadsworth Campus | Wadsworth-Rittman Medical Center | 1st Floor | 2020-12-04 | Low
No | 033867 | Ophthalmoscope / Otoscopes | 767 Oto / Ophthalmoscope | Unknown | Hill-Rom / Welch Allyn | Wadsworth Family Practice | Barberton | Wadsworth Campus | Wadsworth-Rittman Medical Center | 1st Floor | 2020-12-07 | Low
No | 033871 | Ophthalmoscope / Otoscopes | 767 Oto / Ophthalmoscope | Unknown | Hill-Rom / Welch Allyn | Wadsworth Family Practice | Barberton | Wadsworth Campus | Wadsworth-Rittman Medical Center | 1st Floor | 2020-12-07 | Low
No | 033891 | Ophthalmoscope / Otoscopes | 767 Oto / Ophthalmoscope | Unknown | Hill-Rom / Welch Allyn | Health Tech Mgmt | Akron | Akron City Campus | Akron City Hospital | Basement | 2020-12-17 | Low
No | 033893 | Ophthalmoscope / Otoscopes | 767 Oto / Ophthalmoscope | Unknown | Hill-Rom / Welch Allyn | Health Tech Mgmt | Akron | Akron City Campus | Akron City Hospital | Basement | 2020-12-17 | Low
No | 033963 | Ophthalmoscope / Otoscopes | 767 Oto / Ophthalmoscope | Unknown | Hill-Rom / Welch Allyn | Medina Primary Care | Barberton | Medina Campus | Medina Medical Center | 3rd Floor | 2021-06-23 | Low
No | 033969 | Ophthalmoscope / Otoscopes | 767 Oto / Ophthalmoscope | Unknown | Hill-Rom / Welch Allyn | Medina Primary Care | Barberton | Medina Campus | Medina Medical Center | 3rd Floor | 2021-06-23 | Low
No | 033985 | Ophthalmoscope / Otoscopes | 767 Oto / Ophthalmoscope | Unknown | Hill-Rom / Welch Allyn | Medina Primary Care | Barberton | Medina Campus | Medina Medical Center | 3rd Floor | 2021-06-24 | Low
No | 033990 | Ophthalmoscope / Otoscopes | 767 Oto / Ophthalmoscope | Unknown | Hill-Rom / Welch Allyn | Medina Primary Care | Barberton | Medina Campus | Medina Medical Center | 3rd Floor | 2021-06-23 | Low
No | 033997 | Ophthalmoscope / Otoscopes | 767 Oto / Ophthalmoscope | Unknown | Hill-Rom / Welch Allyn | Medina Primary Care | Barberton | Medina Campus | Medina Medical Center | 3rd Floor | 2021-06-23 | Low
No | 035277 | Ophthalmoscope / Otoscopes | 767 Oto / Ophthalmoscope | Unknown | Hill-Rom / Welch Allyn | 4 West - CPI Progressive Care Unit (CPI-PCU) | Akron | Akron City Campus | Akron City Hospital | 4th Floor | 1998-11-24 | Low
No | 037071 | Ophthalmoscope / Otoscopes | 767 Oto / Ophthalmoscope | Unknown | Hill-Rom / Welch Allyn | Emergency Department (ED) - SBH | Barberton | Barberton Campus | Summa Barberton Hospital | Ground Floor | 2013-02-27 | Low
No | 037073 | Ophthalmoscope / Otoscopes | 767 Oto / Ophthalmoscope | Unknown | Hill-Rom / Welch Allyn | Emergency Department (ED) - SBH | Barberton | Barberton Campus | Summa Barberton Hospital | Ground Floor | 2013-02-27 | Low
No | 037086 | Ophthalmoscope / Otoscopes | 767 Oto / Ophthalmoscope | Unknown | Hill-Rom / Welch Allyn | Emergency Department (ED) - SBH | Barberton | Barberton Campus | Summa Barberton Hospital | Ground Floor | 2013-02-27 | Low
No | 037087 | Ophthalmoscope / Otoscopes | 767 Oto / Ophthalmoscope | Unknown | Hill-Rom / Welch Allyn | Emergency Department (ED) - SBH | Barberton | Barberton Campus | Summa Barberton Hospital | Ground Floor | 2013-02-27 | Low
No | 037090 | Ophthalmoscope / Otoscopes | 767 Oto / Ophthalmoscope | Unknown | Hill-Rom / Welch Allyn | Emergency Department (ED) - SBH | Barberton | Barberton Campus | Summa Barberton Hospital | Ground Floor | 2013-02-27 | Low
No | 037093 | Ophthalmoscope / Otoscopes | 767 Oto / Ophthalmoscope | Unknown | Hill-Rom / Welch Allyn | Emergency Department (ED) - SBH | Barberton | Barberton Campus | Summa Barberton Hospital | Ground Floor | 2013-02-27 | Low
No | 037096 | Ophthalmoscope / Otoscopes | 767 Oto / Ophthalmoscope | 5247A1495 | Hill-Rom / Welch Allyn | Emergency Department (ED) - SBH | Barberton | Barberton Campus | Summa Barberton Hospital | Ground Floor | 2013-02-27 | Low
No | 037099 | Ophthalmoscope / Otoscopes | 767 Oto / Ophthalmoscope | Unknown | Hill-Rom / Welch Allyn | Emergency Department (ED) - SBH | Barberton | Barberton Campus | Summa Barberton Hospital | Ground Floor | 2013-02-27 | Low
No | 037104 | Ophthalmoscope / Otoscopes | 767 Oto / Ophthalmoscope | Unknown | Hill-Rom / Welch Allyn | Emergency Department (ED) - SBH | Barberton | Barberton Campus | Summa Barberton Hospital | Ground Floor | 2013-02-27 | Low
No | 037105 | Ophthalmoscope / Otoscopes | 767 Oto / Ophthalmoscope | Unknown | Hill-Rom / Welch Allyn | Emergency Department (ED) - SBH | Barberton | Barberton Campus | Summa Barberton Hospital | Ground Floor | 2013-02-27 | Low
No | 037108 | Ophthalmoscope / Otoscopes | 767 Oto / Ophthalmoscope | Unknown | Hill-Rom / Welch Allyn | Emergency Department (ED) - SBH | Barberton | Barberton Campus | Summa Barberton Hospital | Ground Floor | 2013-02-27 | Low
No | 037111 | Ophthalmoscope / Otoscopes | 767 Oto / Ophthalmoscope | Unknown | Hill-Rom / Welch Allyn | Emergency Department (ED) - SBH | Barberton | Barberton Campus | Summa Barberton Hospital | Ground Floor | 2013-02-27 | Low
No | 037112 | Ophthalmoscope / Otoscopes | 767 Oto / Ophthalmoscope | Unknown | Hill-Rom / Welch Allyn | Emergency Department (ED) - SBH | Barberton | Barberton Campus | Summa Barberton Hospital | Ground Floor | 2013-02-27 | Low
No | 037115 | Ophthalmoscope / Otoscopes | 767 Oto / Ophthalmoscope | Unknown | Hill-Rom / Welch Allyn | Emergency Department (ED) - SBH | Barberton | Barberton Campus | Summa Barberton Hospital | Ground Floor | 2013-02-27 | Low
No | 037118 | Ophthalmoscope / Otoscopes | 767 Oto / Ophthalmoscope | Unknown | Hill-Rom / Welch Allyn | Emergency Department (ED) - SBH | Barberton | Barberton Campus | Summa Barberton Hospital | Ground Floor | 2013-02-27 | Low
No | 037121 | Ophthalmoscope / Otoscopes | 767 Oto / Ophthalmoscope | Unknown | Hill-Rom / Welch Allyn | Emergency Department (ED) - SBH | Barberton | Barberton Campus | Summa Barberton Hospital | Ground Floor | 2013-02-27 | Low
No | 037124 | Ophthalmoscope / Otoscopes | 767 Oto / Ophthalmoscope | Unknown | Hill-Rom / Welch Allyn | Emergency Department (ED) - SBH | Barberton | Barberton Campus | Summa Barberton Hospital | Ground Floor | 2013-02-27 | Low
No | 037126 | Ophthalmoscope / Otoscopes | 767 Oto / Ophthalmoscope | Unknown | Hill-Rom / Welch Allyn | Emergency Department (ED) - SBH | Barberton | Barberton Campus | Summa Barberton Hospital | Ground Floor | 2013-02-27 | Low
No | 037129 | Ophthalmoscope / Otoscopes | 767 Oto / Ophthalmoscope | Unknown | Hill-Rom / Welch Allyn | Emergency Department (ED) - SBH | Barberton | Barberton Campus | Summa Barberton Hospital | Ground Floor | 2013-02-27 | Low
No | 037132 | Ophthalmoscope / Otoscopes | 767 Oto / Ophthalmoscope | Unknown | Hill-Rom / Welch Allyn | Emergency Department (ED) - SBH | Barberton | Barberton Campus | Summa Barberton Hospital | Ground Floor | 2013-02-27 | Low
No | 037135 | Ophthalmoscope / Otoscopes | 767 Oto / Ophthalmoscope | Unknown | Hill-Rom / Welch Allyn | Emergency Department (ED) - SBH | Barberton | Barberton Campus | Summa Barberton Hospital | Ground Floor | 2013-02-27 | Low
No | 037136 | Ophthalmoscope / Otoscopes | 767 Oto / Ophthalmoscope | Unknown | Hill-Rom / Welch Allyn | Emergency Department (ED) - SBH | Barberton | Barberton Campus | Summa Barberton Hospital | Ground Floor | 2013-02-27 | Low
No | 037138 | Ophthalmoscope / Otoscopes | 767 Oto / Ophthalmoscope | Unknown | Hill-Rom / Welch Allyn | Emergency Department (ED) - SBH | Barberton | Barberton Campus | Summa Barberton Hospital | Ground Floor | 2013-02-27 | Low
No | 037141 | Ophthalmoscope / Otoscopes | 767 Oto / Ophthalmoscope | Unknown | Hill-Rom / Welch Allyn | Emergency Department (ED) - SBH | Barberton | Barberton Campus | Summa Barberton Hospital | Ground Floor | 2013-02-27 | Low
No | 037143 | Ophthalmoscope / Otoscopes | 767 Oto / Ophthalmoscope | Unknown | Hill-Rom / Welch Allyn | Emergency Department (ED) - SBH | Barberton | Barberton Campus | Summa Barberton Hospital | Ground Floor | 2013-02-27 | Low
No | 037145 | Ophthalmoscope / Otoscopes | 767 Oto / Ophthalmoscope | Unknown | Hill-Rom / Welch Allyn | Emergency Department (ED) - SBH | Barberton | Barberton Campus | Summa Barberton Hospital | Ground Floor | 2013-02-27 | Low
No | 037147 | Ophthalmoscope / Otoscopes | 767 Oto / Ophthalmoscope | Unknown | Hill-Rom / Welch Allyn | Emergency Department (ED) - SBH | Barberton | Barberton Campus | Summa Barberton Hospital | Ground Floor | 2013-02-27 | Low
No | 037149 | Ophthalmoscope / Otoscopes | 767 Oto / Ophthalmoscope | Unknown | Hill-Rom / Welch Allyn | Emergency Department (ED) - SBH | Barberton | Barberton Campus | Summa Barberton Hospital | Ground Floor | 2013-02-27 | Low
No | 037151 | Ophthalmoscope / Otoscopes | 767 Oto / Ophthalmoscope | Unknown | Hill-Rom / Welch Allyn | Emergency Department (ED) - SBH | Barberton | Barberton Campus | Summa Barberton Hospital | Ground Floor | 2013-02-27 | Low
No | 037154 | Ophthalmoscope / Otoscopes | 767 Oto / Ophthalmoscope | Unknown | Hill-Rom / Welch Allyn | Emergency Department (ED) - SBH | Barberton | Barberton Campus | Summa Barberton Hospital | Ground Floor | 2013-02-27 | Low
No | 037156 | Ophthalmoscope / Otoscopes | 767 Oto / Ophthalmoscope | Unknown | Hill-Rom / Welch Allyn | Emergency Department (ED) - SBH | Barberton | Barberton Campus | Summa Barberton Hospital | Ground Floor | 2013-02-27 | Low
No | 037159 | Ophthalmoscope / Otoscopes | 767 Oto / Ophthalmoscope | Unknown | Hill-Rom / Welch Allyn | Emergency Department (ED) - SBH | Barberton | Barberton Campus | Summa Barberton Hospital | Ground Floor | 2013-02-27 | Low
No | 037177 | Ophthalmoscope / Otoscopes | 767 Oto / Ophthalmoscope | Unknown | Hill-Rom / Welch Allyn | Emergency Department (ED) - SBH | Barberton | Barberton Campus | Summa Barberton Hospital | Ground Floor | 2013-02-27 | Low
No | 037182 | Ophthalmoscope / Otoscopes | 767 Oto / Ophthalmoscope | Unknown | Hill-Rom / Welch Allyn | Emergency Department (ED) - SBH | Barberton | Barberton Campus | Summa Barberton Hospital | Ground Floor | 2013-02-27 | Low
No | 037186 | Ophthalmoscope / Otoscopes | 767 Oto / Ophthalmoscope | Unknown | Hill-Rom / Welch Allyn | Emergency Department (ED) - SBH | Barberton | Barberton Campus | Summa Barberton Hospital | Ground Floor | 2013-02-27 | Low
No | 037192 | Ophthalmoscope / Otoscopes | 767 Oto / Ophthalmoscope | Unknown | Hill-Rom / Welch Allyn | Emergency Department (ED) - SBH | Barberton | Barberton Campus | Summa Barberton Hospital | Ground Floor | 2013-02-27 | Low
No | 037194 | Ophthalmoscope / Otoscopes | 767 Oto / Ophthalmoscope | Unknown | Hill-Rom / Welch Allyn | Emergency Department (ED) - SBH | Barberton | Barberton Campus | Summa Barberton Hospital | Ground Floor | 2013-02-27 | Low
No | 037196 | Ophthalmoscope / Otoscopes | 767 Oto / Ophthalmoscope | Unknown | Hill-Rom / Welch Allyn | Emergency Department (ED) - SBH | Barberton | Barberton Campus | Summa Barberton Hospital | Ground Floor | 2013-02-27 | Low
No | 037206 | Ophthalmoscope / Otoscopes | 767 Oto / Ophthalmoscope | Unknown | Hill-Rom / Welch Allyn | Emergency Department (ED) - SBH | Barberton | Barberton Campus | Summa Barberton Hospital | Ground Floor | 2013-02-27 | Low
No | 037208 | Ophthalmoscope / Otoscopes | 767 Oto / Ophthalmoscope | Unknown | Hill-Rom / Welch Allyn | Emergency Department (ED) - SBH | Barberton | Barberton Campus | Summa Barberton Hospital | Ground Floor | 2013-02-27 | Low
No | 037223 | Ophthalmoscope / Otoscopes | 767 Oto / Ophthalmoscope | Unknown | Hill-Rom / Welch Allyn | Emergency Department (ED) - SBH | Barberton | Barberton Campus | Summa Barberton Hospital | Ground Floor | 2013-02-27 | Low
No | 037240 | Ophthalmoscope / Otoscopes | 767 Oto / Ophthalmoscope | Unknown | Hill-Rom / Welch Allyn | Emergency Department (ED) - SBH | Barberton | Barberton Campus | Summa Barberton Hospital | Ground Floor | 2013-02-27 | Low
No | 037242 | Ophthalmoscope / Otoscopes | 767 Oto / Ophthalmoscope | Unknown | Hill-Rom / Welch Allyn | Emergency Department (ED) - SBH | Barberton | Barberton Campus | Summa Barberton Hospital | Ground Floor | 2013-02-27 | Low
No | 037244 | Ophthalmoscope / Otoscopes | 767 Oto / Ophthalmoscope | Unknown | Hill-Rom / Welch Allyn | Emergency Department (ED) - SBH | Barberton | Barberton Campus | Summa Barberton Hospital | Ground Floor | 2013-02-27 | Low
No | 037246 | Ophthalmoscope / Otoscopes | 767 Oto / Ophthalmoscope | Unknown | Hill-Rom / Welch Allyn | Emergency Department (ED) - SBH | Barberton | Barberton Campus | Summa Barberton Hospital | Ground Floor | 2013-02-27 | Low
No | 037463 | Ophthalmoscope / Otoscopes | 767 Oto / Ophthalmoscope | Unknown | Hill-Rom / Welch Allyn | Emergency Department (ED) - Wadsworth | Barberton | Wadsworth Campus | Wadsworth Emergency Bldg | Ground Floor | 2021-01-22 | Low
No | 037516 | Ophthalmoscope / Otoscopes | 767 Oto / Ophthalmoscope | 07066 | Hill-Rom / Welch Allyn | Emergency Department (ED) - Wadsworth | Barberton | Wadsworth Campus | Wadsworth Emergency Bldg | Ground Floor | 2007-03-22 | Low
No | 037517 | Ophthalmoscope / Otoscopes | 767 Oto / Ophthalmoscope | 1236 | Hill-Rom / Welch Allyn | Emergency Department (ED) - Wadsworth | Barberton | Wadsworth Campus | Wadsworth Emergency Bldg | Ground Floor | 2006-11-07 | Low
No | 037706 | Ophthalmoscope / Otoscopes | 767 Oto / Ophthalmoscope | Unknown | Hill-Rom / Welch Allyn | Rittman Family Practice, Inc. | Barberton | Wadsworth Campus | Rittman Family Medicine | Ground Floor | 2019-07-05 | Low
No | 037710 | Ophthalmoscope / Otoscopes | 767 Oto / Ophthalmoscope | Unknown | Hill-Rom / Welch Allyn | Rittman Family Practice, Inc. | Barberton | Wadsworth Campus | Rittman Family Medicine | Ground Floor | 2019-07-05 | Low
No | 037713 | Ophthalmoscope / Otoscopes | 767 Oto / Ophthalmoscope | Unknown | Hill-Rom / Welch Allyn | Rittman Family Practice, Inc. | Barberton | Wadsworth Campus | Rittman Family Medicine | Ground Floor | 2019-07-05 | Low
No | 038072 | Ophthalmoscope / Otoscopes | 767 Oto / Ophthalmoscope | Unknown | Hill-Rom / Welch Allyn | Center for Corp Health - SB | Barberton | Barberton Campus | Tuscora Park Pavilion | 1st Floor | 2009-10-07 | Low
No | 038073 | Ophthalmoscope / Otoscopes | 767 Oto / Ophthalmoscope | UNKNOWN | Hill-Rom / Welch Allyn | Center for Corp Health - SB | Barberton | Barberton Campus | Tuscora Park Pavilion | 1st Floor | 2009-10-07 | Low
No | 038311 | Ophthalmoscope / Otoscopes | 767 Oto / Ophthalmoscope | 1239 | Hill-Rom / Welch Allyn | Emergency Department (ED) - Wadsworth | Barberton | Wadsworth Campus | Wadsworth Emergency Bldg | Ground Floor | 2006-11-07 | Low
No | 038313 | Ophthalmoscope / Otoscopes | 767 Oto / Ophthalmoscope | 1234 | Hill-Rom / Welch Allyn | Emergency Department (ED) - Wadsworth | Barberton | Wadsworth Campus | Wadsworth Emergency Bldg | Ground Floor | 2006-11-07 | Low
No | 038486 | Ophthalmoscope / Otoscopes | 767 Oto / Ophthalmoscope | 1235 | Hill-Rom / Welch Allyn | Emergency Department (ED) - Wadsworth | Barberton | Wadsworth Campus | Wadsworth Emergency Bldg | Ground Floor | 2006-11-07 | Low
No | 038754 | Ophthalmoscope / Otoscopes | 767 Oto / Ophthalmoscope | Unknown | Hill-Rom / Welch Allyn | Emergency Department (ED) - SBH | Barberton | Barberton Campus | Summa Barberton Hospital | Ground Floor | 2013-02-27 | Low
No | 038778 | Ophthalmoscope / Otoscopes | 767 Oto / Ophthalmoscope | 3333 | Hill-Rom / Welch Allyn | Family Practice Center - SB | Barberton | Barberton Campus | Summa Barberton Hospital | 1st Floor | 2009-04-01 | Low
No | 039097 | Ophthalmoscope / Otoscopes | 767 Oto / Ophthalmoscope | 1237 | Hill-Rom / Welch Allyn | Emergency Department (ED) - Wadsworth | Barberton | Wadsworth Campus | Wadsworth Emergency Bldg | Ground Floor | 2006-11-07 | Low
No | 039113 | Ophthalmoscope / Otoscopes | 767 Oto / Ophthalmoscope | Unknown | Hill-Rom / Welch Allyn | Rittman Family Practice, Inc. | Barberton | Wadsworth Campus | Rittman Family Medicine | Ground Floor | 2021-02-25 | Low
No | 039128 | Ophthalmoscope / Otoscopes | 767 Oto / Ophthalmoscope | Unknown | Hill-Rom / Welch Allyn | Rittman Family Practice, Inc. | Barberton | Wadsworth Campus | Rittman Family Medicine | Ground Floor | 2021-02-25 | Low
No | 039176 | Ophthalmoscope / Otoscopes | 767 Oto / Ophthalmoscope | 2222 | Hill-Rom / Welch Allyn | Family Practice Center - SB | Barberton | Barberton Campus | Summa Barberton Hospital | 1st Floor | 2009-04-01 | Low
No | 039178 | Ophthalmoscope / Otoscopes | 767 Oto / Ophthalmoscope | No Serial | Hill-Rom / Welch Allyn | Family Practice Center - SB | Barberton | Barberton Campus | Summa Barberton Hospital | 1st Floor | 2009-04-01 | Low
No | 039181 | Ophthalmoscope / Otoscopes | 767 Oto / Ophthalmoscope | No Serial | Hill-Rom / Welch Allyn | Family Practice Center - SB | Barberton | Barberton Campus | Summa Barberton Hospital | 1st Floor | 2013-06-06 | Low
No | 039185 | Ophthalmoscope / Otoscopes | 767 Oto / Ophthalmoscope | No Serial | Hill-Rom / Welch Allyn | Family Practice Center - SB | Barberton | Barberton Campus | Summa Barberton Hospital | 1st Floor | 2013-06-06 | Low
No | 039187 | Ophthalmoscope / Otoscopes | 767 Oto / Ophthalmoscope | No Serial | Hill-Rom / Welch Allyn | Family Practice Center - SB | Barberton | Barberton Campus | Summa Barberton Hospital | 1st Floor | 2013-06-06 | Low
No | 039189 | Ophthalmoscope / Otoscopes | 767 Oto / Ophthalmoscope | 4444 | Hill-Rom / Welch Allyn | Family Practice Center - SB | Barberton | Barberton Campus | Summa Barberton Hospital | 1st Floor | 2009-04-01 | Low
No | 039194 | Ophthalmoscope / Otoscopes | 767 Oto / Ophthalmoscope | Unknown | Hill-Rom / Welch Allyn | Rittman Family Practice, Inc. | Barberton | Wadsworth Campus | Medical Center of Rittman | Ground Floor | 2021-02-25 | Low
No | 039219 | Ophthalmoscope / Otoscopes | 767 Oto / Ophthalmoscope | 1280 | Hill-Rom / Welch Allyn | Emergency Department (ED) - Wadsworth | Barberton | Wadsworth Campus | Wadsworth Emergency Bldg | Ground Floor | 2005-06-01 | Low
No | 039221 | Ophthalmoscope / Otoscopes | 767 Oto / Ophthalmoscope | None | Hill-Rom / Welch Allyn | Emergency Department (ED) - Wadsworth | Barberton | Wadsworth Campus | Wadsworth Emergency Bldg | Ground Floor | 2006-11-07 | Low
No | 039222 | Ophthalmoscope / Otoscopes | 767 Oto / Ophthalmoscope | 1238 | Hill-Rom / Welch Allyn | Emergency Department (ED) - Wadsworth | Barberton | Wadsworth Campus | Wadsworth Emergency Bldg | Ground Floor | 2006-11-07 15:11 | Low
No | 039251 | Ophthalmoscope / Otoscopes | 767 Oto / Ophthalmoscope | No Serial | Hill-Rom / Welch Allyn | Family Practice Center - SB | Barberton | Barberton Campus | Summa Barberton Hospital | 1st Floor | 2013-06-06 | Low
No | 039253 | Ophthalmoscope / Otoscopes | 767 Oto / Ophthalmoscope | No Serial | Hill-Rom / Welch Allyn | Family Practice Center - SB | Barberton | Barberton Campus | Summa Barberton Hospital | 1st Floor | 2013-06-06 | Low
No | 039255 | Ophthalmoscope / Otoscopes | 767 Oto / Ophthalmoscope | No Serial | Hill-Rom / Welch Allyn | Family Practice Center - SB | Barberton | Barberton Campus | Summa Barberton Hospital | 1st Floor | 2013-06-06 | Low
No | 039257 | Ophthalmoscope / Otoscopes | 767 Oto / Ophthalmoscope | No Serial | Hill-Rom / Welch Allyn | Family Practice Center - SB | Barberton | Barberton Campus | Summa Barberton Hospital | 1st Floor | 2013-06-06 | Low
No | 039259 | Ophthalmoscope / Otoscopes | 767 Oto / Ophthalmoscope | No Serial | Hill-Rom / Welch Allyn | Family Practice Center - SB | Barberton | Barberton Campus | Summa Barberton Hospital | 1st Floor | 2013-06-06 | Low
No | 039272 | Ophthalmoscope / Otoscopes | 767 Oto / Ophthalmoscope | Unknown | Hill-Rom / Welch Allyn | LAB Critical Care - SB | Barberton | Barberton Campus | Parkview Pavilion | Ground Floor | 2013-06-06 | Low
No | 039273 | Ophthalmoscope / Otoscopes | 767 Oto / Ophthalmoscope | Unknown | Hill-Rom / Welch Allyn | LAB Critical Care - SB | Barberton | Barberton Campus | Parkview Pavilion | Ground Floor | 2013-06-06 | Low
No | 039274 | Ophthalmoscope / Otoscopes | 767 Oto / Ophthalmoscope | Unknown | Hill-Rom / Welch Allyn | Barberton Oncology | Barberton | Barberton Campus | Parkview Pavilion | Ground Floor | 2013-06-06 | Low
No | 039355 | Ophthalmoscope / Otoscopes | 767 Oto / Ophthalmoscope | Unknown | Hill-Rom / Welch Allyn | Hospice/Palliative Care | Barberton | Barberton Campus | Parkview Pavilion | Ground Floor | 2013-06-06 | Low
No | 039536 | Ophthalmoscope / Otoscopes | 767 Oto / Ophthalmoscope | Unknown | Hill-Rom / Welch Allyn | Center for Corp Health - SB | Barberton | Barberton Campus | Tuscora Park Pavilion | 1st Floor | 2013-12-19 | Low
No | 039651 | Ophthalmoscope / Otoscopes | 767 Oto / Ophthalmoscope | No Serial | Hill-Rom / Welch Allyn | Nephrology | Barberton | Barberton Campus | Tuscora Park Pavilion | 1st Floor | 2022-01-20 | Low
No | 039653 | Ophthalmoscope / Otoscopes | 767 Oto / Ophthalmoscope | No Serial | Hill-Rom / Welch Allyn | Nephrology | Barberton | Barberton Campus | Tuscora Park Pavilion | 1st Floor | 2022-01-20 | Low
No | 039655 | Ophthalmoscope / Otoscopes | 767 Oto / Ophthalmoscope | No Serial | Hill-Rom / Welch Allyn | Nephrology | Barberton | Barberton Campus | Tuscora Park Pavilion | 1st Floor | 2022-01-20 | Low
No | 039660 | Ophthalmoscope / Otoscopes | 767 Oto / Ophthalmoscope | No Serial | Hill-Rom / Welch Allyn | Orthopedics - Barberton | Barberton | Barberton Campus | Tuscora Park Pavilion | Ground Floor | 2022-01-20 | Low
No | 039663 | Ophthalmoscope / Otoscopes | 767 Oto / Ophthalmoscope | No Serial | Hill-Rom / Welch Allyn | Orthopedics - Barberton | Barberton | Barberton Campus | Tuscora Park Pavilion | Ground Floor | 2022-01-20 | Low
No | 039666 | Ophthalmoscope / Otoscopes | 767 Oto / Ophthalmoscope | No Serial | Hill-Rom / Welch Allyn | Orthopedics - Barberton | Barberton | Barberton Campus | Tuscora Park Pavilion | Ground Floor | 2022-01-20 | Low
No | 039684 | Ophthalmoscope / Otoscopes | 767 Oto / Ophthalmoscope | Unknown | Hill-Rom / Welch Allyn | Internal Medicine - White Pond | Barberton | White Pond Campus | White Pond Medical Center | 2nd Floor | 2022-02-14 | Low
No | 043501 | Ophthalmoscope / Otoscopes | 767 Oto / Ophthalmoscope | Unknown | Hill-Rom / Welch Allyn | Medina Primary Care | Barberton | Medina Campus | Medina Medical Center | 3rd Floor | 2021-06-23 | Low
No | 043504 | Ophthalmoscope / Otoscopes | 767 Oto / Ophthalmoscope | Unknown | Hill-Rom / Welch Allyn | Medina Primary Care | Barberton | Medina Campus | Medina Medical Center | 3rd Floor | 2021-06-23 | Low
No | 043513 | Ophthalmoscope / Otoscopes | 767 Oto / Ophthalmoscope | Unknown | Hill-Rom / Welch Allyn | Medina Primary Care | Barberton | Medina Campus | Medina Medical Center | 3rd Floor | 2021-06-23 | Low
No | 043519 | Ophthalmoscope / Otoscopes | 767 Oto / Ophthalmoscope | Unknown | Hill-Rom / Welch Allyn | Medina Primary Care | Barberton | Medina Campus | Medina Medical Center | 3rd Floor | 2021-06-23 | Low
No | 043523 | Ophthalmoscope / Otoscopes | 767 Oto / Ophthalmoscope | Unknown | Hill-Rom / Welch Allyn | Medina Primary Care | Barberton | Medina Campus | Medina Medical Center | 3rd Floor | 2021-06-23 | Low
No | 043532 | Ophthalmoscope / Otoscopes | 767 Oto / Ophthalmoscope | Unknown | Hill-Rom / Welch Allyn | Center for Corporate Health | Akron | Cuyahoga Falls Campus | Cuyahoga Falls Medical Center | Ground Floor | 2021-09-03 | Low
No | 043536 | Ophthalmoscope / Otoscopes | 767 Oto / Ophthalmoscope | Unknown | Hill-Rom / Welch Allyn | NEOCS Cardiology - Rootstown | Akron | Rootstown Campus | Rootstown Medical Center | Ground Floor | 2021-09-30 | Low
No | 043539 | Ophthalmoscope / Otoscopes | 767 Oto / Ophthalmoscope | Unknown | Hill-Rom / Welch Allyn | NEOCS Cardiology - Rootstown | Akron | Rootstown Campus | Rootstown Medical Center | Ground Floor | 2021-09-24 | Low
No | 043542 | Ophthalmoscope / Otoscopes | 767 Oto / Ophthalmoscope | Unknown | Hill-Rom / Welch Allyn | NEOCS Cardiology - Rootstown | Akron | Rootstown Campus | Rootstown Medical Center | Ground Floor | 2021-09-24 | Low
No | 043546 | Ophthalmoscope / Otoscopes | 767 Oto / Ophthalmoscope | Unknown | Hill-Rom / Welch Allyn | NEOCS Cardiology - Rootstown | Akron | Rootstown Campus | Rootstown Medical Center | Ground Floor | 2021-09-24 | Low
No | 043549 | Ophthalmoscope / Otoscopes | 767 Oto / Ophthalmoscope | Unknown | Hill-Rom / Welch Allyn | NEOCS Cardiology - Rootstown | Akron | Rootstown Campus | Rootstown Medical Center | Ground Floor | 2021-09-24 | Low
No | 043565 | Ophthalmoscope / Otoscopes | 767 Oto / Ophthalmoscope | Unknown | Hill-Rom / Welch Allyn | NEOCS Cardiology - Rootstown | Akron | Rootstown Campus | Rootstown Medical Center | Ground Floor | 2021-09-24 | Low
No | 043569 | Ophthalmoscope / Otoscopes | 767 Oto / Ophthalmoscope | Unknown | Hill-Rom / Welch Allyn | NEOCS Cardiology - Rootstown | Akron | Rootstown Campus | Rootstown Medical Center | Ground Floor | 2021-09-24 | Low
No | 043572 | Ophthalmoscope / Otoscopes | 767 Oto / Ophthalmoscope | Unknown | Hill-Rom / Welch Allyn | NEOCS Cardiology - Rootstown | Akron | Rootstown Campus | Rootstown Medical Center | Ground Floor | 2021-09-24 | Low
No | 043593 | Ophthalmoscope / Otoscopes | 767 Oto / Ophthalmoscope | Unknown | Hill-Rom / Welch Allyn | Neurology Outpatient - Stow | Akron | Stow-Kent Campus | Stow-Kent Medical Center | 2nd Floor | 2021-07-22 | Low
No | 043595 | Ophthalmoscope / Otoscopes | 767 Oto / Ophthalmoscope | Unknown | Hill-Rom / Welch Allyn | Neurology Outpatient - Stow | Akron | Stow-Kent Campus | Stow-Kent Medical Center | 2nd Floor | 2021-07-22 | Low
No | 043597 | Ophthalmoscope / Otoscopes | 767 Oto / Ophthalmoscope | Unknown | Hill-Rom / Welch Allyn | Neurology Outpatient - Stow | Akron | Stow-Kent Campus | Stow-Kent Medical Center | 2nd Floor | 2021-07-22 | Low
No | 043600 | Ophthalmoscope / Otoscopes | 767 Oto / Ophthalmoscope | Unknown | Hill-Rom / Welch Allyn | Neurology Outpatient - Stow | Akron | Stow-Kent Campus | Stow-Kent Medical Center | 2nd Floor | 2021-07-22 | Low
No | 043615 | Ophthalmoscope / Otoscopes | 767 Oto / Ophthalmoscope | Unknown | Hill-Rom / Welch Allyn | Neurology Outpatient - Stow | Akron | Stow-Kent Campus | Stow-Kent Medical Center | 2nd Floor | 2021-07-22 | Low
No | 043617 | Ophthalmoscope / Otoscopes | 767 Oto / Ophthalmoscope | Unknown | Hill-Rom / Welch Allyn | Neurology Outpatient - Stow | Akron | Stow-Kent Campus | Stow-Kent Medical Center | 2nd Floor | 2021-07-22 | Low
No | 043693 | Ophthalmoscope / Otoscopes | 767 Oto / Ophthalmoscope | Unknown | Hill-Rom / Welch Allyn | Internal Medicine - Stow | Akron | Stow-Kent Campus | Stow-Kent Medical Center | 2nd Floor | 2021-07-15 | Low
No | 043695 | Ophthalmoscope / Otoscopes | 767 Oto / Ophthalmoscope | Unknown | Hill-Rom / Welch Allyn | Internal Medicine - Stow | Akron | Stow-Kent Campus | Stow-Kent Medical Center | 2nd Floor | 2021-07-15 | Low
No | 043697 | Ophthalmoscope / Otoscopes | 767 Oto / Ophthalmoscope | Unknown | Hill-Rom / Welch Allyn | Internal Medicine - Stow | Akron | Stow-Kent Campus | Stow-Kent Medical Center | 2nd Floor | 2021-07-15 | Low
No | 043700 | Ophthalmoscope / Otoscopes | 767 Oto / Ophthalmoscope | Unknown | Hill-Rom / Welch Allyn | Internal Medicine - Stow | Akron | Stow-Kent Campus | Stow-Kent Medical Center | 2nd Floor | 2021-07-15 | Low
No | 043701 | Ophthalmoscope / Otoscopes | 767 Oto / Ophthalmoscope | Unknown | Hill-Rom / Welch Allyn | Internal Medicine - Stow | Akron | Stow-Kent Campus | Stow-Kent Medical Center | 2nd Floor | 2021-07-15 | Low
No | 043703 | Ophthalmoscope / Otoscopes | 767 Oto / Ophthalmoscope | Unknown | Hill-Rom / Welch Allyn | Internal Medicine - Stow | Akron | Stow-Kent Campus | Stow-Kent Medical Center | 2nd Floor | 2021-07-15 | Low
No | 043705 | Ophthalmoscope / Otoscopes | 767 Oto / Ophthalmoscope | Unknown | Hill-Rom / Welch Allyn | Internal Medicine - Stow | Akron | Stow-Kent Campus | Stow-Kent Medical Center | 2nd Floor | 2021-07-15 | Low
No | 043708 | Ophthalmoscope / Otoscopes | 767 Oto / Ophthalmoscope | Unknown | Hill-Rom / Welch Allyn | Internal Medicine - Stow | Akron | Stow-Kent Campus | Stow-Kent Medical Center | 2nd Floor | 2021-07-15 | Low
No | 043709 | Ophthalmoscope / Otoscopes | 767 Oto / Ophthalmoscope | Unknown | Hill-Rom / Welch Allyn | Internal Medicine - Stow | Akron | Stow-Kent Campus | Stow-Kent Medical Center | 1st Floor | 2021-07-15 | Low
No | 043712 | Ophthalmoscope / Otoscopes | 767 Oto / Ophthalmoscope | Unknown | Hill-Rom / Welch Allyn | Internal Medicine - Stow | Akron | Stow-Kent Campus | Stow-Kent Medical Center | 2nd Floor | 2021-07-15 | Low
No | 043713 | Ophthalmoscope / Otoscopes | 767 Oto / Ophthalmoscope | Unknown | Hill-Rom / Welch Allyn | Internal Medicine - Stow | Akron | Stow-Kent Campus | Stow-Kent Medical Center | 2nd Floor | 2021-07-15 | Low
No | 043715 | Ophthalmoscope / Otoscopes | 767 Oto / Ophthalmoscope | Unknown | Hill-Rom / Welch Allyn | Internal Medicine - Stow | Akron | Stow-Kent Campus | Stow-Kent Medical Center | 2nd Floor | 2021-07-15 | Low
No | 043718 | Ophthalmoscope / Otoscopes | 767 Oto / Ophthalmoscope | Unknown | Hill-Rom / Welch Allyn | Internal Medicine - Stow | Akron | Stow-Kent Campus | Stow-Kent Medical Center | 2nd Floor | 2021-07-15 | Low
No | 043720 | Ophthalmoscope / Otoscopes | 767 Oto / Ophthalmoscope | Unknown | Hill-Rom / Welch Allyn | NEOCS Cardiology - Stow | Akron | Stow-Kent Campus | Stow-Kent Medical Center | 2nd Floor | 2021-07-15 | Low
No | 043721 | Ophthalmoscope / Otoscopes | 767 Oto / Ophthalmoscope | Unknown | Hill-Rom / Welch Allyn | NEOCS Cardiology - Stow | Akron | Stow-Kent Campus | Stow-Kent Medical Center | 2nd Floor | 2021-07-15 | Low
No | 043723 | Ophthalmoscope / Otoscopes | 767 Oto / Ophthalmoscope | Unknown | Hill-Rom / Welch Allyn | NEOCS Cardiology - Stow | Akron | Stow-Kent Campus | Stow-Kent Medical Center | 2nd Floor | 2021-07-15 | Low
No | 043725 | Ophthalmoscope / Otoscopes | 767 Oto / Ophthalmoscope | Unknown | Hill-Rom / Welch Allyn | NEOCS Cardiology - Stow | Akron | Stow-Kent Campus | Stow-Kent Medical Center | 2nd Floor | 2021-07-15 | Low
No | 043728 | Ophthalmoscope / Otoscopes | 767 Oto / Ophthalmoscope | Unknown | Hill-Rom / Welch Allyn | NEOCS Cardiology - Stow | Akron | Stow-Kent Campus | Stow-Kent Medical Center | 2nd Floor | 2021-07-15 | Low
No | 043730 | Ophthalmoscope / Otoscopes | 767 Oto / Ophthalmoscope | Unknown | Hill-Rom / Welch Allyn | SHMG OB/GYN - Stow | Akron | Stow-Kent Campus | Stow-Kent Medical Center | 2nd Floor | 2021-07-19 | Low
No | 043732 | Ophthalmoscope / Otoscopes | 767 Oto / Ophthalmoscope | Unknown | Hill-Rom / Welch Allyn | Stow/Kent Urgent Care | Akron | Stow-Kent Campus | Stow-Kent Medical Center | 1st Floor | 2021-07-19 | Low
No | 043733 | Ophthalmoscope / Otoscopes | 767 Oto / Ophthalmoscope | Unknown | Hill-Rom / Welch Allyn | Stow/Kent Urgent Care | Akron | Stow-Kent Campus | Stow-Kent Medical Center | 1st Floor | 2021-07-19 | Low
No | 043736 | Ophthalmoscope / Otoscopes | 767 Oto / Ophthalmoscope | Unknown | Hill-Rom / Welch Allyn | Stow/Kent Urgent Care | Akron | Stow-Kent Campus | Stow-Kent Medical Center | 1st Floor | 2021-07-19 | Low
No | 043738 | Ophthalmoscope / Otoscopes | 767 Oto / Ophthalmoscope | Unknown | Hill-Rom / Welch Allyn | Stow/Kent Urgent Care | Akron | Stow-Kent Campus | Stow-Kent Medical Center | 1st Floor | 2021-07-19 | Low
No | 043739 | Ophthalmoscope / Otoscopes | 767 Oto / Ophthalmoscope | Unknown | Hill-Rom / Welch Allyn | Stow/Kent Urgent Care | Akron | Stow-Kent Campus | Stow-Kent Medical Center | 1st Floor | 2021-07-19 | Low
No | 043756 | Ophthalmoscope / Otoscopes | 767 Oto / Ophthalmoscope | Unknown | Hill-Rom / Welch Allyn | Medina Primary Care | Barberton | Medina Campus | Medina Medical Center | 3rd Floor | 2021-06-29 | Low
No | 043763 | Ophthalmoscope / Otoscopes | 767 Oto / Ophthalmoscope | Unknown | Hill-Rom / Welch Allyn | Medina Primary Care | Barberton | Medina Campus | Medina Medical Center | 3rd Floor | 2021-06-28 | Low
No | 043768 | Ophthalmoscope / Otoscopes | 767 Oto / Ophthalmoscope | Unknown | Hill-Rom / Welch Allyn | Medina Primary Care | Barberton | Medina Campus | Medina Medical Center | 3rd Floor | 2021-06-25 | Low
No | 043771 | Ophthalmoscope / Otoscopes | 767 Oto / Ophthalmoscope | Unknown | Hill-Rom / Welch Allyn | Medina Primary Care | Barberton | Medina Campus | Medina Medical Center | 3rd Floor | 2021-06-25 | Low
No | 043779 | Ophthalmoscope / Otoscopes | 767 Oto / Ophthalmoscope | Unknown | Hill-Rom / Welch Allyn | Medina Primary Care | Barberton | Medina Campus | Medina Medical Center | 3rd Floor | 2021-06-25 | Low
No | 053250 | Ophthalmoscope / Otoscopes | 767 Oto / Ophthalmoscope | Unknown | Hill-Rom / Welch Allyn | Internal Medicine Chapel Hill | Akron | Chapel Hill Campus | Summa Health Chapel Hill | Ground Floor | 2017-04-14 | Low
No | 053254 | Ophthalmoscope / Otoscopes | 767 Oto / Ophthalmoscope | Unknown | Hill-Rom / Welch Allyn | Internal Medicine Chapel Hill | Akron | Chapel Hill Campus | Summa Health Chapel Hill | Ground Floor | 2017-04-14 | Low
No | 053259 | Ophthalmoscope / Otoscopes | 767 Oto / Ophthalmoscope | Unknown | Hill-Rom / Welch Allyn | Internal Medicine Chapel Hill | Akron | Chapel Hill Campus | Summa Health Chapel Hill | Ground Floor | 2017-04-14 | Low
No | 058589 | Ophthalmoscope / Otoscopes | 767 Oto / Ophthalmoscope | Unknown | Hill-Rom / Welch Allyn | Emergency Department (ED) - Green | Barberton | Green Campus | Green Medical Center | Ground Floor | 2020-01-16 | Low
No | 058590 | Ophthalmoscope / Otoscopes | 767 Oto / Ophthalmoscope | Unknown | Hill-Rom / Welch Allyn | Emergency Department (ED) - ACH | Akron | Akron City Campus | Akron City Hospital | Ground Floor | 2020-01-16 | Low
No | 059373 | Ophthalmoscope / Otoscopes | 767 Oto / Ophthalmoscope | Unknown | Hill-Rom / Welch Allyn | Infectious Disease | Akron | Akron City Campus | 75 Arch | 1st Floor | 2020-11-18 | Low
No | 059854 | Ophthalmoscope / Otoscopes | 767 Oto / Ophthalmoscope | Unknown | Hill-Rom / Welch Allyn | Virtual Care Simulation Lab | Akron | Akron City Campus | Akron City Hospital | 1st Floor | 2020-12-31 | Low
No | 060037 | Ophthalmoscope / Otoscopes | 767 Oto / Ophthalmoscope | Unknown | Hill-Rom / Welch Allyn | Emergency Department (ED) - ACH | Akron | Akron City Campus | Akron City Hospital | Ground Floor | 2021-03-16 | Low
No | 061757 | Ophthalmoscope / Otoscopes | 767 Oto / Ophthalmoscope | NA | Hill-Rom / Welch Allyn | New Seasons | Barberton | Non-Campus Sites - SBH | Equity Center | Ground Floor | 2023-05-03 14:23 | Low
No | 061765 | Ophthalmoscope / Otoscopes | 767 Oto / Ophthalmoscope | NA | Hill-Rom / Welch Allyn | New Seasons | Barberton | Non-Campus Sites - SBH | Equity Center | Ground Floor | 2023-05-03 14:30 | Low
No | 061768 | Ophthalmoscope / Otoscopes | 767 Oto / Ophthalmoscope | NA | Hill-Rom / Welch Allyn | New Seasons | Barberton | Non-Campus Sites - SBH | Equity Center | Ground Floor | 2023-05-03 14:33 | Low
No | 061772 | Ophthalmoscope / Otoscopes | 767 Oto / Ophthalmoscope | none | Hill-Rom / Welch Allyn | New Seasons | Barberton | Non-Campus Sites - SBH | Equity Center | Ground Floor | 2023-05-03 14:34 | Low
No | 061804 | Ophthalmoscope / Otoscopes | 767 Oto / Ophthalmoscope | NA | Hill-Rom / Welch Allyn | New Seasons | Barberton | Non-Campus Sites - SBH | Equity Center | Ground Floor | 2023-05-03 14:34 | Low
No | 061805 | Ophthalmoscope / Otoscopes | 767 Oto / Ophthalmoscope | none | Hill-Rom / Welch Allyn | New Seasons | Barberton | Non-Campus Sites - SBH | Equity Center | Ground Floor | 2023-05-03 14:34 | Low
No | 061808 | Ophthalmoscope / Otoscopes | 767 Oto / Ophthalmoscope | NA | Hill-Rom / Welch Allyn | New Seasons | Barberton | Non-Campus Sites - SBH | Equity Center | Ground Floor | 2023-05-03 14:35 | Low
No | 061816 | Ophthalmoscope / Otoscopes | 767 Oto / Ophthalmoscope | NA | Hill-Rom / Welch Allyn | New Seasons | Barberton | Non-Campus Sites - SBH | Equity Center | Ground Floor | 2023-05-03 14:28 | Low
No | 061819 | Ophthalmoscope / Otoscopes | 767 Oto / Ophthalmoscope | NA | Hill-Rom / Welch Allyn | New Seasons | Barberton | Non-Campus Sites - SBH | Equity Center | Ground Floor | 2023-05-03 14:26 | Low
No | 061825 | Ophthalmoscope / Otoscopes | 767 Oto / Ophthalmoscope | NA | Hill-Rom / Welch Allyn | New Seasons | Barberton | Non-Campus Sites - SBH | Equity Center | Ground Floor | 2023-05-03 14:25 | Low
No | 061829 | Ophthalmoscope / Otoscopes | 767 Oto / Ophthalmoscope | NA | Hill-Rom / Welch Allyn | New Seasons | Barberton | Non-Campus Sites - SBH | Equity Center | Ground Floor | 2023-05-03 14:25 | Low
No | 061833 | Ophthalmoscope / Otoscopes | 767 Oto / Ophthalmoscope | Unknown | Hill-Rom / Welch Allyn | New Seasons | Barberton | Non-Campus Sites - SBH | Equity Center | Ground Floor | 2023-05-04 12:15 | Low
No | 061841 | Ophthalmoscope / Otoscopes | 767 Oto / Ophthalmoscope | Unknown | Hill-Rom / Welch Allyn | New Seasons | Barberton | Non-Campus Sites - SBH | Equity Center | Ground Floor | 2023-05-04 12:17 | Low
No | 061847 | Ophthalmoscope / Otoscopes | 767 Oto / Ophthalmoscope | NA | Hill-Rom / Welch Allyn | New Seasons | Barberton | Non-Campus Sites - SBH | Equity Center | Ground Floor | 2023-05-04 12:17 | Low
No | 062290 | Ophthalmoscope / Otoscopes | 767 Oto / Ophthalmoscope | Unknown | Hill-Rom / Welch Allyn | Health Tech Mgmt | Akron | Akron City Campus | ACH Admin Building | Ground Floor | 2022-10-16 | Low
No | 062550 | Ophthalmoscope / Otoscopes | 767 Oto / Ophthalmoscope | Unknown | Hill-Rom / Welch Allyn | Infectious Disease | Akron | Akron City Campus | 75 Arch | 1st Floor | 2022-11-28 | Low
No | 062858 | Ophthalmoscope / Otoscopes | 767 Oto / Ophthalmoscope | NSN062858 | Hill-Rom / Welch Allyn | Family Practice - AES | Akron | Non-Campus Sites | AES Family Medicine | 2nd Floor | 2023-03-08 11:36 | Low
No | 063012 | Ophthalmoscope / Otoscopes | 767 Oto / Ophthalmoscope | 17340 | Hill-Rom / Welch Allyn | Urogynecology | Akron | Akron City Campus | 95 Arch | 2nd Floor | 2023-06-28 13:37 | Low
No | 063014 | Ophthalmoscope / Otoscopes | 767 Oto / Ophthalmoscope | 17340 | Hill-Rom / Welch Allyn | Urogynecology | Akron | Akron City Campus | 95 Arch | 2nd Floor | 2023-06-28 13:53 | Low
No | 063038 | Ophthalmoscope / Otoscopes | 767 Oto / Ophthalmoscope | Unknown | Hill-Rom / Welch Allyn | Internal Medicine - ACH | Akron | Akron City Campus | 75 Arch | 4th Floor | 2023-03-22 09:18 | Low
No | 063050 | Ophthalmoscope / Otoscopes | 767 Oto / Ophthalmoscope | NA | Hill-Rom / Welch Allyn | New Seasons | Barberton | Non-Campus Sites - SBH | Equity Center | Ground Floor | 2023-05-04 12:15 | Low
No | 063083 | Ophthalmoscope / Otoscopes | 767 Oto / Ophthalmoscope | NSN | Hill-Rom / Welch Allyn | Rootstown Urgent Care | Akron | Rootstown Campus | Rootstown Medical Center | Ground Floor | 2021-09-24 | Low
No | 063084 | Ophthalmoscope / Otoscopes | 767 Oto / Ophthalmoscope | NSN | Hill-Rom / Welch Allyn | Rootstown Urgent Care | Akron | Rootstown Campus | Rootstown Medical Center | Ground Floor | 2021-09-24 | Low
No | 063085 | Ophthalmoscope / Otoscopes | 767 Oto / Ophthalmoscope | NSN | Hill-Rom / Welch Allyn | Rootstown Urgent Care | Akron | Rootstown Campus | Rootstown Medical Center | Ground Floor | 2021-09-24 | Low
No | 063086 | Ophthalmoscope / Otoscopes | 767 Oto / Ophthalmoscope | NSN | Hill-Rom / Welch Allyn | Rootstown Urgent Care | Akron | Rootstown Campus | Rootstown Medical Center | Ground Floor | 2021-09-24 | Low
No | 063653 | Ophthalmoscope / Otoscopes | 767 Oto / Ophthalmoscope | Unknown | Hill-Rom / Welch Allyn | Medina Primary Care | Barberton | Medina Campus | Medina Medical Center | 3rd Floor | 2023-11-20 14:35 | Low
No | 063660 | Ophthalmoscope / Otoscopes | 767 Oto / Ophthalmoscope | Unknown | Hill-Rom / Welch Allyn | Medina Primary Care | Barberton | Medina Campus | Medina Medical Center | 3rd Floor | 2023-11-20 14:35 | Low
No | 063661 | Ophthalmoscope / Otoscopes | 767 Oto / Ophthalmoscope | Unknown | Hill-Rom / Welch Allyn | Medina Primary Care | Barberton | Medina Campus | Medina Medical Center | 3rd Floor | 2023-11-20 14:33 | Low
No | 063663 | Ophthalmoscope / Otoscopes | 767 Oto / Ophthalmoscope | Unknown | Hill-Rom / Welch Allyn | Medina Primary Care | Barberton | Medina Campus | Medina Medical Center | 3rd Floor | 2023-11-20 14:39 | Low
No | 063666 | Ophthalmoscope / Otoscopes | 767 Oto / Ophthalmoscope | Unknown | Hill-Rom / Welch Allyn | Medina Primary Care | Barberton | Medina Campus | Medina Medical Center | 3rd Floor | 2023-11-20 14:34 | Low
No | 063667 | Ophthalmoscope / Otoscopes | 767 Oto / Ophthalmoscope | Unknown | Hill-Rom / Welch Allyn | Medina Primary Care | Barberton | Medina Campus | Medina Medical Center | 3rd Floor | 2023-11-20 14:37 | Low
No | 063668 | Ophthalmoscope / Otoscopes | 767 Oto / Ophthalmoscope | Unknown | Hill-Rom / Welch Allyn | Medina Primary Care | Barberton | Medina Campus | Medina Medical Center | 3rd Floor | 2023-11-20 14:36 | Low
No | 063679 | Ophthalmoscope / Otoscopes | 767 Oto / Ophthalmoscope | Unknown | Hill-Rom / Welch Allyn | Medina Primary Care | Barberton | Medina Campus | Medina Medical Center | 3rd Floor | 2023-11-21 16:08 | Low
No | 063682 | Ophthalmoscope / Otoscopes | 767 Oto / Ophthalmoscope | Unknown | Hill-Rom / Welch Allyn | Medina Primary Care | Barberton | Medina Campus | Medina Medical Center | 3rd Floor | 2023-11-21 16:04 | Low
No | 063696 | Ophthalmoscope / Otoscopes | 767 Oto / Ophthalmoscope | Unknown | Hill-Rom / Welch Allyn | Medina OB/GYN | Barberton | Medina Campus | Medina Medical Center | 2nd Floor | 2023-11-21 16:07 | Low
No | 063698 | Ophthalmoscope / Otoscopes | 767 Oto / Ophthalmoscope | Unknown | Hill-Rom / Welch Allyn | Medina OB/GYN | Barberton | Medina Campus | Medina Medical Center | 2nd Floor | 2024-02-08 07:03 | Low
No | 070277 | Ophthalmoscope / Otoscopes | 767 Oto / Ophthalmoscope | No serial | Hill-Rom / Welch Allyn | Neurology Outpatient - Portage Lakes | Barberton | Portage Lakes Campus | Summa Health Portage Lakes Medical Center | Ground Floor | 2023-09-27 14:59 | Low
No | 070279 | Ophthalmoscope / Otoscopes | 767 Oto / Ophthalmoscope | no serial | Hill-Rom / Welch Allyn | Neurology Outpatient - Portage Lakes | Barberton | Portage Lakes Campus | Summa Health Portage Lakes Medical Center | Ground Floor | 2023-09-27 14:59 | Low
No | 070281 | Ophthalmoscope / Otoscopes | 767 Oto / Ophthalmoscope | no serial | Hill-Rom / Welch Allyn | Neurology Outpatient - Portage Lakes | Barberton | Portage Lakes Campus | Summa Health Portage Lakes Medical Center | Ground Floor | 2023-09-27 14:59 | Low
No | 070283 | Ophthalmoscope / Otoscopes | 767 Oto / Ophthalmoscope | no serial | Hill-Rom / Welch Allyn | Neurology Outpatient - Portage Lakes | Barberton | Portage Lakes Campus | Summa Health Portage Lakes Medical Center | Ground Floor | 2023-09-27 14:59 | Low
No | 070285 | Ophthalmoscope / Otoscopes | 767 Oto / Ophthalmoscope | no serial | Hill-Rom / Welch Allyn | Neurology Outpatient - Portage Lakes | Barberton | Portage Lakes Campus | Summa Health Portage Lakes Medical Center | Ground Floor | 2023-09-27 14:59 | Low
No | 070287 | Ophthalmoscope / Otoscopes | 767 Oto / Ophthalmoscope | no serial | Hill-Rom / Welch Allyn | Neurology Outpatient - Portage Lakes | Barberton | Portage Lakes Campus | Summa Health Portage Lakes Medical Center | Ground Floor | 2023-09-27 14:59 | Low
No | 070433 | Ophthalmoscope / Otoscopes | 767 Oto / Ophthalmoscope | None | Hill-Rom / Welch Allyn | Pulmonary - Barberton | Barberton | Barberton Campus | Pulmonary Medicine | Ground Floor | 2024-06-12 14:59 | Low
No | 070435 | Ophthalmoscope / Otoscopes | 767 Oto / Ophthalmoscope | None | Hill-Rom / Welch Allyn | Pulmonary - Barberton | Barberton | Barberton Campus | Pulmonary Medicine | Ground Floor | 2024-06-12 14:59 | Low
No | 070445 | Ophthalmoscope / Otoscopes | 767 Oto / Ophthalmoscope | None | Hill-Rom / Welch Allyn | Pulmonary - Barberton | Barberton | Barberton Campus | Pulmonary Medicine | Ground Floor | 2024-06-12 14:59 | Low
No | 070447 | Ophthalmoscope / Otoscopes | 767 Oto / Ophthalmoscope | None | Hill-Rom / Welch Allyn | Pulmonary - Barberton | Barberton | Barberton Campus | Pulmonary Medicine | Ground Floor | 2024-06-12 14:59 | Low
No | 017161 | Ophthalmoscope / Otoscopes | 767/76751 - Oto/Oph Scope Thermometer | 00244446A | Hill-Rom / Welch Allyn | IMG Health Ctr - Western Reserve | Akron | Hudson Campus | Hudson Medical Center |  | 2002-10-17 | Low
No | 020338 | Ophthalmoscope / Otoscopes | 767/76751 - Oto/Oph Scope Thermometer | 01255109A | Hill-Rom / Welch Allyn | Center for Corporate Health | Akron | Cuyahoga Falls Campus | Cuyahoga Falls Medical Center | Ground Floor | 2005-05-24 | Low
No | 020340 | Ophthalmoscope / Otoscopes | 767/76751 - Oto/Oph Scope Thermometer | 01255096A | Hill-Rom / Welch Allyn | Center for Corporate Health | Akron | Cuyahoga Falls Campus | Cuyahoga Falls Medical Center | Ground Floor | 2005-05-24 | Low
No | 020341 | Ophthalmoscope / Otoscopes | 767/76751 - Oto/Oph Scope Thermometer | 01255081A | Hill-Rom / Welch Allyn | Center for Corporate Health | Akron | Cuyahoga Falls Campus | Cuyahoga Falls Medical Center | Ground Floor | 2005-05-24 | Low
No | 020342 | Ophthalmoscope / Otoscopes | 767/76751 - Oto/Oph Scope Thermometer | 01255097A | Hill-Rom / Welch Allyn | Center for Corporate Health | Akron | Cuyahoga Falls Campus | Cuyahoga Falls Medical Center | Ground Floor | 2005-05-24 | Low
No | 020343 | Ophthalmoscope / Otoscopes | 767/76751 - Oto/Oph Scope Thermometer | 01255091A | Hill-Rom / Welch Allyn | Center for Corporate Health | Akron | Cuyahoga Falls Campus | Cuyahoga Falls Medical Center | Ground Floor | 2005-05-24 | Low
No | 05900 | Ophthalmoscope / Otoscopes | 777 Green Series Diagnostic Wall System | Unknown | Hill-Rom / Welch Allyn | Tallmadge Urgent Care | Akron | Tallmadge Campus | Tallmadge Medical Center | 1st Floor | 2020-09-23 | Low
No | 024003 | Ophthalmoscope / Otoscopes | 777 Green Series Diagnostic Wall System | Unknown | Hill-Rom / Welch Allyn | Internal Medicine - Green | Barberton | Green Campus | Green Medical Center | Ground Floor | 2020-10-22 | Low
No | 024026 | Ophthalmoscope / Otoscopes | 777 Green Series Diagnostic Wall System | Unknown | Hill-Rom / Welch Allyn | Internal Medicine - Green | Barberton | Green Campus | Green Medical Center | Ground Floor | 2020-10-22 | Low
No | 024039 | Ophthalmoscope / Otoscopes | 777 Green Series Diagnostic Wall System | Unknown | Hill-Rom / Welch Allyn | Internal Medicine - Green | Barberton | Green Campus | Green Medical Center | Ground Floor | 2020-11-17 | Low
No | 024050 | Ophthalmoscope / Otoscopes | 777 Green Series Diagnostic Wall System | Unknown | Hill-Rom / Welch Allyn | Internal Medicine - Green | Barberton | Green Campus | Green Medical Center | Ground Floor | 2020-10-22 | Low
No | 024078 | Ophthalmoscope / Otoscopes | 777 Green Series Diagnostic Wall System | Unknown | Hill-Rom / Welch Allyn | Internal Medicine - Green | Barberton | Green Campus | Green Medical Center | Ground Floor | 2020-10-22 | Low
No | 024083 | Ophthalmoscope / Otoscopes | 777 Green Series Diagnostic Wall System | Unknown | Hill-Rom / Welch Allyn | Internal Medicine - Green | Barberton | Green Campus | Green Medical Center | Ground Floor | 2020-10-22 | Low
No | 024086 | Ophthalmoscope / Otoscopes | 777 Green Series Diagnostic Wall System | Unknown | Hill-Rom / Welch Allyn | Internal Medicine - Green | Barberton | Green Campus | Green Medical Center | Ground Floor | 2020-10-22 | Low
No | 026846 | Ophthalmoscope / Otoscopes | 777 Green Series Diagnostic Wall System | Unknown | Hill-Rom / Welch Allyn | Tallmadge Family Medicine | Akron | Tallmadge Campus | Tallmadge Medical Center | 2nd Floor | 2020-03-10 | Low
No | 026848 | Ophthalmoscope / Otoscopes | 777 Green Series Diagnostic Wall System | Unknown | Hill-Rom / Welch Allyn | Tallmadge Family Medicine | Akron | Tallmadge Campus | Tallmadge Medical Center | 2nd Floor | 2020-03-10 | Low
No | 026850 | Ophthalmoscope / Otoscopes | 777 Green Series Diagnostic Wall System | Unknown | Hill-Rom / Welch Allyn | Tallmadge Family Medicine | Akron | Tallmadge Campus | Tallmadge Medical Center | 2nd Floor | 2020-03-10 | Low
No | 026852 | Ophthalmoscope / Otoscopes | 777 Green Series Diagnostic Wall System | None | Hill-Rom / Welch Allyn | Center for Corp Health - SW | Barberton | Wadsworth Campus | Wadsworth-Rittman Medical Center | 1st Floor | 2019-05-07 | Low
No | 026858 | Ophthalmoscope / Otoscopes | 777 Green Series Diagnostic Wall System | 026858 | Hill-Rom / Welch Allyn | Center for Corp Health - Medina | Barberton | Medina Campus | Medina Medical Center | 1st Floor | 2019-05-07 | Low
No | 026865 | Ophthalmoscope / Otoscopes | 777 Green Series Diagnostic Wall System | 026865 | Hill-Rom / Welch Allyn | Center for Corp Health - Medina | Barberton | Medina Campus | Medina Medical Center | 1st Floor | 2019-05-07 | Low
No | 026888 | Ophthalmoscope / Otoscopes | 777 Green Series Diagnostic Wall System | Unknown | Hill-Rom / Welch Allyn | Tallmadge Family Medicine | Akron | Tallmadge Campus | Tallmadge Medical Center | 2nd Floor | 2020-03-10 | Low
No | 026931 | Ophthalmoscope / Otoscopes | 777 Green Series Diagnostic Wall System | Unknown | Hill-Rom / Welch Allyn | Internal Medicine - Green | Barberton | Green Campus | Green Medical Center | Ground Floor | 2020-10-13 | Low
No | 026936 | Ophthalmoscope / Otoscopes | 777 Green Series Diagnostic Wall System | Unknown | Hill-Rom / Welch Allyn | Internal Medicine - Green | Barberton | Green Campus | Green Medical Center | Ground Floor | 2020-10-19 | Low
No | 026939 | Ophthalmoscope / Otoscopes | 777 Green Series Diagnostic Wall System | 14270693 | Hill-Rom / Welch Allyn | Internal Medicine - Green | Barberton | Green Campus | Green Medical Center | Ground Floor | 2020-10-19 | Low
No | 026945 | Ophthalmoscope / Otoscopes | 777 Green Series Diagnostic Wall System | 140718043055 | Hill-Rom / Welch Allyn | Internal Medicine - Green | Barberton | Green Campus | Green Medical Center | Ground Floor | 2020-10-19 | Low
No | 026948 | Ophthalmoscope / Otoscopes | 777 Green Series Diagnostic Wall System | Unknown | Hill-Rom / Welch Allyn | Internal Medicine - Green | Barberton | Green Campus | Green Medical Center | Ground Floor | 2020-10-19 | Low
No | 026976 | Ophthalmoscope / Otoscopes | 777 Green Series Diagnostic Wall System | Unknown | Hill-Rom / Welch Allyn | Tallmadge Urgent Care | Akron | Tallmadge Campus | Tallmadge Medical Center | 1st Floor | 2020-09-23 | Low
No | 026979 | Ophthalmoscope / Otoscopes | 777 Green Series Diagnostic Wall System | Unknown | Hill-Rom / Welch Allyn | Tallmadge Urgent Care | Akron | Tallmadge Campus | Tallmadge Medical Center | 1st Floor | 2020-09-23 | Low
No | 026982 | Ophthalmoscope / Otoscopes | 777 Green Series Diagnostic Wall System | Unknown | Hill-Rom / Welch Allyn | Tallmadge Urgent Care | Akron | Tallmadge Campus | Tallmadge Medical Center | 1st Floor | 2020-09-23 | Low
No | 026985 | Ophthalmoscope / Otoscopes | 777 Green Series Diagnostic Wall System | Unknown | Hill-Rom / Welch Allyn | Tallmadge Urgent Care | Akron | Tallmadge Campus | Tallmadge Medical Center | 1st Floor | 2020-09-23 | Low
No | 026988 | Ophthalmoscope / Otoscopes | 777 Green Series Diagnostic Wall System | Unknown | Hill-Rom / Welch Allyn | Internal Medicine - Green | Barberton | Green Campus | Green Medical Center | Ground Floor | 2020-10-19 | Low
No | 026991 | Ophthalmoscope / Otoscopes | 777 Green Series Diagnostic Wall System | Unknown | Hill-Rom / Welch Allyn | Internal Medicine - Green | Barberton | Green Campus | Green Medical Center | Ground Floor | 2020-10-19 | Low
No | 026999 | Ophthalmoscope / Otoscopes | 777 Green Series Diagnostic Wall System | Unknown | Hill-Rom / Welch Allyn | Internal Medicine - Green | Barberton | Green Campus | Green Medical Center | Ground Floor | 2020-10-22 | Low
No | 027000 | Ophthalmoscope / Otoscopes | 777 Green Series Diagnostic Wall System | Unknown | Hill-Rom / Welch Allyn | Internal Medicine - Green | Barberton | Green Campus | Green Medical Center | Ground Floor | 2020-10-22 | Low
No | 030952 | Ophthalmoscope / Otoscopes | 777 Green Series Diagnostic Wall System | 030952 | Hill-Rom / Welch Allyn | Internal Medicine - White Pond | Barberton | White Pond Campus | White Pond Medical Center | 2nd Floor | 2014-05-09 | Low
No | 030955 | Ophthalmoscope / Otoscopes | 777 Green Series Diagnostic Wall System | 030955 | Hill-Rom / Welch Allyn | Internal Medicine - White Pond | Barberton | White Pond Campus | White Pond Medical Center | 2nd Floor | 2014-05-09 | Low
No | 030957 | Ophthalmoscope / Otoscopes | 777 Green Series Diagnostic Wall System | 030957 | Hill-Rom / Welch Allyn | Internal Medicine - White Pond | Barberton | White Pond Campus | White Pond Medical Center | 1st Floor | 2014-05-09 | Low
No | 030960 | Ophthalmoscope / Otoscopes | 777 Green Series Diagnostic Wall System | 030960 | Hill-Rom / Welch Allyn | Internal Medicine - White Pond | Barberton | White Pond Campus | White Pond Medical Center | 2nd Floor | 2014-05-09 | Low
No | 033259 | Ophthalmoscope / Otoscopes | 777 Green Series Diagnostic Wall System | Unknown | Hill-Rom / Welch Allyn | ENT | Akron | Akron City Campus | 55 Arch | 2nd Floor | 2016-03-11 | Low
No | 033260 | Ophthalmoscope / Otoscopes | 777 Green Series Diagnostic Wall System | Unknown | Hill-Rom / Welch Allyn | ENT | Akron | Akron City Campus | 55 Arch | 2nd Floor | 2016-03-11 | Low
No | 033263 | Ophthalmoscope / Otoscopes | 777 Green Series Diagnostic Wall System | Unknown | Hill-Rom / Welch Allyn | ENT | Akron | Akron City Campus | 55 Arch | 2nd Floor | 2016-03-11 | Low
No | 033266 | Ophthalmoscope / Otoscopes | 777 Green Series Diagnostic Wall System | Unknown | Hill-Rom / Welch Allyn | ENT | Akron | Akron City Campus | 55 Arch | 2nd Floor | 2016-03-11 | Low
No | 033269 | Ophthalmoscope / Otoscopes | 777 Green Series Diagnostic Wall System | Unknown | Hill-Rom / Welch Allyn | ENT | Akron | Akron City Campus | 55 Arch | 2nd Floor | 2016-03-11 | Low
No | 033272 | Ophthalmoscope / Otoscopes | 777 Green Series Diagnostic Wall System | Unknown | Hill-Rom / Welch Allyn | ENT | Akron | Akron City Campus | 55 Arch | 2nd Floor | 2016-03-11 | Low
No | 033275 | Ophthalmoscope / Otoscopes | 777 Green Series Diagnostic Wall System | Unknown | Hill-Rom / Welch Allyn | ENT | Akron | Akron City Campus | 55 Arch | 2nd Floor | 2016-03-11 | Low
No | 033278 | Ophthalmoscope / Otoscopes | 777 Green Series Diagnostic Wall System | Unknown | Hill-Rom / Welch Allyn | ENT | Akron | Akron City Campus | 55 Arch | 2nd Floor | 2016-03-11 | Low
No | 033281 | Ophthalmoscope / Otoscopes | 777 Green Series Diagnostic Wall System | NSN033281 | Hill-Rom / Welch Allyn | Family Practice - AES | Akron | Non-Campus Sites | AES Family Medicine | 2nd Floor | 2016-03-11 | Low
No | 033722 | Ophthalmoscope / Otoscopes | 777 Green Series Diagnostic Wall System | Unknown | Hill-Rom / Welch Allyn | Internal Medicine - Green | Barberton | Green Campus | Green Medical Center | Ground Floor | 2020-10-22 | Low
No | 033752 | Ophthalmoscope / Otoscopes | 777 Green Series Diagnostic Wall System | Unknown | Hill-Rom / Welch Allyn | Internal Medicine - Green | Barberton | Green Campus | Green Medical Center | Ground Floor | 2020-10-22 | Low
No | 033756 | Ophthalmoscope / Otoscopes | 777 Green Series Diagnostic Wall System | Unknown | Hill-Rom / Welch Allyn | Internal Medicine - Green | Barberton | Green Campus | Green Medical Center | Ground Floor | 2020-10-22 | Low
No | 033761 | Ophthalmoscope / Otoscopes | 777 Green Series Diagnostic Wall System | Unknown | Hill-Rom / Welch Allyn | Internal Medicine - Green | Barberton | Green Campus | Green Medical Center | Ground Floor | 2020-10-22 | Low
No | 033766 | Ophthalmoscope / Otoscopes | 777 Green Series Diagnostic Wall System | Unknown | Hill-Rom / Welch Allyn | Internal Medicine - Green | Barberton | Green Campus | Green Medical Center | Ground Floor | 2020-10-22 | Low
No | 033769 | Ophthalmoscope / Otoscopes | 777 Green Series Diagnostic Wall System | Unknown | Hill-Rom / Welch Allyn | Internal Medicine - Green | Barberton | Green Campus | Green Medical Center | Ground Floor | 2020-10-22 | Low
No | 033772 | Ophthalmoscope / Otoscopes | 777 Green Series Diagnostic Wall System | Unknown | Hill-Rom / Welch Allyn | Internal Medicine - Green | Barberton | Green Campus | Green Medical Center | Ground Floor | 2020-11-16 | Low
No | 034166 | Ophthalmoscope / Otoscopes | 777 Green Series Diagnostic Wall System | 034166 | Hill-Rom / Welch Allyn | Dermatology - Park West | Barberton | White Pond Campus | White Pond Medical Center | 2nd Floor | 2014-05-09 | Low
No | 034169 | Ophthalmoscope / Otoscopes | 777 Green Series Diagnostic Wall System | 034169 | Hill-Rom / Welch Allyn | Internal Medicine - White Pond | Barberton | White Pond Campus | White Pond Medical Center | 2nd Floor | 2014-05-09 | Low
No | 034186 | Ophthalmoscope / Otoscopes | 777 Green Series Diagnostic Wall System | 40828215069 | Hill-Rom / Welch Allyn | Internal Medicine - White Pond | Barberton | White Pond Campus | White Pond Medical Center | 1st Floor | 2015-05-06 | Low
No | 034189 | Ophthalmoscope / Otoscopes | 777 Green Series Diagnostic Wall System | 034189 | Hill-Rom / Welch Allyn | Internal Medicine - White Pond | Barberton | White Pond Campus | White Pond Medical Center | 2nd Floor | 2015-05-06 | Low
No | 034210 | Ophthalmoscope / Otoscopes | 777 Green Series Diagnostic Wall System | 034210 | Hill-Rom / Welch Allyn | Internal Medicine - White Pond | Barberton | White Pond Campus | White Pond Medical Center | 2nd Floor | 2014-05-09 | Low
No | 035752 | Ophthalmoscope / Otoscopes | 777 Green Series Diagnostic Wall System | 035752 | Hill-Rom / Welch Allyn | Internal Medicine - White Pond | Barberton | White Pond Campus | White Pond Medical Center | 2nd Floor | 2015-05-06 | Low
No | 035755 | Ophthalmoscope / Otoscopes | 777 Green Series Diagnostic Wall System | 035755 | Hill-Rom / Welch Allyn | Internal Medicine - White Pond | Barberton | White Pond Campus | White Pond Medical Center | 2nd Floor | 2015-05-06 | Low
No | 035762 | Ophthalmoscope / Otoscopes | 777 Green Series Diagnostic Wall System | 035762 | Hill-Rom / Welch Allyn | Internal Medicine - White Pond | Barberton | White Pond Campus | White Pond Medical Center | 2nd Floor | 2015-05-07 | Low
No | 035765 | Ophthalmoscope / Otoscopes | 777 Green Series Diagnostic Wall System | 035765 | Hill-Rom / Welch Allyn | Internal Medicine - White Pond | Barberton | White Pond Campus | White Pond Medical Center | 2nd Floor | 2015-05-07 | Low
No | 035769 | Ophthalmoscope / Otoscopes | 777 Green Series Diagnostic Wall System | 035769 | Hill-Rom / Welch Allyn | Internal Medicine - White Pond | Barberton | White Pond Campus | White Pond Medical Center | 2nd Floor | 2015-05-07 | Low
No | 035983 | Ophthalmoscope / Otoscopes | 777 Green Series Diagnostic Wall System | NSN035983 | Hill-Rom / Welch Allyn | Urgent Care - Fairlawn | Akron | Fairlawn Campus | Fairlawn Urgent Care | Ground Floor | 2023-03-21 12:51 | Low
No | 036337 | Ophthalmoscope / Otoscopes | 777 Green Series Diagnostic Wall System | Unknown | Hill-Rom / Welch Allyn | Internal Medicine Chapel Hill | Akron | Chapel Hill Campus | Summa Health Chapel Hill | Ground Floor | 2016-10-27 | Low
No | 036342 | Ophthalmoscope / Otoscopes | 777 Green Series Diagnostic Wall System | Unknown | Hill-Rom / Welch Allyn | Internal Medicine Chapel Hill | Akron | Chapel Hill Campus | Summa Health Chapel Hill | Ground Floor | 2016-10-27 | Low
No | 036347 | Ophthalmoscope / Otoscopes | 777 Green Series Diagnostic Wall System | Unknown | Hill-Rom / Welch Allyn | Internal Medicine Chapel Hill | Akron | Chapel Hill Campus | Summa Health Chapel Hill | Ground Floor | 2016-10-27 | Low
No | 036350 | Ophthalmoscope / Otoscopes | 777 Green Series Diagnostic Wall System | Unknown | Hill-Rom / Welch Allyn | Internal Medicine Chapel Hill | Akron | Chapel Hill Campus | Summa Health Chapel Hill | Ground Floor | 2016-10-27 | Low
No | 036353 | Ophthalmoscope / Otoscopes | 777 Green Series Diagnostic Wall System | Unknown | Hill-Rom / Welch Allyn | Internal Medicine Chapel Hill | Akron | Chapel Hill Campus | Summa Health Chapel Hill | Ground Floor | 2016-10-27 | Low
No | 036357 | Ophthalmoscope / Otoscopes | 777 Green Series Diagnostic Wall System | Unknown | Hill-Rom / Welch Allyn | Internal Medicine Chapel Hill | Akron | Chapel Hill Campus | Summa Health Chapel Hill | Ground Floor | 2016-10-27 | Low
No | 036368 | Ophthalmoscope / Otoscopes | 777 Green Series Diagnostic Wall System | Unknown | Hill-Rom / Welch Allyn | Endocrinology | Akron | Chapel Hill Campus | Summa Health Chapel Hill | Ground Floor | 2016-11-14 | Low
No | 036375 | Ophthalmoscope / Otoscopes | 777 Green Series Diagnostic Wall System | Unknown | Hill-Rom / Welch Allyn | Endocrinology | Akron | Chapel Hill Campus | Summa Health Chapel Hill | Ground Floor | 2016-11-14 | Low
No | 036392 | Ophthalmoscope / Otoscopes | 777 Green Series Diagnostic Wall System | Unknown | Hill-Rom / Welch Allyn | Endocrinology | Akron | Chapel Hill Campus | Summa Health Chapel Hill | Ground Floor | 2016-11-14 | Low
No | 036400 | Ophthalmoscope / Otoscopes | 777 Green Series Diagnostic Wall System | Unknown | Hill-Rom / Welch Allyn | Endocrinology | Akron | Chapel Hill Campus | Summa Health Chapel Hill | Ground Floor | 2016-11-14 | Low
No | 036403 | Ophthalmoscope / Otoscopes | 777 Green Series Diagnostic Wall System | Unknown | Hill-Rom / Welch Allyn | Endocrinology | Akron | Chapel Hill Campus | Summa Health Chapel Hill | Ground Floor | 2016-11-14 | Low
No | 036572 | Ophthalmoscope / Otoscopes | 777 Green Series Diagnostic Wall System | Unknown | Hill-Rom / Welch Allyn | Urgent Care - Fairlawn | Akron | Fairlawn Campus | Fairlawn Urgent Care | Ground Floor | 2019-03-27 | Low
No | 036614 | Ophthalmoscope / Otoscopes | 777 Green Series Diagnostic Wall System | Unknown | Hill-Rom / Welch Allyn | Urgent Care - Fairlawn | Akron | Fairlawn Campus | Fairlawn Urgent Care | Ground Floor | 2019-03-27 | Low
No | 038109 | Ophthalmoscope / Otoscopes | 777 Green Series Diagnostic Wall System | No Serial | Hill-Rom / Welch Allyn | Sports Medicine - SWH | Barberton | Wadsworth Campus | Wadsworth Community Center | 1st Floor | 2012-12-14 | Low
No | 038110 | Ophthalmoscope / Otoscopes | 777 Green Series Diagnostic Wall System | No Serial | Hill-Rom / Welch Allyn | Sports Medicine - SWH | Barberton | Wadsworth Campus | Wadsworth Community Center | 1st Floor | 2012-12-14 | Low
No | 038111 | Ophthalmoscope / Otoscopes | 777 Green Series Diagnostic Wall System | No Serial | Hill-Rom / Welch Allyn | Sports Medicine - SWH | Barberton | Wadsworth Campus | Wadsworth Community Center | 1st Floor | 2012-12-14 | Low
No | 038812 | Ophthalmoscope / Otoscopes | 777 Green Series Diagnostic Wall System | Unknown | Hill-Rom / Welch Allyn | SHMG Plastic Wadsworth | Barberton | Wadsworth Campus | Wadsworth-Rittman Medical Center | Physician Suites 2nd Floor | 2020-10-16 | Low
No | 038814 | Ophthalmoscope / Otoscopes | 777 Green Series Diagnostic Wall System | Unknown | Hill-Rom / Welch Allyn | SHMG Plastic Wadsworth | Barberton | Wadsworth Campus | Wadsworth-Rittman Medical Center | Physician Suites 2nd Floor | 2020-10-16 | Low
No | 038816 | Ophthalmoscope / Otoscopes | 777 Green Series Diagnostic Wall System | Unknown | Hill-Rom / Welch Allyn | SHMG Plastic Wadsworth | Barberton | Wadsworth Campus | Wadsworth-Rittman Medical Center | Physician Suites 2nd Floor | 2020-10-16 | Low
No | 039357 | Ophthalmoscope / Otoscopes | 777 Green Series Diagnostic Wall System | LOT # 15023 | Hill-Rom / Welch Allyn | Oncology | Barberton | Barberton Campus | Parkview Pavilion | Ground Floor | 2017-09-13 | Low
No | 039358 | Ophthalmoscope / Otoscopes | 777 Green Series Diagnostic Wall System | 15023 | Hill-Rom / Welch Allyn | Oncology | Barberton | Barberton Campus | Parkview Pavilion | Ground Floor | 2017-09-13 | Low
No | 039930 | Ophthalmoscope / Otoscopes | 777 Green Series Diagnostic Wall System | Unknown | Hill-Rom / Welch Allyn | Internal Medicine - Barberton | Barberton | Barberton Campus | Summa Barberton Hospital | 1st Floor | 2022-10-27 | Low
No | 039933 | Ophthalmoscope / Otoscopes | 777 Green Series Diagnostic Wall System | Unknown | Hill-Rom / Welch Allyn | Internal Medicine - Barberton | Barberton | Barberton Campus | Summa Barberton Hospital | 1st Floor | 2022-10-27 | Low
No | 039936 | Ophthalmoscope / Otoscopes | 777 Green Series Diagnostic Wall System | Unknown | Hill-Rom / Welch Allyn | Internal Medicine - Barberton | Barberton | Barberton Campus | Summa Barberton Hospital | 1st Floor | 2022-10-27 | Low
No | 039939 | Ophthalmoscope / Otoscopes | 777 Green Series Diagnostic Wall System | Unknown | Hill-Rom / Welch Allyn | Internal Medicine - Barberton | Barberton | Barberton Campus | Summa Barberton Hospital | 1st Floor | 2022-10-27 | Low
No | 039942 | Ophthalmoscope / Otoscopes | 777 Green Series Diagnostic Wall System | Unknown | Hill-Rom / Welch Allyn | Internal Medicine - Barberton | Barberton | Barberton Campus | Summa Barberton Hospital | 1st Floor | 2022-10-27 | Low
No | 039945 | Ophthalmoscope / Otoscopes | 777 Green Series Diagnostic Wall System | Unknown | Hill-Rom / Welch Allyn | Internal Medicine - Barberton | Barberton | Barberton Campus | Summa Barberton Hospital | 1st Floor | 2022-10-27 | Low
No | 039948 | Ophthalmoscope / Otoscopes | 777 Green Series Diagnostic Wall System | Unknown | Hill-Rom / Welch Allyn | Internal Medicine - Barberton | Barberton | Barberton Campus | Summa Barberton Hospital | 1st Floor | 2022-10-27 | Low
No | 039951 | Ophthalmoscope / Otoscopes | 777 Green Series Diagnostic Wall System | Unknown | Hill-Rom / Welch Allyn | Internal Medicine - Barberton | Barberton | Barberton Campus | Summa Barberton Hospital | 1st Floor | 2022-10-27 | Low
No | 039954 | Ophthalmoscope / Otoscopes | 777 Green Series Diagnostic Wall System | Unknown | Hill-Rom / Welch Allyn | Internal Medicine - Barberton | Barberton | Barberton Campus | Summa Barberton Hospital | 1st Floor | 2022-10-27 | Low
No | 039957 | Ophthalmoscope / Otoscopes | 777 Green Series Diagnostic Wall System | Unknown | Hill-Rom / Welch Allyn | Internal Medicine - Barberton | Barberton | Barberton Campus | Summa Barberton Hospital | 1st Floor | 2022-10-27 | Low
No | 039960 | Ophthalmoscope / Otoscopes | 777 Green Series Diagnostic Wall System | Unknown | Hill-Rom / Welch Allyn | Internal Medicine - Barberton | Barberton | Barberton Campus | Summa Barberton Hospital | 1st Floor | 2022-10-27 | Low
No | 039963 | Ophthalmoscope / Otoscopes | 777 Green Series Diagnostic Wall System | Unknown | Hill-Rom / Welch Allyn | Internal Medicine - Barberton | Barberton | Barberton Campus | Summa Barberton Hospital | 1st Floor | 2022-10-27 | Low
No | 039966 | Ophthalmoscope / Otoscopes | 777 Green Series Diagnostic Wall System | Unknown | Hill-Rom / Welch Allyn | Internal Medicine - Barberton | Barberton | Barberton Campus | Summa Barberton Hospital | 1st Floor | 2022-10-27 | Low
No | 039975 | Ophthalmoscope / Otoscopes | 777 Green Series Diagnostic Wall System | Unknown | Hill-Rom / Welch Allyn | Center for Senior Health - SB | Barberton | Barberton Campus | Tuscora Park Pavilion | 1st Floor | 2023-02-20 11:14 | Low
No | 043140 | Ophthalmoscope / Otoscopes | 777 Green Series Diagnostic Wall System | NA | Hill-Rom / Welch Allyn | Endocrinology - SBH | Barberton | Barberton Campus | Summa Barberton Hospital | 1st Floor | 2023-03-03 10:42 | Low
No | 043142 | Ophthalmoscope / Otoscopes | 777 Green Series Diagnostic Wall System | NA | Hill-Rom / Welch Allyn | Endocrinology - SBH | Barberton | Barberton Campus | Summa Barberton Hospital | 1st Floor | 2023-03-03 10:46 | Low
No | 043143 | Ophthalmoscope / Otoscopes | 777 Green Series Diagnostic Wall System | NA | Hill-Rom / Welch Allyn | Endocrinology - SBH | Barberton | Barberton Campus | Summa Barberton Hospital | 1st Floor | 2023-03-03 10:44 | Low
No | 043145 | Ophthalmoscope / Otoscopes | 777 Green Series Diagnostic Wall System | NA | Hill-Rom / Welch Allyn | Endocrinology - SBH | Barberton | Barberton Campus | Summa Barberton Hospital | 1st Floor | 2023-03-03 10:32 | Low
No | 043148 | Ophthalmoscope / Otoscopes | 777 Green Series Diagnostic Wall System | NA | Hill-Rom / Welch Allyn | Endocrinology - SBH | Barberton | Barberton Campus | Summa Barberton Hospital | 1st Floor | 2023-03-03 10:27 | Low
No | 043210 | Ophthalmoscope / Otoscopes | 777 Green Series Diagnostic Wall System | Unknown | Hill-Rom / Welch Allyn | Center for Senior Health - SB | Barberton | Barberton Campus | Tuscora Park Pavilion | 1st Floor | 2023-02-20 15:37 | Low
No | 043277 | Ophthalmoscope / Otoscopes | 777 Green Series Diagnostic Wall System | NA | Hill-Rom / Welch Allyn | Endocrinology - SBH | Barberton | Barberton Campus | Summa Barberton Hospital | 1st Floor | 2023-03-03 10:37 | Low
No | 043933 | Ophthalmoscope / Otoscopes | 777 Green Series Diagnostic Wall System | Unknown | Hill-Rom / Welch Allyn | Multi Spec Ctr - Lake Medina Ste 250 | Barberton | Medina Campus | Medina Medical Center | 2nd Floor | 2022-02-15 | Low
No | 043935 | Ophthalmoscope / Otoscopes | 777 Green Series Diagnostic Wall System | Unknown | Hill-Rom / Welch Allyn | Multi Spec Ctr - Lake Medina Ste 250 | Barberton | Medina Campus | Medina Medical Center | 2nd Floor | 2022-02-15 | Low
No | 043937 | Ophthalmoscope / Otoscopes | 777 Green Series Diagnostic Wall System | 21050 | Hill-Rom / Welch Allyn | Multi Spec Ctr - Lake Medina Ste 250 | Barberton | Medina Campus | Medina Medical Center | 2nd Floor | 2022-02-15 | Low
No | 043939 | Ophthalmoscope / Otoscopes | 777 Green Series Diagnostic Wall System | Unknown | Hill-Rom / Welch Allyn | Multi Spec Ctr - Lake Medina Ste 250 | Barberton | Medina Campus | Medina Medical Center | 2nd Floor | 2022-02-15 | Low
No | 043941 | Ophthalmoscope / Otoscopes | 777 Green Series Diagnostic Wall System | Unknown | Hill-Rom / Welch Allyn | Multi Spec Ctr - Lake Medina Ste 250 | Barberton | Medina Campus | Medina Medical Center | 2nd Floor | 2022-02-15 | Low
No | 043944 | Ophthalmoscope / Otoscopes | 777 Green Series Diagnostic Wall System | Unknown | Hill-Rom / Welch Allyn | Multi Spec Ctr - Lake Medina Ste 250 | Barberton | Medina Campus | Medina Medical Center | 2nd Floor | 2022-02-15 | Low
No | 043948 | Ophthalmoscope / Otoscopes | 777 Green Series Diagnostic Wall System | Unknown | Hill-Rom / Welch Allyn | Multi Spec Ctr - Lake Medina Ste 250 | Barberton | Medina Campus | Medina Medical Center | 2nd Floor | 2022-02-15 | Low
No | 052083 | Ophthalmoscope / Otoscopes | 777 Green Series Diagnostic Wall System | Unknown | Hill-Rom / Welch Allyn | GYN Oncology | Akron | Akron City Campus | Cooper Cancer Center | 2nd Floor | 2017-12-20 | Low
No | 052084 | Ophthalmoscope / Otoscopes | 777 Green Series Diagnostic Wall System | Unknown | Hill-Rom / Welch Allyn | GYN Oncology | Akron | Akron City Campus | Cooper Cancer Center | 2nd Floor | 2017-12-20 | Low
No | 056501 | Ophthalmoscope / Otoscopes | 777 Green Series Diagnostic Wall System | NA | Hill-Rom / Welch Allyn | Preadmission Testing | Akron | Akron City Campus | H Tower | Ground Floor | 2019-05-02 | Low
No | 056502 | Ophthalmoscope / Otoscopes | 777 Green Series Diagnostic Wall System | NA | Hill-Rom / Welch Allyn | Preadmission Testing | Akron | Akron City Campus | H Tower | Ground Floor | 2019-05-02 | Low
No | 056503 | Ophthalmoscope / Otoscopes | 777 Green Series Diagnostic Wall System | NA | Hill-Rom / Welch Allyn | Preadmission Testing | Akron | Akron City Campus | H Tower | Ground Floor | 2019-05-02 | Low
No | 056504 | Ophthalmoscope / Otoscopes | 777 Green Series Diagnostic Wall System | NA | Hill-Rom / Welch Allyn | Preadmission Testing | Akron | Akron City Campus | H Tower | Ground Floor | 2019-05-02 | Low
No | 056505 | Ophthalmoscope / Otoscopes | 777 Green Series Diagnostic Wall System | NA | Hill-Rom / Welch Allyn | Preadmission Testing | Akron | Akron City Campus | H Tower | Ground Floor | 2019-05-02 | Low
No | 056506 | Ophthalmoscope / Otoscopes | 777 Green Series Diagnostic Wall System | NA | Hill-Rom / Welch Allyn | Preadmission Testing | Akron | Akron City Campus | H Tower | Ground Floor | 2019-05-02 | Low
No | 056507 | Ophthalmoscope / Otoscopes | 777 Green Series Diagnostic Wall System | NA | Hill-Rom / Welch Allyn | Preadmission Testing | Akron | Akron City Campus | H Tower | Ground Floor | 2019-05-02 | Low
No | 056509 | Ophthalmoscope / Otoscopes | 777 Green Series Diagnostic Wall System | NA | Hill-Rom / Welch Allyn | Preadmission Testing | Akron | Akron City Campus | H Tower | Ground Floor | 2019-05-02 | Low
No | 056510 | Ophthalmoscope / Otoscopes | 777 Green Series Diagnostic Wall System | NA | Hill-Rom / Welch Allyn | Preadmission Testing | Akron | Akron City Campus | H Tower | Ground Floor | 2019-05-02 | Low
No | 056511 | Ophthalmoscope / Otoscopes | 777 Green Series Diagnostic Wall System | NA | Hill-Rom / Welch Allyn | Preadmission Testing | Akron | Akron City Campus | H Tower | Ground Floor | 2019-05-02 | Low
No | 056512 | Ophthalmoscope / Otoscopes | 777 Green Series Diagnostic Wall System | NA | Hill-Rom / Welch Allyn | Preadmission Testing | Akron | Akron City Campus | H Tower | Ground Floor | 2019-05-02 | Low
No | 056513 | Ophthalmoscope / Otoscopes | 777 Green Series Diagnostic Wall System | NA | Hill-Rom / Welch Allyn | Preadmission Testing | Akron | Akron City Campus | H Tower | Ground Floor | 2019-05-02 | Low
No | 056514 | Ophthalmoscope / Otoscopes | 777 Green Series Diagnostic Wall System | NA | Hill-Rom / Welch Allyn | Preadmission Testing | Akron | Akron City Campus | H Tower | Ground Floor | 2019-05-02 | Low
No | 056515 | Ophthalmoscope / Otoscopes | 777 Green Series Diagnostic Wall System | Unknown | Hill-Rom / Welch Allyn | Green Urgent Care | Barberton | Green Campus | Green Urgent Care | Ground Floor | 2019-04-24 | Low
No | 056518 | Ophthalmoscope / Otoscopes | 777 Green Series Diagnostic Wall System | Unknown | Hill-Rom / Welch Allyn | Green Urgent Care | Barberton | Green Campus | Green Urgent Care | Ground Floor | 2019-04-24 | Low
No | 056524 | Ophthalmoscope / Otoscopes | 777 Green Series Diagnostic Wall System | Unknown | Hill-Rom / Welch Allyn | Green Urgent Care | Barberton | Green Campus | Green Urgent Care | Ground Floor | 2019-04-24 | Low
No | 056527 | Ophthalmoscope / Otoscopes | 777 Green Series Diagnostic Wall System | Unknown | Hill-Rom / Welch Allyn | Green Urgent Care | Barberton | Green Campus | Green Urgent Care | Ground Floor | 2019-04-24 | Low
No | 056530 | Ophthalmoscope / Otoscopes | 777 Green Series Diagnostic Wall System | Unknown | Hill-Rom / Welch Allyn | Green Urgent Care | Barberton | Green Campus | Green Urgent Care | Ground Floor | 2019-04-24 | Low
No | 057576 | Ophthalmoscope / Otoscopes | 777 Green Series Diagnostic Wall System | NSN057576 | Hill-Rom / Welch Allyn | H4 - Mother/Baby Unit | Akron | Akron City Campus | H Tower | 4th Floor | 2021-08-10 | Low
No | 057577 | Ophthalmoscope / Otoscopes | 777 Green Series Diagnostic Wall System | Unknown | Hill-Rom / Welch Allyn | H4 - Mother/Baby Unit | Akron | Akron City Campus | H Tower | 4th Floor | 2021-08-10 | Low
No | 057895 | Ophthalmoscope / Otoscopes | 777 Green Series Diagnostic Wall System | Unknown | Hill-Rom / Welch Allyn | H6 - Surgical Progressive Care Unit (PCU) | Akron | Akron City Campus | H Tower | 6th Floor | 2019-08-13 | Low
No | 057896 | Ophthalmoscope / Otoscopes | 777 Green Series Diagnostic Wall System | Unknown | Hill-Rom / Welch Allyn | H6 - Surgical Progressive Care Unit (PCU) | Akron | Akron City Campus | H Tower | 6th Floor | 2019-08-13 | Low
No | 057897 | Ophthalmoscope / Otoscopes | 777 Green Series Diagnostic Wall System | Unknown | Hill-Rom / Welch Allyn | H6 - Surgical Progressive Care Unit (PCU) | Akron | Akron City Campus | H Tower | 6th Floor | 2019-08-13 | Low
No | 057898 | Ophthalmoscope / Otoscopes | 777 Green Series Diagnostic Wall System | Unknown | Hill-Rom / Welch Allyn | H5 - Medical/Surgical Unit (MSU) | Akron | Akron City Campus | H Tower | 5th Floor | 2019-08-13 | Low
No | 057899 | Ophthalmoscope / Otoscopes | 777 Green Series Diagnostic Wall System | Unknown | Hill-Rom / Welch Allyn | H5 - Medical/Surgical Unit (MSU) | Akron | Akron City Campus | H Tower | 5th Floor | 2019-08-13 | Low
No | 057900 | Ophthalmoscope / Otoscopes | 777 Green Series Diagnostic Wall System | Unknown | Hill-Rom / Welch Allyn | H5 - Medical/Surgical Unit (MSU) | Akron | Akron City Campus | H Tower | 5th Floor | 2019-08-13 | Low
No | 058103 | Ophthalmoscope / Otoscopes | 777 Green Series Diagnostic Wall System | Unknown | Hill-Rom / Welch Allyn | Tallmadge Family Medicine | Akron | Tallmadge Campus | Tallmadge Medical Center | 2nd Floor | 2019-10-04 | Low
No | 058104 | Ophthalmoscope / Otoscopes | 777 Green Series Diagnostic Wall System | Unknown | Hill-Rom / Welch Allyn | Tallmadge Family Medicine | Akron | Tallmadge Campus | Tallmadge Medical Center | 2nd Floor | 2019-10-04 | Low
No | 058111 | Ophthalmoscope / Otoscopes | 777 Green Series Diagnostic Wall System | Unknown | Hill-Rom / Welch Allyn | Orthopedics - Tallmadge | Akron | Tallmadge Campus | Tallmadge Medical Center | 2nd Floor | 2019-10-15 | Low
No | 058113 | Ophthalmoscope / Otoscopes | 777 Green Series Diagnostic Wall System | Unknown | Hill-Rom / Welch Allyn | Tallmadge Family Medicine | Akron | Tallmadge Campus | Tallmadge Medical Center | 2nd Floor | 2019-10-15 | Low
No | 058122 | Ophthalmoscope / Otoscopes | 777 Green Series Diagnostic Wall System | Unknown | Hill-Rom / Welch Allyn | Tallmadge Family Medicine | Akron | Tallmadge Campus | Tallmadge Medical Center | 2nd Floor | 2019-09-24 | Low
No | 058125 | Ophthalmoscope / Otoscopes | 777 Green Series Diagnostic Wall System | Unknown | Hill-Rom / Welch Allyn | Tallmadge Family Medicine | Akron | Tallmadge Campus | Tallmadge Medical Center | 2nd Floor | 2019-09-24 | Low
No | 058154 | Ophthalmoscope / Otoscopes | 777 Green Series Diagnostic Wall System | Unknown | Hill-Rom / Welch Allyn | Tallmadge Family Medicine | Akron | Tallmadge Campus | Tallmadge Medical Center | 2nd Floor | 2019-09-24 | Low
No | 058157 | Ophthalmoscope / Otoscopes | 777 Green Series Diagnostic Wall System | Unknown | Hill-Rom / Welch Allyn | Tallmadge Family Medicine | Akron | Tallmadge Campus | Tallmadge Medical Center | 2nd Floor | 2019-09-24 | Low
No | 058160 | Ophthalmoscope / Otoscopes | 777 Green Series Diagnostic Wall System | Unknown | Hill-Rom / Welch Allyn | Tallmadge Family Medicine | Akron | Tallmadge Campus | Tallmadge Medical Center | 2nd Floor | 2019-09-24 | Low
No | 058163 | Ophthalmoscope / Otoscopes | 777 Green Series Diagnostic Wall System | Unknown | Hill-Rom / Welch Allyn | Tallmadge Family Medicine | Akron | Tallmadge Campus | Tallmadge Medical Center | 2nd Floor | 2019-09-24 | Low
No | 058166 | Ophthalmoscope / Otoscopes | 777 Green Series Diagnostic Wall System | Unknown | Hill-Rom / Welch Allyn | Tallmadge Family Medicine | Akron | Tallmadge Campus | Tallmadge Medical Center | 2nd Floor | 2019-09-24 | Low
No | 058170 | Ophthalmoscope / Otoscopes | 777 Green Series Diagnostic Wall System | Unknown | Hill-Rom / Welch Allyn | Tallmadge Family Medicine | Akron | Tallmadge Campus | Tallmadge Medical Center | 2nd Floor | 2019-09-24 | Low
No | 058173 | Ophthalmoscope / Otoscopes | 777 Green Series Diagnostic Wall System | Unknown | Hill-Rom / Welch Allyn | Tallmadge Family Medicine | Akron | Tallmadge Campus | Tallmadge Medical Center | 2nd Floor | 2019-09-24 | Low
No | 058177 | Ophthalmoscope / Otoscopes | 777 Green Series Diagnostic Wall System | Unknown | Hill-Rom / Welch Allyn | Tallmadge Family Medicine | Akron | Tallmadge Campus | Tallmadge Medical Center | 2nd Floor | 2019-09-24 | Low
No | 058179 | Ophthalmoscope / Otoscopes | 777 Green Series Diagnostic Wall System | Unknown | Hill-Rom / Welch Allyn | Tallmadge Family Medicine | Akron | Tallmadge Campus | Tallmadge Medical Center | 2nd Floor | 2019-09-24 | Low
No | 058183 | Ophthalmoscope / Otoscopes | 777 Green Series Diagnostic Wall System | Unknown | Hill-Rom / Welch Allyn | Tallmadge Family Medicine | Akron | Tallmadge Campus | Tallmadge Medical Center | 2nd Floor | 2019-09-25 | Low
No | 058186 | Ophthalmoscope / Otoscopes | 777 Green Series Diagnostic Wall System | Unknown | Hill-Rom / Welch Allyn | Tallmadge Family Medicine | Akron | Tallmadge Campus | Tallmadge Medical Center | 2nd Floor | 2019-09-25 | Low
No | 058189 | Ophthalmoscope / Otoscopes | 777 Green Series Diagnostic Wall System | Unknown | Hill-Rom / Welch Allyn | Tallmadge Family Medicine | Akron | Tallmadge Campus | Tallmadge Medical Center | 2nd Floor | 2019-09-25 | Low
No | 058196 | Ophthalmoscope / Otoscopes | 777 Green Series Diagnostic Wall System | Unknown | Hill-Rom / Welch Allyn | Tallmadge Family Medicine | Akron | Tallmadge Campus | Tallmadge Medical Center | 2nd Floor | 2019-10-04 | Low
No | 058416 | Ophthalmoscope / Otoscopes | 777 Green Series Diagnostic Wall System | 408282-? | Hill-Rom / Welch Allyn | Clinical Decision Unit (CDU) - ACH | Akron | Akron City Campus | H Tower | Ground Floor | 2020-09-04 | Low
No | 058449 | Ophthalmoscope / Otoscopes | 777 Green Series Diagnostic Wall System | Unknown | Hill-Rom / Welch Allyn | Pride Clinic | Akron | Chapel Hill Campus | Summa Health Chapel Hill | Ground Floor | 2019-10-30 | Low
No | 058452 | Ophthalmoscope / Otoscopes | 777 Green Series Diagnostic Wall System | Unknown | Hill-Rom / Welch Allyn | Pride Clinic | Akron | Chapel Hill Campus | Summa Health Chapel Hill | Ground Floor | 2019-10-30 | Low
No | 058455 | Ophthalmoscope / Otoscopes | 777 Green Series Diagnostic Wall System | Unknown | Hill-Rom / Welch Allyn | Pride Clinic | Akron | Chapel Hill Campus | Summa Health Chapel Hill | Ground Floor | 2019-10-30 | Low
No | 058458 | Ophthalmoscope / Otoscopes | 777 Green Series Diagnostic Wall System | Unknown | Hill-Rom / Welch Allyn | Internal Medicine Chapel Hill | Akron | Chapel Hill Campus | Summa Health Chapel Hill | Ground Floor | 2019-10-30 | Low
No | 058461 | Ophthalmoscope / Otoscopes | 777 Green Series Diagnostic Wall System | Unknown | Hill-Rom / Welch Allyn | Pride Clinic | Akron | Chapel Hill Campus | Summa Health Chapel Hill | Ground Floor | 2019-10-30 | Low
No | 058464 | Ophthalmoscope / Otoscopes | 777 Green Series Diagnostic Wall System | Unknown | Hill-Rom / Welch Allyn | Pride Clinic | Akron | Chapel Hill Campus | Summa Health Chapel Hill | Ground Floor | 2019-10-30 | Low
No | 058467 | Ophthalmoscope / Otoscopes | 777 Green Series Diagnostic Wall System | Unknown | Hill-Rom / Welch Allyn | Pride Clinic | Akron | Chapel Hill Campus | Summa Health Chapel Hill | Ground Floor | 2019-10-30 | Low
No | 058956 | Ophthalmoscope / Otoscopes | 777 Green Series Diagnostic Wall System | Unknown | Hill-Rom / Welch Allyn | Tallmadge Family Medicine | Akron | Tallmadge Campus | Tallmadge Medical Center | 2nd Floor | 2020-09-23 | Low
No | 058959 | Ophthalmoscope / Otoscopes | 777 Green Series Diagnostic Wall System | Unknown | Hill-Rom / Welch Allyn | Tallmadge Family Medicine | Akron | Tallmadge Campus | Tallmadge Medical Center | 2nd Floor | 2020-09-23 | Low
No | 058962 | Ophthalmoscope / Otoscopes | 777 Green Series Diagnostic Wall System | Unknown | Hill-Rom / Welch Allyn | Tallmadge Family Medicine | Akron | Tallmadge Campus | Tallmadge Medical Center | 2nd Floor | 2020-09-23 | Low
No | 058965 | Ophthalmoscope / Otoscopes | 777 Green Series Diagnostic Wall System | Unknown | Hill-Rom / Welch Allyn | Tallmadge Family Medicine | Akron | Tallmadge Campus | Tallmadge Medical Center | 2nd Floor | 2020-09-23 | Low
No | 058968 | Ophthalmoscope / Otoscopes | 777 Green Series Diagnostic Wall System | Unknown | Hill-Rom / Welch Allyn | Tallmadge Family Medicine | Akron | Tallmadge Campus | Tallmadge Medical Center | 2nd Floor | 2020-09-23 | Low
No | 059259 | Ophthalmoscope / Otoscopes | 777 Green Series Diagnostic Wall System | Exam Room 1 | Hill-Rom / Welch Allyn | Pelvic Health | Akron | Akron City Campus | 95 Arch | 2nd Floor | 2020-09-09 | Low
No | 059260 | Ophthalmoscope / Otoscopes | 777 Green Series Diagnostic Wall System | Exam Room 2 | Hill-Rom / Welch Allyn | Pelvic Health | Akron | Akron City Campus | 95 Arch | 2nd Floor | 2020-09-09 | Low
No | 059261 | Ophthalmoscope / Otoscopes | 777 Green Series Diagnostic Wall System | Exam Room 3 | Hill-Rom / Welch Allyn | Pelvic Health | Akron | Akron City Campus | 95 Arch | 2nd Floor | 2020-09-09 | Low
No | 059273 | Ophthalmoscope / Otoscopes | 777 Green Series Diagnostic Wall System | EXAM ROOM 4 | Hill-Rom / Welch Allyn | Pelvic Health | Akron | Akron City Campus | 95 Arch | 2nd Floor | 2020-09-09 | Low
No | 059274 | Ophthalmoscope / Otoscopes | 777 Green Series Diagnostic Wall System | EXAM ROOM 5 | Hill-Rom / Welch Allyn | Pelvic Health | Akron | Akron City Campus | 95 Arch | 2nd Floor | 2020-09-09 | Low
No | 059275 | Ophthalmoscope / Otoscopes | 777 Green Series Diagnostic Wall System | EXAM ROOM 6 | Hill-Rom / Welch Allyn | Pelvic Health | Akron | Akron City Campus | 95 Arch | 2nd Floor | 2020-09-09 | Low
No | 059426 | Ophthalmoscope / Otoscopes | 777 Green Series Diagnostic Wall System | Lot#(10)20190-1 | Hill-Rom / Welch Allyn | SAMS Clinic | Akron | Akron City Campus | 95 Arch | 1st Floor | 2020-10-07 | Low
No | 059427 | Ophthalmoscope / Otoscopes | 777 Green Series Diagnostic Wall System | Lot#(10)20190-2 | Hill-Rom / Welch Allyn | SAMS Clinic | Akron | Akron City Campus | 95 Arch | 1st Floor | 2020-10-07 | Low
No | 059479 | Ophthalmoscope / Otoscopes | 777 Green Series Diagnostic Wall System | Unknown | Hill-Rom / Welch Allyn | Internal Medicine - Green | Barberton | Green Campus | Green Medical Center | Ground Floor | 2020-10-22 | Low
No | 059483 | Ophthalmoscope / Otoscopes | 777 Green Series Diagnostic Wall System | Unknown | Hill-Rom / Welch Allyn | Internal Medicine - Green | Barberton | Green Campus | Green Medical Center | Ground Floor | 2020-10-22 | Low
No | 059491 | Ophthalmoscope / Otoscopes | 777 Green Series Diagnostic Wall System | Unknown | Hill-Rom / Welch Allyn | Internal Medicine - Green | Barberton | Green Campus | Green Medical Center | Ground Floor | 2020-10-22 | Low
No | 059495 | Ophthalmoscope / Otoscopes | 777 Green Series Diagnostic Wall System | Unknown | Hill-Rom / Welch Allyn | Internal Medicine - Green | Barberton | Green Campus | Green Medical Center | Ground Floor | 2020-10-22 | Low
No | 059499 | Ophthalmoscope / Otoscopes | 777 Green Series Diagnostic Wall System | Unknown | Hill-Rom / Welch Allyn | Internal Medicine - Green | Barberton | Green Campus | Green Medical Center | Ground Floor | 2020-10-22 | Low
No | 059729 | Ophthalmoscope / Otoscopes | 777 Green Series Diagnostic Wall System | Unknown | Hill-Rom / Welch Allyn | Internal Medicine - ACH | Akron | Akron City Campus | 75 Arch | 4th Floor | 2020-11-18 | Low
No | 059742 | Ophthalmoscope / Otoscopes | 777 Green Series Diagnostic Wall System | Unknown | Hill-Rom / Welch Allyn | Gastroenterology | Akron | Akron City Campus | 75 Arch | 3rd Floor | 2020-11-19 | Low
No | 059743 | Ophthalmoscope / Otoscopes | 777 Green Series Diagnostic Wall System | Unknown | Hill-Rom / Welch Allyn | Gastroenterology | Akron | Akron City Campus | 75 Arch | 3rd Floor | 2020-11-19 | Low
No | 059745 | Ophthalmoscope / Otoscopes | 777 Green Series Diagnostic Wall System | Unknown | Hill-Rom / Welch Allyn | Gastroenterology | Akron | Akron City Campus | 75 Arch | 3rd Floor | 2020-11-19 | Low
No | 059749 | Ophthalmoscope / Otoscopes | 777 Green Series Diagnostic Wall System | Unknown | Hill-Rom / Welch Allyn | Gastroenterology | Akron | Akron City Campus | 75 Arch | 3rd Floor | 2020-11-19 | Low
No | 059753 | Ophthalmoscope / Otoscopes | 777 Green Series Diagnostic Wall System | Unknown | Hill-Rom / Welch Allyn | Gastroenterology | Akron | Akron City Campus | 75 Arch | 3rd Floor | 2020-11-19 | Low
No | 059756 | Ophthalmoscope / Otoscopes | 777 Green Series Diagnostic Wall System | Unknown | Hill-Rom / Welch Allyn | Gastroenterology | Akron | Akron City Campus | 75 Arch | 3rd Floor | 2020-11-19 | Low
No | 059759 | Ophthalmoscope / Otoscopes | 777 Green Series Diagnostic Wall System | Unknown | Hill-Rom / Welch Allyn | Gastroenterology | Akron | Akron City Campus | 75 Arch | 3rd Floor | 2020-11-19 | Low
No | 059762 | Ophthalmoscope / Otoscopes | 777 Green Series Diagnostic Wall System | Unknown | Hill-Rom / Welch Allyn | Gastroenterology | Akron | Akron City Campus | 75 Arch | 3rd Floor | 2020-11-19 | Low
No | 059778 | Ophthalmoscope / Otoscopes | 777 Green Series Diagnostic Wall System | Unknown | Hill-Rom / Welch Allyn | Infectious Disease | Akron | Akron City Campus | 75 Arch | 1st Floor | 2020-11-25 | Low
No | 059789 | Ophthalmoscope / Otoscopes | 777 Green Series Diagnostic Wall System | Unknown | Hill-Rom / Welch Allyn | Urogynecology | Akron | Akron City Campus | 95 Arch | 2nd Floor | 2020-12-02 | Low
No | 060153 | Ophthalmoscope / Otoscopes | 777 Green Series Diagnostic Wall System | Unknown | Hill-Rom / Welch Allyn | Internal Medicine - ACH | Akron | Akron City Campus | 75 Arch | 4th Floor | 2020-11-18 | Low
No | 060154 | Ophthalmoscope / Otoscopes | 777 Green Series Diagnostic Wall System | Unknown | Hill-Rom / Welch Allyn | Internal Medicine - ACH | Akron | Akron City Campus | 75 Arch | 4th Floor | 2020-11-18 | Low
No | 060156 | Ophthalmoscope / Otoscopes | 777 Green Series Diagnostic Wall System | Unknown | Hill-Rom / Welch Allyn | Internal Medicine - ACH | Akron | Akron City Campus | 75 Arch | 4th Floor | 2020-11-18 | Low
No | 060160 | Ophthalmoscope / Otoscopes | 777 Green Series Diagnostic Wall System | Unknown | Hill-Rom / Welch Allyn | Internal Medicine - ACH | Akron | Akron City Campus | 75 Arch | 4th Floor | 2020-11-18 | Low
No | 060162 | Ophthalmoscope / Otoscopes | 777 Green Series Diagnostic Wall System | Unknown | Hill-Rom / Welch Allyn | Internal Medicine - ACH | Akron | Akron City Campus | 75 Arch | 4th Floor | 2020-11-18 | Low
No | 060165 | Ophthalmoscope / Otoscopes | 777 Green Series Diagnostic Wall System | Unknown | Hill-Rom / Welch Allyn | Internal Medicine - ACH | Akron | Akron City Campus | 75 Arch | 4th Floor | 2020-11-18 | Low
No | 060168 | Ophthalmoscope / Otoscopes | 777 Green Series Diagnostic Wall System | Unknown | Hill-Rom / Welch Allyn | Internal Medicine - ACH | Akron | Akron City Campus | 75 Arch | 4th Floor | 2020-11-18 | Low
No | 060909 | Ophthalmoscope / Otoscopes | 777 Green Series Diagnostic Wall System | 408282 | Hill-Rom / Welch Allyn | Colon/Rectal Surgeons | Akron | Akron City Campus | 95 Arch | 1st Floor | 2021-10-22 | Low
No | 060913 | Ophthalmoscope / Otoscopes | 777 Green Series Diagnostic Wall System | NSN060913 | Hill-Rom / Welch Allyn | Colon/Rectal Surgeons | Akron | Akron City Campus | 95 Arch | 1st Floor | 2021-10-22 | Low
No | 060917 | Ophthalmoscope / Otoscopes | 777 Green Series Diagnostic Wall System | NSN060917 | Hill-Rom / Welch Allyn | Colon/Rectal Surgeons | Akron | Akron City Campus | 95 Arch | 1st Floor | 2021-10-22 | Low
No | 060921 | Ophthalmoscope / Otoscopes | 777 Green Series Diagnostic Wall System | NSN060921 | Hill-Rom / Welch Allyn | Colon/Rectal Surgeons | Akron | Akron City Campus | 95 Arch | 1st Floor | 2021-10-22 | Low
No | 061051 | Ophthalmoscope / Otoscopes | 777 Green Series Diagnostic Wall System | NSN061051 | Hill-Rom / Welch Allyn | Colon/Rectal Surgeons | Akron | Akron City Campus | 95 Arch | 1st Floor | 2021-10-22 | Low
No | 061055 | Ophthalmoscope / Otoscopes | 777 Green Series Diagnostic Wall System | NSN061055 | Hill-Rom / Welch Allyn | Colon/Rectal Surgeons | Akron | Akron City Campus | 95 Arch | 1st Floor | 2021-10-22 | Low
No | 061062 | Ophthalmoscope / Otoscopes | 777 Green Series Diagnostic Wall System | NSN061062 | Hill-Rom / Welch Allyn | Colon/Rectal Surgeons | Akron | Akron City Campus | 95 Arch | 1st Floor | 2021-10-22 | Low
No | 061066 | Ophthalmoscope / Otoscopes | 777 Green Series Diagnostic Wall System | NSN061066 | Hill-Rom / Welch Allyn | Colon/Rectal Surgeons | Akron | Akron City Campus | 95 Arch | 1st Floor | 2021-10-22 | Low
No | 061070 | Ophthalmoscope / Otoscopes | 777 Green Series Diagnostic Wall System | NSN061070 | Hill-Rom / Welch Allyn | Colon/Rectal Surgeons | Akron | Akron City Campus | 95 Arch | 1st Floor | 2021-10-25 | Low
No | 061074 | Ophthalmoscope / Otoscopes | 777 Green Series Diagnostic Wall System | NSN061074 | Hill-Rom / Welch Allyn | Colon/Rectal Surgeons | Akron | Akron City Campus | 95 Arch | 1st Floor | 2021-10-25 | Low
No | 061078 | Ophthalmoscope / Otoscopes | 777 Green Series Diagnostic Wall System | NSN061078 | Hill-Rom / Welch Allyn | Colon/Rectal Surgeons | Akron | Akron City Campus | 95 Arch | 1st Floor | 2021-10-26 | Low
No | 061083 | Ophthalmoscope / Otoscopes | 777 Green Series Diagnostic Wall System | NSN061083 | Hill-Rom / Welch Allyn | Colon/Rectal Surgeons | Akron | Akron City Campus | 95 Arch | 1st Floor | 2021-10-26 | Low
No | 061329 | Ophthalmoscope / Otoscopes | 777 Green Series Diagnostic Wall System | Unknown | Hill-Rom / Welch Allyn | Center for Corp Health - NEOMED | Akron | Rootstown Campus | Rootstown Medical Center | Ground Floor | 2022-02-07 | Low
No | 061330 | Ophthalmoscope / Otoscopes | 777 Green Series Diagnostic Wall System | Unknown | Hill-Rom / Welch Allyn | Center for Corp Health - NEOMED | Akron | Rootstown Campus | Rootstown Medical Center | Ground Floor | 2022-02-07 | Low
No | 061333 | Ophthalmoscope / Otoscopes | 777 Green Series Diagnostic Wall System | Unknown | Hill-Rom / Welch Allyn | Center for Corp Health - NEOMED | Akron | Rootstown Campus | Rootstown Medical Center | Ground Floor | 2022-02-07 | Low
No | 061335 | Ophthalmoscope / Otoscopes | 777 Green Series Diagnostic Wall System | Unknown | Hill-Rom / Welch Allyn | Center for Corp Health - NEOMED | Akron | Rootstown Campus | Rootstown Medical Center | Ground Floor | 2022-02-07 | Low
No | 061336 | Ophthalmoscope / Otoscopes | 777 Green Series Diagnostic Wall System | NSN | Hill-Rom / Welch Allyn | Orthopedics - Rootstown | Akron | Rootstown Campus | Rootstown Medical Center | Ground Floor | 2023-04-14 06:16 | Low
No | 061552 | Ophthalmoscope / Otoscopes | 777 Green Series Diagnostic Wall System | 21048 | Hill-Rom / Welch Allyn | Angiography | Akron | Akron City Campus | Akron City Hospital | 2nd Floor | 2022-01-10 | Low
No | 061623 | Ophthalmoscope / Otoscopes | 777 Green Series Diagnostic Wall System | Unknown | Hill-Rom / Welch Allyn | Rootstown Primary Care | Akron | Rootstown Campus | Rootstown Medical Center | Ground Floor | 2022-03-29 | Low
No | 061624 | Ophthalmoscope / Otoscopes | 777 Green Series Diagnostic Wall System | Unknown | Hill-Rom / Welch Allyn | Rootstown Primary Care | Akron | Rootstown Campus | Rootstown Medical Center | Ground Floor | 2022-03-29 | Low
No | 061664 | Ophthalmoscope / Otoscopes | 777 Green Series Diagnostic Wall System | Unknown | Hill-Rom / Welch Allyn | Emergency Department (ED) - ACH | Akron | Akron City Campus | Akron City Hospital | Ground Floor | 2022-06-07 | Low
No | 061666 | Ophthalmoscope / Otoscopes | 777 Green Series Diagnostic Wall System | Unknown | Hill-Rom / Welch Allyn | Emergency Department (ED) - ACH | Akron | Akron City Campus | Akron City Hospital | Ground Floor | 2022-06-07 | Low
No | 061668 | Ophthalmoscope / Otoscopes | 777 Green Series Diagnostic Wall System | Unknown | Hill-Rom / Welch Allyn | Emergency Department (ED) - ACH | Akron | Akron City Campus | Akron City Hospital | Ground Floor | 2022-06-07 | Low
No | 061670 | Ophthalmoscope / Otoscopes | 777 Green Series Diagnostic Wall System | Unknown | Hill-Rom / Welch Allyn | Emergency Department (ED) - ACH | Akron | Akron City Campus | Akron City Hospital | Ground Floor | 2022-06-07 | Low
No | 061704 | Ophthalmoscope / Otoscopes | 777 Green Series Diagnostic Wall System | Unknown | Hill-Rom / Welch Allyn | Rootstown Primary Care | Akron | Rootstown Campus | Rootstown Medical Center | Ground Floor | 2022-03-29 | Low
No | 061708 | Ophthalmoscope / Otoscopes | 777 Green Series Diagnostic Wall System | Unknown | Hill-Rom / Welch Allyn | Rootstown Primary Care | Akron | Rootstown Campus | Rootstown Medical Center | Ground Floor | 2022-03-29 | Low
No | 061715 | Ophthalmoscope / Otoscopes | 777 Green Series Diagnostic Wall System | Unknown | Hill-Rom / Welch Allyn | Rootstown Primary Care | Akron | Rootstown Campus | Rootstown Medical Center | Ground Floor | 2022-03-29 | Low
No | 061719 | Ophthalmoscope / Otoscopes | 777 Green Series Diagnostic Wall System | Unknown | Hill-Rom / Welch Allyn | Rootstown Primary Care | Akron | Rootstown Campus | Rootstown Medical Center | Ground Floor | 2022-03-29 | Low
No | 061723 | Ophthalmoscope / Otoscopes | 777 Green Series Diagnostic Wall System | Unknown | Hill-Rom / Welch Allyn | Rootstown Primary Care | Akron | Rootstown Campus | Rootstown Medical Center | Ground Floor | 2022-03-29 | Low
No | 061727 | Ophthalmoscope / Otoscopes | 777 Green Series Diagnostic Wall System | Unknown | Hill-Rom / Welch Allyn | Rootstown Primary Care | Akron | Rootstown Campus | Rootstown Medical Center | Ground Floor | 2022-03-29 | Low
No | 061743 | Ophthalmoscope / Otoscopes | 777 Green Series Diagnostic Wall System | Unknown | Hill-Rom / Welch Allyn | Orthopedics - White Pond | Barberton | White Pond Campus | White Pond Medical Center | 3rd Floor | 2022-03-28 | Low
No | 062140 | Ophthalmoscope / Otoscopes | 777 Green Series Diagnostic Wall System | 19107 | Hill-Rom / Welch Allyn | Cuyahoga Falls Primary Care | Akron | Cuyahoga Falls Campus | Cuyahoga Falls Primary Care | Ground Floor | 2022-07-26 | Low
No | 062143 | Ophthalmoscope / Otoscopes | 777 Green Series Diagnostic Wall System | Unknown | Hill-Rom / Welch Allyn | Cuyahoga Falls Primary Care | Akron | Cuyahoga Falls Campus | Cuyahoga Falls Primary Care | Ground Floor | 2022-07-26 | Low
No | 062146 | Ophthalmoscope / Otoscopes | 777 Green Series Diagnostic Wall System | Unknown | Hill-Rom / Welch Allyn | Cuyahoga Falls Primary Care | Akron | Cuyahoga Falls Campus | Cuyahoga Falls Primary Care | Ground Floor | 2022-07-26 | Low
No | 062149 | Ophthalmoscope / Otoscopes | 777 Green Series Diagnostic Wall System | Unknown | Hill-Rom / Welch Allyn | Cuyahoga Falls Primary Care | Akron | Cuyahoga Falls Campus | Cuyahoga Falls Primary Care | Ground Floor | 2022-07-26 | Low
No | 062179 | Ophthalmoscope / Otoscopes | 777 Green Series Diagnostic Wall System | Unknown | Hill-Rom / Welch Allyn | Cuyahoga Falls Primary Care | Akron | Cuyahoga Falls Campus | Cuyahoga Falls Primary Care | Ground Floor | 2022-09-28 | Low
No | 062184 | Ophthalmoscope / Otoscopes | 777 Green Series Diagnostic Wall System | Unknown | Hill-Rom / Welch Allyn | Cuyahoga Falls Primary Care | Akron | Cuyahoga Falls Campus | Cuyahoga Falls Primary Care | Ground Floor | 2022-07-26 | Low
No | 062187 | Ophthalmoscope / Otoscopes | 777 Green Series Diagnostic Wall System | Unknown | Hill-Rom / Welch Allyn | Cuyahoga Falls Primary Care | Akron | Cuyahoga Falls Campus | Cuyahoga Falls Primary Care | Ground Floor | 2022-07-26 | Low
No | 062195 | Ophthalmoscope / Otoscopes | 777 Green Series Diagnostic Wall System | Unknown | Hill-Rom / Welch Allyn | Cuyahoga Falls Primary Care | Akron | Cuyahoga Falls Campus | Cuyahoga Falls Primary Care | Ground Floor | 2022-07-26 | Low
No | 062199 | Ophthalmoscope / Otoscopes | 777 Green Series Diagnostic Wall System | Unknown | Hill-Rom / Welch Allyn | Cuyahoga Falls Primary Care | Akron | Cuyahoga Falls Campus | Cuyahoga Falls Primary Care | Ground Floor | 2022-07-26 | Low
No | 062203 | Ophthalmoscope / Otoscopes | 777 Green Series Diagnostic Wall System | Unknown | Hill-Rom / Welch Allyn | Cuyahoga Falls Primary Care | Akron | Cuyahoga Falls Campus | Cuyahoga Falls Primary Care | Ground Floor | 2022-07-28 | Low
No | 062207 | Ophthalmoscope / Otoscopes | 777 Green Series Diagnostic Wall System | Unknown | Hill-Rom / Welch Allyn | Cuyahoga Falls Primary Care | Akron | Cuyahoga Falls Campus | Cuyahoga Falls Primary Care | Ground Floor | 2022-07-28 | Low
No | 062220 | Ophthalmoscope / Otoscopes | 777 Green Series Diagnostic Wall System | Unknown | Hill-Rom / Welch Allyn | Cuyahoga Falls Primary Care | Akron | Cuyahoga Falls Campus | Cuyahoga Falls Primary Care | Ground Floor | 2022-07-28 | Low
No | 062225 | Ophthalmoscope / Otoscopes | 777 Green Series Diagnostic Wall System | Unknown | Hill-Rom / Welch Allyn | Cuyahoga Falls Primary Care | Akron | Cuyahoga Falls Campus | Cuyahoga Falls Primary Care | Ground Floor | 2022-07-28 | Low
No | 062446 | Ophthalmoscope / Otoscopes | 777 Green Series Diagnostic Wall System | Unknown | Hill-Rom / Welch Allyn | Neurology Outpatient | Akron | Akron City Campus | 75 Arch | 2nd Floor | 2022-11-11 | Low
No | 062448 | Ophthalmoscope / Otoscopes | 777 Green Series Diagnostic Wall System | Unknown | Hill-Rom / Welch Allyn | Neurology Outpatient | Akron | Akron City Campus | 75 Arch | 2nd Floor | 2022-11-11 | Low
No | 062450 | Ophthalmoscope / Otoscopes | 777 Green Series Diagnostic Wall System | Unknown | Hill-Rom / Welch Allyn | Neurology Outpatient | Akron | Akron City Campus | 75 Arch | 2nd Floor | 2022-11-11 | Low
No | 062526 | Ophthalmoscope / Otoscopes | 777 Green Series Diagnostic Wall System | Unknown | Hill-Rom / Welch Allyn | Neurology Outpatient | Akron | Akron City Campus | 75 Arch | 2nd Floor | 2022-11-11 | Low
No | 062530 | Ophthalmoscope / Otoscopes | 777 Green Series Diagnostic Wall System | Unknown | Hill-Rom / Welch Allyn | Neurology Outpatient | Akron | Akron City Campus | 75 Arch | 2nd Floor | 2022-11-11 | Low
No | 062532 | Ophthalmoscope / Otoscopes | 777 Green Series Diagnostic Wall System | Unknown | Hill-Rom / Welch Allyn | Neurology Outpatient | Akron | Akron City Campus | 75 Arch | 2nd Floor | 2022-11-11 | Low
No | 062534 | Ophthalmoscope / Otoscopes | 777 Green Series Diagnostic Wall System | Unknown | Hill-Rom / Welch Allyn | Neurology Outpatient | Akron | Akron City Campus | 75 Arch | 2nd Floor | 2022-11-11 | Low
No | 062536 | Ophthalmoscope / Otoscopes | 777 Green Series Diagnostic Wall System | Unknown | Hill-Rom / Welch Allyn | Neurology Outpatient | Akron | Akron City Campus | 75 Arch | 2nd Floor | 2022-11-11 | Low
No | 062738 | Ophthalmoscope / Otoscopes | 777 Green Series Diagnostic Wall System | N/A | Hill-Rom / Welch Allyn | BHP 7 - Adult Subacute Psychiatric Unit | Akron | Akron City Campus | Juve Family BH Pavillion | 7th Floor | 2023-01-16 11:07 | Low
No | 062743 | Ophthalmoscope / Otoscopes | 777 Green Series Diagnostic Wall System | N/A | Hill-Rom / Welch Allyn | BHP 5 - Acute Adult Psychiatric Unit | Akron | Akron City Campus | Juve Family BH Pavillion | 5th Floor | 2023-01-16 11:07 | Low
No | 062802 | Ophthalmoscope / Otoscopes | 777 Green Series Diagnostic Wall System | N/A | Hill-Rom / Welch Allyn | BHP 4 - Geropsych Unit | Akron | Akron City Campus | Juve Family BH Pavillion | 4th Floor | 2023-01-16 09:28 | Low
No | 062815 | Ophthalmoscope / Otoscopes | 777 Green Series Diagnostic Wall System | N/A | Hill-Rom / Welch Allyn | BHP 6 - Adult Dual Diagnosis Unit | Akron | Akron City Campus | Juve Family BH Pavillion | 6th Floor | 2023-01-13 14:19 | Low
No | 062868 | Ophthalmoscope / Otoscopes | 777 Green Series Diagnostic Wall System | NSN062868 | Hill-Rom / Welch Allyn | Urgent Care - Fairlawn | Akron | Fairlawn Campus | Fairlawn Urgent Care | Ground Floor | 2023-03-21 10:49 | Low
No | 062869 | Ophthalmoscope / Otoscopes | 777 Green Series Diagnostic Wall System | NSN062869 | Hill-Rom / Welch Allyn | Urgent Care - Fairlawn | Akron | Fairlawn Campus | Fairlawn Urgent Care | Ground Floor | 2023-03-21 10:59 | Low
No | 062871 | Ophthalmoscope / Otoscopes | 777 Green Series Diagnostic Wall System | NSN062871 | Hill-Rom / Welch Allyn | Urgent Care - Fairlawn | Akron | Fairlawn Campus | Fairlawn Urgent Care | Ground Floor | 2023-03-21 13:47 | Low
No | 062873 | Ophthalmoscope / Otoscopes | 777 Green Series Diagnostic Wall System | NSN062873 | Hill-Rom / Welch Allyn | Rehab Services OP - Spine Inst | Akron | Fairlawn Campus | Spine and Neuroscience Center | Ground Floor | 2023-03-24 09:07 | Low
No | 062874 | Ophthalmoscope / Otoscopes | 777 Green Series Diagnostic Wall System | NSN062874 | Hill-Rom / Welch Allyn | Rehab Services OP - Spine Inst | Akron | Fairlawn Campus | Spine and Neuroscience Center | Ground Floor | 2023-03-24 09:12 | Low
No | 062880 | Ophthalmoscope / Otoscopes | 777 Green Series Diagnostic Wall System | N/A | Hill-Rom / Welch Allyn | Interventional Psychiatry | Akron | Akron City Campus | Akron City Hospital | 2nd Floor | 2023-01-24 09:22 | Low
No | 062968 | Ophthalmoscope / Otoscopes | 777 Green Series Diagnostic Wall System | 0 | Hill-Rom / Welch Allyn | Employee Health Center | Akron | Akron City Campus | Akron City Hospital | Basement | 2023-07-28 08:24 | Low
No | 062973 | Ophthalmoscope / Otoscopes | 777 Green Series Diagnostic Wall System | 0 | Hill-Rom / Welch Allyn | Employee Health Center | Akron | Akron City Campus | Akron City Hospital | Basement | 2023-07-28 08:25 | Low
No | 063052 | Ophthalmoscope / Otoscopes | 777 Green Series Diagnostic Wall System | NSN063052 | Hill-Rom / Welch Allyn | Rehab Services OP - Spine Inst | Akron | Fairlawn Campus | Spine and Neuroscience Center | Ground Floor | 2023-03-24 09:59 | Low
No | 063053 | Ophthalmoscope / Otoscopes | 777 Green Series Diagnostic Wall System | NSN063053 | Hill-Rom / Welch Allyn | Rehab Services OP - Spine Inst | Akron | Fairlawn Campus | Spine and Neuroscience Center | Ground Floor | 2023-03-24 09:56 | Low
No | 063054 | Ophthalmoscope / Otoscopes | 777 Green Series Diagnostic Wall System | NSN063054 | Hill-Rom / Welch Allyn | Rehab Services OP - Spine Inst | Akron | Fairlawn Campus | Spine and Neuroscience Center | Ground Floor | 2023-03-24 09:51 | Low
No | 063055 | Ophthalmoscope / Otoscopes | 777 Green Series Diagnostic Wall System | NSN063055 | Hill-Rom / Welch Allyn | Rehab Services OP - Spine Inst | Akron | Fairlawn Campus | Spine and Neuroscience Center | Ground Floor | 2023-03-24 09:46 | Low
No | 063056 | Ophthalmoscope / Otoscopes | 777 Green Series Diagnostic Wall System | NSN063056 | Hill-Rom / Welch Allyn | Rehab Services OP - Spine Inst | Akron | Fairlawn Campus | Spine and Neuroscience Center | Ground Floor | 2023-03-24 09:41 | Low
No | 063057 | Ophthalmoscope / Otoscopes | 777 Green Series Diagnostic Wall System | NSN063057 | Hill-Rom / Welch Allyn | Rehab Services OP - Spine Inst | Akron | Fairlawn Campus | Spine and Neuroscience Center | Ground Floor | 2023-03-24 09:36 | Low
No | 063058 | Ophthalmoscope / Otoscopes | 777 Green Series Diagnostic Wall System | NSN063058 | Hill-Rom / Welch Allyn | Rehab Services OP - Spine Inst | Akron | Fairlawn Campus | Spine and Neuroscience Center | Ground Floor | 2023-03-24 09:32 | Low
No | 063059 | Ophthalmoscope / Otoscopes | 777 Green Series Diagnostic Wall System | NSN063059 | Hill-Rom / Welch Allyn | Rehab Services OP - Spine Inst | Akron | Fairlawn Campus | Spine and Neuroscience Center | Ground Floor | 2023-03-24 09:26 | Low
No | 063060 | Ophthalmoscope / Otoscopes | 777 Green Series Diagnostic Wall System | NSN063060 | Hill-Rom / Welch Allyn | Rehab Services OP - Spine Inst | Akron | Fairlawn Campus | Spine and Neuroscience Center | Ground Floor | 2023-03-24 09:21 | Low
No | 063061 | Ophthalmoscope / Otoscopes | 777 Green Series Diagnostic Wall System | NSN063061 | Hill-Rom / Welch Allyn | Rehab Services OP - Spine Inst | Akron | Fairlawn Campus | Spine and Neuroscience Center | Ground Floor | 2023-03-24 09:16 | Low
No | 063176 | Ophthalmoscope / Otoscopes | 777 Green Series Diagnostic Wall System | 0 | Hill-Rom / Welch Allyn | Employee Health Center | Akron | Akron City Campus | Akron City Hospital | Basement | 2023-07-28 08:25 | Low
No | 063180 | Ophthalmoscope / Otoscopes | 777 Green Series Diagnostic Wall System | 0 | Hill-Rom / Welch Allyn | Employee Health Center | Akron | Akron City Campus | Akron City Hospital | Basement | 2023-07-28 08:27 | Low
No | 063182 | Ophthalmoscope / Otoscopes | 777 Green Series Diagnostic Wall System | 0 | Hill-Rom / Welch Allyn | Employee Health Center | Akron | Akron City Campus | Akron City Hospital | Basement | 2023-07-28 08:28 | Low
No | 063185 | Ophthalmoscope / Otoscopes | 777 Green Series Diagnostic Wall System | 0 | Hill-Rom / Welch Allyn | Employee Health Center | Akron | Akron City Campus | Akron City Hospital | Basement | 2023-07-28 08:29 | Low
No | 063239 | Ophthalmoscope / Otoscopes | 777 Green Series Diagnostic Wall System | Unknown | Hill-Rom / Welch Allyn | Cuyahoga Falls Primary Care | Akron | Cuyahoga Falls Campus | Cuyahoga Falls Medical Center | Ground Floor | 2023-07-25 07:19 | Low
No | 063242 | Ophthalmoscope / Otoscopes | 777 Green Series Diagnostic Wall System | Unknown | Hill-Rom / Welch Allyn | Cuyahoga Falls Primary Care | Akron | Cuyahoga Falls Campus | Cuyahoga Falls Medical Center | Ground Floor | 2023-07-25 07:20 | Low
No | 063249 | Ophthalmoscope / Otoscopes | 777 Green Series Diagnostic Wall System | Unknown | Hill-Rom / Welch Allyn | Cuyahoga Falls Primary Care | Akron | Cuyahoga Falls Campus | Cuyahoga Falls Medical Center | Ground Floor | 2023-07-25 07:20 | Low
No | 063304 | Ophthalmoscope / Otoscopes | 777 Green Series Diagnostic Wall System | N/A | Hill-Rom / Welch Allyn | ENT | Akron | Akron City Campus | 55 Arch | 2nd Floor | 2023-10-05 12:46 | Low
No | 063308 | Ophthalmoscope / Otoscopes | 777 Green Series Diagnostic Wall System | N/A | Hill-Rom / Welch Allyn | ENT | Akron | Akron City Campus | 55 Arch | 2nd Floor | 2023-10-05 12:48 | Low
No | 063310 | Ophthalmoscope / Otoscopes | 777 Green Series Diagnostic Wall System | N/A | Hill-Rom / Welch Allyn | ENT | Akron | Akron City Campus | 55 Arch | 2nd Floor | 2023-10-05 12:49 | Low
No | 063314 | Ophthalmoscope / Otoscopes | 777 Green Series Diagnostic Wall System | N/A | Hill-Rom / Welch Allyn | ENT | Akron | Akron City Campus | 55 Arch | 2nd Floor | 2023-10-05 12:52 | Low
No | 063316 | Ophthalmoscope / Otoscopes | 777 Green Series Diagnostic Wall System | N/A | Hill-Rom / Welch Allyn | ENT | Akron | Akron City Campus | 55 Arch | 2nd Floor | 2023-10-05 12:54 | Low
No | 063319 | Ophthalmoscope / Otoscopes | 777 Green Series Diagnostic Wall System | N/A | Hill-Rom / Welch Allyn | ENT | Akron | Akron City Campus | 55 Arch | 2nd Floor | 2023-10-05 12:57 | Low
No | 063322 | Ophthalmoscope / Otoscopes | 777 Green Series Diagnostic Wall System | N/A | Hill-Rom / Welch Allyn | ENT | Akron | Akron City Campus | 55 Arch | 2nd Floor | 2023-10-05 13:01 | Low
No | 063352 | Ophthalmoscope / Otoscopes | 777 Green Series Diagnostic Wall System | Unknown | Hill-Rom / Welch Allyn | Trauma | Akron | Akron City Campus | 75 Arch | 4th Floor | 2023-07-27 15:07 | Low
No | 063355 | Ophthalmoscope / Otoscopes | 777 Green Series Diagnostic Wall System | Unknown | Hill-Rom / Welch Allyn | Trauma | Akron | Akron City Campus | 75 Arch | 4th Floor | 2023-07-27 15:07 | Low
No | 063358 | Ophthalmoscope / Otoscopes | 777 Green Series Diagnostic Wall System | Unknown | Hill-Rom / Welch Allyn | Trauma | Akron | Akron City Campus | 75 Arch | 4th Floor | 2023-07-27 15:07 | Low
No | 063361 | Ophthalmoscope / Otoscopes | 777 Green Series Diagnostic Wall System | Unknown | Hill-Rom / Welch Allyn | Trauma | Akron | Akron City Campus | 75 Arch | 4th Floor | 2023-07-27 15:07 | Low
No | 064761 | Ophthalmoscope / Otoscopes | 777 Green Series Diagnostic Wall System | NSN | Hill-Rom / Welch Allyn | Emergency Department (ED) - ACH | Akron | Akron City Campus | Akron City Hospital | Ground Floor | 2024-11-13 09:06 | Low
No | 064763 | Ophthalmoscope / Otoscopes | 777 Green Series Diagnostic Wall System | NSN | Hill-Rom / Welch Allyn | Emergency Department (ED) - ACH | Akron | Akron City Campus | Akron City Hospital | Ground Floor | 2024-11-13 09:08 | Low
No | 064765 | Ophthalmoscope / Otoscopes | 777 Green Series Diagnostic Wall System | NSN | Hill-Rom / Welch Allyn | Emergency Department (ED) - ACH | Akron | Akron City Campus | Akron City Hospital | Ground Floor | 2024-11-13 09:08 | Low
No | 064767 | Ophthalmoscope / Otoscopes | 777 Green Series Diagnostic Wall System | NSN | Hill-Rom / Welch Allyn | Emergency Department (ED) - ACH | Akron | Akron City Campus | Akron City Hospital | Ground Floor | 2024-11-13 09:07 | Low
No | 064780 | Ophthalmoscope / Otoscopes | 777 Green Series Diagnostic Wall System | 408282 | Hill-Rom / Welch Allyn | 3 West - Trauma/Neuro Progressive Care Unit (PCU) | Akron | Akron City Campus | Akron City Hospital | 3rd Floor | 2024-10-23 10:12 | Low
No | 065027 | Ophthalmoscope / Otoscopes | 777 Green Series Diagnostic Wall System | Unknown | Hill-Rom / Welch Allyn | Internal Medicine - ACH | Akron | Akron City Campus | 75 Arch | 4th Floor | 2025-03-14 13:10 | Low
No | 065055 | Ophthalmoscope / Otoscopes | 777 Green Series Diagnostic Wall System | NA | Hill-Rom / Welch Allyn | Pride Clinic | Akron | Chapel Hill Campus | Summa Health Chapel Hill | Ground Floor | 2025-02-28 07:40 | Low
No | 065058 | Ophthalmoscope / Otoscopes | 777 Green Series Diagnostic Wall System | NA | Hill-Rom / Welch Allyn | Pride Clinic | Akron | Chapel Hill Campus | Summa Health Chapel Hill | Ground Floor | 2025-02-28 07:40 | Low
No | 065062 | Ophthalmoscope / Otoscopes | 777 Green Series Diagnostic Wall System | NA | Hill-Rom / Welch Allyn | Pride Clinic | Akron | Chapel Hill Campus | Summa Health Chapel Hill | Ground Floor | 2025-02-28 07:40 | Low
No | 065066 | Ophthalmoscope / Otoscopes | 777 Green Series Diagnostic Wall System | NA | Hill-Rom / Welch Allyn | Pride Clinic | Akron | Chapel Hill Campus | Summa Health Chapel Hill | Ground Floor | 2025-02-28 07:40 | Low
No | 065069 | Ophthalmoscope / Otoscopes | 777 Green Series Diagnostic Wall System | NA | Hill-Rom / Welch Allyn | Pride Clinic | Akron | Chapel Hill Campus | Summa Health Chapel Hill | Ground Floor | 2025-02-28 07:40 | Low
No | 065072 | Ophthalmoscope / Otoscopes | 777 Green Series Diagnostic Wall System | NA | Hill-Rom / Welch Allyn | Pride Clinic | Akron | Chapel Hill Campus | Summa Health Chapel Hill | Ground Floor | 2025-02-28 07:40 | Low
No | 065202 | Ophthalmoscope / Otoscopes | 777 Green Series Diagnostic Wall System | NA | Hill-Rom / Welch Allyn | Pride Clinic | Akron | Chapel Hill Campus | Summa Health Chapel Hill | Ground Floor | 2025-02-28 07:40 | Low
No | 065205 | Ophthalmoscope / Otoscopes | 777 Green Series Diagnostic Wall System | NA | Hill-Rom / Welch Allyn | Pride Clinic | Akron | Chapel Hill Campus | Summa Health Chapel Hill | Ground Floor | 2025-02-28 07:40 | Low
No | 065208 | Ophthalmoscope / Otoscopes | 777 Green Series Diagnostic Wall System | NA | Hill-Rom / Welch Allyn | Pride Clinic | Akron | Chapel Hill Campus | Summa Health Chapel Hill | Ground Floor | 2025-02-28 07:40 | Low
No | 065211 | Ophthalmoscope / Otoscopes | 777 Green Series Diagnostic Wall System | NA | Hill-Rom / Welch Allyn | Pride Clinic | Akron | Chapel Hill Campus | Summa Health Chapel Hill | Ground Floor | 2025-02-28 07:40 | Low
No | 065214 | Ophthalmoscope / Otoscopes | 777 Green Series Diagnostic Wall System | NA | Hill-Rom / Welch Allyn | Pride Clinic | Akron | Chapel Hill Campus | Summa Health Chapel Hill | Ground Floor | 2025-02-28 07:40 | Low
No | 065217 | Ophthalmoscope / Otoscopes | 777 Green Series Diagnostic Wall System | NA | Hill-Rom / Welch Allyn | Pride Clinic | Akron | Chapel Hill Campus | Summa Health Chapel Hill | Ground Floor | 2025-02-28 07:40 | Low
No | 065220 | Ophthalmoscope / Otoscopes | 777 Green Series Diagnostic Wall System | NA | Hill-Rom / Welch Allyn | Pride Clinic | Akron | Chapel Hill Campus | Summa Health Chapel Hill | Ground Floor | 2025-02-28 07:40 | Low
No | 065223 | Ophthalmoscope / Otoscopes | 777 Green Series Diagnostic Wall System | NA | Hill-Rom / Welch Allyn | Pride Clinic | Akron | Chapel Hill Campus | Summa Health Chapel Hill | Ground Floor | 2025-02-28 07:40 | Low
No | 065225 | Ophthalmoscope / Otoscopes | 777 Green Series Diagnostic Wall System | NA | Hill-Rom / Welch Allyn | Pride Clinic | Akron | Chapel Hill Campus | Summa Health Chapel Hill | Ground Floor | 2025-02-28 07:40 | Low
No | 065228 | Ophthalmoscope / Otoscopes | 777 Green Series Diagnostic Wall System | NA | Hill-Rom / Welch Allyn | Pride Clinic | Akron | Chapel Hill Campus | Summa Health Chapel Hill | Ground Floor | 2025-02-28 07:40 | Low
No | 070027 | Ophthalmoscope / Otoscopes | 777 Green Series Diagnostic Wall System | No serial | Hill-Rom / Welch Allyn | Breast Center - SB | Barberton | Barberton Campus | Parkview Pavilion | Ground Floor | 2023-03-24 14:23 | Low
No | 070079 | Ophthalmoscope / Otoscopes | 777 Green Series Diagnostic Wall System | No Serial | Hill-Rom / Welch Allyn | Endocrinology - Green | Barberton | Green Campus | 1790 Graybill Road | 2nd Floor | 2023-07-28 08:23 | Low
No | 070082 | Ophthalmoscope / Otoscopes | 777 Green Series Diagnostic Wall System | No Serial | Hill-Rom / Welch Allyn | Endocrinology - Green | Barberton | Green Campus | 1790 Graybill Road | 2nd Floor | 2023-07-28 08:23 | Low
No | 070084 | Ophthalmoscope / Otoscopes | 777 Green Series Diagnostic Wall System | No Serial | Hill-Rom / Welch Allyn | Endocrinology - Green | Barberton | Green Campus | 1790 Graybill Road | 2nd Floor | 2023-07-28 08:23 | Low
No | 070086 | Ophthalmoscope / Otoscopes | 777 Green Series Diagnostic Wall System | No Serial | Hill-Rom / Welch Allyn | Endocrinology - Green | Barberton | Green Campus | 1790 Graybill Road | 2nd Floor | 2023-07-28 08:23 | Low
No | 070089 | Ophthalmoscope / Otoscopes | 777 Green Series Diagnostic Wall System | No Serial | Hill-Rom / Welch Allyn | Endocrinology - Green | Barberton | Green Campus | 1790 Graybill Road | 2nd Floor | 2023-07-28 08:23 | Low
No | 070092 | Ophthalmoscope / Otoscopes | 777 Green Series Diagnostic Wall System | No Serial | Hill-Rom / Welch Allyn | Endocrinology - Green | Barberton | Green Campus | 1790 Graybill Road | 2nd Floor | 2023-07-28 08:23 | Low
No | 070094 | Ophthalmoscope / Otoscopes | 777 Green Series Diagnostic Wall System | No Serial | Hill-Rom / Welch Allyn | Endocrinology - Green | Barberton | Green Campus | 1790 Graybill Road | 2nd Floor | 2023-07-28 08:23 | Low
No | 070096 | Ophthalmoscope / Otoscopes | 777 Green Series Diagnostic Wall System | No Serial | Hill-Rom / Welch Allyn | Endocrinology - Green | Barberton | Green Campus | 1790 Graybill Road | 2nd Floor | 2023-07-28 08:23 | Low
No | 070098 | Ophthalmoscope / Otoscopes | 777 Green Series Diagnostic Wall System | No Serial | Hill-Rom / Welch Allyn | Endocrinology - Green | Barberton | Green Campus | 1790 Graybill Road | 2nd Floor | 2023-07-28 08:23 | Low
No | 070100 | Ophthalmoscope / Otoscopes | 777 Green Series Diagnostic Wall System | No Serial | Hill-Rom / Welch Allyn | Endocrinology - Green | Barberton | Green Campus | 1790 Graybill Road | 2nd Floor | 2023-07-28 09:58 | Low
No | 070314 | Ophthalmoscope / Otoscopes | 777 Green Series Diagnostic Wall System | No SN: Rm 1 | Hill-Rom / Welch Allyn | Preadmission Testing - SB | Barberton | Barberton Campus | Summa Barberton Hospital | Ground Floor | 2023-09-28 08:23 | Low
No | 070315 | Ophthalmoscope / Otoscopes | 777 Green Series Diagnostic Wall System | NO SN: Rm 2 | Hill-Rom / Welch Allyn | Preadmission Testing - SB | Barberton | Barberton Campus | Summa Barberton Hospital | Ground Floor | 2023-07-28 08:23 | Low
No | 070318 | Ophthalmoscope / Otoscopes | 777 Green Series Diagnostic Wall System | NO SN: Rm 3 | Hill-Rom / Welch Allyn | Preadmission Testing - SB | Barberton | Barberton Campus | Summa Barberton Hospital | Ground Floor | 2023-07-28 08:23 | Low
No | 070694 | Ophthalmoscope / Otoscopes | 901001 - Oto-Ophthalmoscope | 00732094338478 | Hill-Rom / Welch Allyn | 2 East - Cardiac Progressive Care Unit (PCU) - SB | Barberton | Barberton Campus | Summa Barberton Hospital | 2nd Floor | 2024-10-15 11:40 | Low
No | 026258 | Ophthalmoscope / Otoscopes | 92000 - Compac Set | Unknown | Hill-Rom / Welch Allyn | H4 - Mother/Baby Unit | Akron | Akron City Campus | H Tower | 4th Floor | 2009-12-02 | Low
No | 026259 | Ophthalmoscope / Otoscopes | 92000 - Compac Set | Unknown | Hill-Rom / Welch Allyn | H4 - Mother/Baby Unit | Akron | Akron City Campus | H Tower | 4th Floor | 2009-12-02 | Low
No | 028347 | Ophthalmoscope / Otoscopes | 92000 - Compac Set | Unknown | Hill-Rom / Welch Allyn | H4 - Mother/Baby Unit | Akron | Akron City Campus | H Tower | 4th Floor | 2011-01-07 | Low
No | 032936 | Ophthalmoscope / Otoscopes | 92000 - Compac Set | Unknown | Hill-Rom / Welch Allyn | Nursery - SB | Barberton | Barberton Campus | Summa Barberton Hospital | 3rd Floor | 2014-05-29 | Low
No | 032937 | Ophthalmoscope / Otoscopes | 92000 - Compac Set | Unknown | Hill-Rom / Welch Allyn | Nursery - SB | Barberton | Barberton Campus | Summa Barberton Hospital | 3rd Floor | 2014-05-29 | Low
No | 063724 | Ophthalmoscope / Otoscopes | Ri-Scope L | 014558 | Riester USA | Pulmonary | Akron | Akron City Campus | 75 Arch | 5th Floor | 2024-01-18 07:27 | Low
No | 070214 | Ophthalmoscope / Otoscopes | Ri-Scope L3 LED | 014525 | Riester USA | Sleep Medicine | Barberton | White Pond Campus | White Pond Medical Center | 3rd Floor | 2024-02-06 15:00 | Low
No | 039887 | Ophthalmoscope / Otoscopes | TM82613 - Otoscope Set with AA Handle, Soft Case | 05928 | Hill-Rom / Welch Allyn | Family Practice Center - SB | Barberton | Barberton Campus | Summa Barberton Hospital | 1st Floor | 2022-09-30 | Low
No | 070428 | Ophthalmoscope / Otoscopes | W-A71SM2NDX | No serial | Hill-Rom / Welch Allyn | Emergency Department (ED) - SBH | Barberton | Barberton Campus | Summa Barberton Hospital | Ground Floor | 2024-01-26 15:44 | Low
No | 015435 | Ophthalmoscopes, Indirect | 1202-P-6237 - All Pupil Ii Indirect Wireless Ophthalmoscope | 29859 | Keeler Instruments | Ophthalmology Clinic | Akron | Akron City Campus | 75 Arch | 4th Floor | 2004-02-23 | Low
No | 026392 | Ophthalmoscopes, Indirect | 1202-P-6237 - All Pupil Ii Indirect Wireless Ophthalmoscope | Unknown | Keeler Instruments | Ophthalmology | Akron | Akron City Campus | 75 Arch | 2nd Floor | 2010-09-03 | Low
No | 028149 | Ophthalmoscopes, Indirect | 1202-P-6237 - All Pupil Ii Indirect Wireless Ophthalmoscope | Unknown | Keeler Instruments | Ophthalmology | Akron | Akron City Campus | 75 Arch | 2nd Floor | 2010-10-20 | Low
No | 032498 | Ophthalmoscopes, Indirect | 1202-P-6237 - All Pupil Ii Indirect Wireless Ophthalmoscope | 56467 (below bulb) | Keeler Instruments | Operating Room | Akron | Akron City Campus | Akron City Hospital | 1st Floor | 2017-05-09 | Low
No | 052193 | Ophthalmoscopes, Indirect | 1202-P-6237 - All Pupil Ii Indirect Wireless Ophthalmoscope | Unknown | Keeler Instruments | Ophthalmology | Akron | Akron City Campus | 75 Arch | 2nd Floor | 2018-10-24 | Low
No | 058362 | Ophthalmoscopes, Indirect | 1202-P-6237 - All Pupil Ii Indirect Wireless Ophthalmoscope | Unknown | Keeler Instruments | Ophthalmology | Akron | Akron City Campus | 75 Arch | 2nd Floor | 2019-10-04 | Low
No | 058363 | Ophthalmoscopes, Indirect | 1202-P-6237 - All Pupil Ii Indirect Wireless Ophthalmoscope | Unknown | Keeler Instruments | Ophthalmology | Akron | Akron City Campus | 75 Arch | 2nd Floor | 2019-10-04 | Low
No | 058364 | Ophthalmoscopes, Indirect | 1202-P-6237 - All Pupil Ii Indirect Wireless Ophthalmoscope | Unknown | Keeler Instruments | Ophthalmology | Akron | Akron City Campus | 75 Arch | 2nd Floor | 2019-10-04 | Low
No | 058365 | Ophthalmoscopes, Indirect | 1202-P-6237 - All Pupil Ii Indirect Wireless Ophthalmoscope | Unknown | Keeler Instruments | Ophthalmology | Akron | Akron City Campus | 75 Arch | 2nd Floor | 2019-10-04 | Low
No | 058366 | Ophthalmoscopes, Indirect | 1202-P-6237 - All Pupil Ii Indirect Wireless Ophthalmoscope | Unknown | Keeler Instruments | Ophthalmology | Akron | Akron City Campus | 75 Arch | 2nd Floor | 2019-10-04 | Low
No | 058772 | Ophthalmoscopes, Indirect | 1202-P-6237 - All Pupil Ii Indirect Wireless Ophthalmoscope | Unknown | Keeler Instruments | Ophthalmology Clinic | Akron | Akron City Campus | 75 Arch | 4th Floor | 2020-03-16 | Low
No | 059224 | Ophthalmoscopes, Indirect | 1202-P-6237 - All Pupil Ii Indirect Wireless Ophthalmoscope | Unknown | Keeler Instruments | Ophthalmology | Akron | Akron City Campus | 75 Arch | 2nd Floor | 2020-09-14 | Low
No | 012219 | Ophthalmoscopes, Indirect | DuaLite - Indirect Light Source | G42225 | Keeler Instruments | Ophthalmology | Akron | Akron City Campus | 75 Arch | 2nd Floor | 1999-04-30 | Low
No | 062038 | Orthoses, Lower Limb, Total, Gait, Powered | EksoNR - Eksonr | 100549 | Ekso Bionics | Summa Rehab Hospital | Akron | Akron City Campus | Summa Rehab Hospital |  | 2022-06-24 | Low
No | 035639 | Oscilloscopes | 190M-2 - Scopemeter, 2 Channel | 37682701 | Fluke Biomedical | Health Tech Mgmt | Akron | Akron City Campus | ACH Admin Building | Ground Floor | 2017-03-02 | Low
No | 000880 | Oscilloscopes | 99B - Scope-Meter | DM6850370 | Fluke Biomedical | Health Tech Mgmt | Akron | Akron City Campus | H Tower | Basement | 1997-12-03 | Low
No | 028314 | Oscilloscopes | TDS2012C - 2 Ch 100Mhz 2Gs/S Oscope | C010100 | Tektronix | Health Tech Mgmt | Akron | Akron City Campus | ACH Admin Building | Ground Floor | 2010-11-24 | Low
No | 101-17564 | Osmometers, Freezing Point | 3300 - | 02050498P | Advanced Instruments | LAB General - SW | Barberton | Wadsworth Campus | Wadsworth-Rittman Medical Center | 1st Floor | 2005-06-01 | Low
No | 039304 | Osmometers, Freezing Point | Osmo1 | 21010105G | Advanced Instruments | LAB Critical Care - SB | Barberton | Barberton Campus | Summa Barberton Hospital | 6th Floor | 2021-04-06 | Low
No | 059895 | Osmometers, Freezing Point | Osmo1 | 21020151G | Advanced Instruments | LAB Critical Care | Akron | Akron City Campus | Akron City Hospital | Ground Floor | 2022-03-02 | Low
No | 061930 | Oximeters, Cerebral | 9515 - Root Monitor W/ O3 Cerebral Oximeter | 2000141774 | Masimo | Anesthesia | Akron | Akron City Campus | Akron City Hospital | 1st Floor | 2022-04-26 | Medium
No | 061931 | Oximeters, Cerebral | 9515 - Root Monitor W/ O3 Cerebral Oximeter | 2000141737 | Masimo | Anesthesia | Akron | Akron City Campus | Akron City Hospital | 1st Floor | 2022-04-26 | Medium
No | 061932 | Oximeters, Cerebral | 9515 - Root Monitor W/ O3 Cerebral Oximeter | 2000139367 | Masimo | Anesthesia | Akron | Akron City Campus | Akron City Hospital | 1st Floor | 2022-04-26 | Medium
No | 061933 | Oximeters, Cerebral | 9515 - Root Monitor W/ O3 Cerebral Oximeter | 2000141786 | Masimo | Anesthesia | Akron | Akron City Campus | Akron City Hospital | 1st Floor | 2022-04-26 | Medium
No | 501874034 | Oximeters, Pulse | 3150 - The Wristox2 | 501874034 | Nonin Medical | SCI - Cardio & Pulm Rehab | Akron | Akron City Campus | 95 Arch | Ground Floor | 2015-04-14 | Low
No | 501874035 | Oximeters, Pulse | 3150 - The Wristox2 | 501874035 | Nonin Medical | SCI - Cardio & Pulm Rehab | Akron | Akron City Campus | 95 Arch | Ground Floor | 2015-04-14 | Low
No | 502497979 | Oximeters, Pulse | 3150 - The Wristox2 | 502497979 | Nonin Medical | SCI - Cardio & Pulm Rehab | Akron | Akron City Campus | 95 Arch | Ground Floor | 2019-04-05 | Low
No | CE3895 | Oximeters, Pulse | 3302 - | 340069204 | Bci | Anesthesia - SB | Barberton | Barberton Campus | Summa Barberton Hospital | 2nd Floor | 2009-04-01 | Low
No | 033086 | Oximeters, Pulse | 4000 - Avant, Pulse Ox Base W/Bluetooth 4100 Spo2 | 500798700 | Nonin Medical | Infectious Disease Research | Akron | Akron City Campus | 75 Arch | 1st Floor | 2014-03-03 | Low
No | 028311 | Oximeters, Pulse | 6051-000-153 - 'Tuffsat' Handheld | FBTF05418 | Datex-Ohmeda | Infectious Disease Research | Akron | Akron City Campus | 75 Arch | 1st Floor | 2010-10-14 | Low
No | 024113 | Oximeters, Pulse | 9086 - Radical 7 | T002533 | Masimo | Pulmonary Function Testing | Akron | Akron City Campus | Akron City Hospital | 5th Floor | 2007-11-26 | Low
No | 025590 | Oximeters, Pulse | 9086 - Radical 7 | T001581 | Masimo | Respiratory Care | Akron | Akron City Campus | Akron City Hospital | 6th Floor | 2007-11-15 | Low
No | 024130 | Oximeters, Pulse | 9196 - Rad-5 | 535730 | Masimo | Receiving / Warehouse - COC | Akron | Distribution Center | Distribution Center | Ground Floor | 2007-11-20 | Low
No | 024133 | Oximeters, Pulse | 9196 - Rad-5 | 535752 | Masimo | Center for Corporate Health | Akron | Cuyahoga Falls Campus | Cuyahoga Falls Medical Center | Ground Floor | 2007-11-26 | Low
No | 024136 | Oximeters, Pulse | 9196 - Rad-5 | 535068 | Masimo | Respiratory Care | Akron | Akron City Campus | Akron City Hospital | 6th Floor | 2007-11-26 | Low
No | 024137 | Oximeters, Pulse | 9196 - Rad-5 | 535338 | Masimo | Respiratory Care | Akron | Akron City Campus | Akron City Hospital | 6th Floor | 2007-11-26 | Low
No | 024139 | Oximeters, Pulse | 9196 - Rad-5 | 535729 | Masimo | Respiratory Care | Akron | Akron City Campus | Akron City Hospital | 6th Floor | 2007-11-26 | Low
No | 024140 | Oximeters, Pulse | 9196 - Rad-5 | 535721 | Masimo | Respiratory Care | Akron | Akron City Campus | Akron City Hospital | 6th Floor | 2007-11-26 | Low
No | 024143 | Oximeters, Pulse | 9196 - Rad-5 | 535503 | Masimo | 7 West - Respiratory Unit | Akron | Akron City Campus | Akron City Hospital | 7th Floor | 2007-11-20 | Low
No | 024960 | Oximeters, Pulse | 9196 - Rad-5 | 535639 | Masimo | Outpatient Oncology - Akron | Akron | Akron City Campus | Cooper Cancer Center |  | 2007-08-21 | Low
No | 025585 | Oximeters, Pulse | 9196 - Rad-5 | 535567 | Masimo | H2 - Labor and Delivery Unit (L&D) | Akron | Akron City Campus | H Tower | 2nd Floor | 2023-01-02 13:03 | Low
No | 025663 | Oximeters, Pulse | 9196 - Rad-5 | N/A | Masimo | BHP 7 - Adult Subacute Psychiatric Unit | Akron | Akron City Campus | Juve Family BH Pavillion | 7th Floor | 2023-02-20 08:33 | Low
No | 025667 | Oximeters, Pulse | 9196 - Rad-5 | 535574 | Masimo | Respiratory Care | Akron | Akron City Campus | Akron City Hospital | 6th Floor | 2007-11-26 | Low
No | 025707 | Oximeters, Pulse | 9196 - Rad-5 | 535130 | Masimo | Outpatient Oncology - Akron | Akron | Akron City Campus | Cooper Cancer Center |  | 2007-11-26 | Low
No | 025715 | Oximeters, Pulse | 9196 - Rad-5 | 536956 | Masimo | Pulmonary Function Testing | Akron | Akron City Campus | 95 Arch | 1st Floor | 2023-06-30 08:36 | Low
No | 025726 | Oximeters, Pulse | 9196 - Rad-5 | 536895 | Masimo | PACU | Akron | Akron City Campus | Akron City Hospital | 1st Floor | 2007-11-26 | Low
No | 025727 | Oximeters, Pulse | 9196 - Rad-5 | 536778 | Masimo | Respiratory Care | Akron | Akron City Campus | Akron City Hospital | 6th Floor | 2007-11-26 | Low
No | 032664 | Oximeters, Pulse | 9196 - Rad-5 | N60142 | Masimo | H4 - Mother/Baby Unit | Akron | Akron City Campus | H Tower | 4th Floor | 2013-07-26 | Low
No | 032665 | Oximeters, Pulse | 9196 - Rad-5 | N59203 | Masimo | H4 - Mother/Baby Unit | Akron | Akron City Campus | H Tower | 4th Floor | 2013-07-26 | Low
No | 032666 | Oximeters, Pulse | 9196 - Rad-5 | N60280 | Masimo | H4 - Mother/Baby Unit | Akron | Akron City Campus | H Tower | 4th Floor | 2013-07-26 | Low
No | 038471 | Oximeters, Pulse | 9196 - Rad-5 | N41143 | Masimo | H2 - Labor and Delivery Unit (L&D) | Akron | Akron City Campus | H Tower | 2nd Floor | 2013-09-27 | Low
No | 050207 | Oximeters, Pulse | 9196 - Rad-5 | 536892 | Masimo | Emergency Department (ED) - Green | Barberton | Green Campus | Green Medical Center | Ground Floor | 2007-11-26 | Low
No | 062418 | Oximeters, Pulse | 9196 - Rad-5 | N50486 | Masimo | H2 - Labor and Delivery Unit (L&D) | Akron | Akron City Campus | H Tower | 2nd Floor | 2013-09-27 | Low
No | 062914 | Oximeters, Pulse | 9196 - Rad-5 | N90807 | Masimo | BHP 4 - Geropsych Unit | Akron | Akron City Campus | Juve Family BH Pavillion | 4th Floor | 2023-02-20 08:33 | Low
No | 063712 | Oximeters, Pulse | 9196 - Rad-5 | 535642 | Masimo | BHP 4 - Geropsych Unit | Akron | Akron City Campus | Juve Family BH Pavillion | 4th Floor | 2023-12-27 08:20 | Low
No | 070853 | Oximeters, Pulse | 9196 - Rad-5 | N04456 | Masimo | Emergency Department (ED) - SBH | Barberton | Barberton Campus | Summa Barberton Hospital | Ground Floor | 2009-04-01 | Low
No | CE7064 | Oximeters, Pulse | 9196 - Rad-5 | N41362 | Masimo | Nursery - SB | Barberton | Barberton Campus | Summa Barberton Hospital | 3rd Floor | 2013-09-27 | Low
No | CE7405 | Oximeters, Pulse | 9196 - Rad-5 | N40989 | Masimo | 1 West - Joint Center of Excellence (COE) | Barberton | Barberton Campus | Summa Barberton Hospital | 1st Floor | 2012-09-20 | Low
No | 027482 | Oximeters, Pulse | 9197 - Rad-5V | N26455 | Masimo | 6 West - Acute Care of the Elderly (ACE) Unit | Akron | Akron City Campus | Akron City Hospital | 6th Floor | 2011-01-11 | Low
No | 027483 | Oximeters, Pulse | 9197 - Rad-5V | N25569 | Masimo | 6 West - Acute Care of the Elderly (ACE) Unit | Akron | Akron City Campus | Akron City Hospital | 6th Floor | 2011-01-11 | Low
No | 027484 | Oximeters, Pulse | 9197 - Rad-5V | N24825 | Masimo | 6 West - Acute Care of the Elderly (ACE) Unit | Akron | Akron City Campus | Akron City Hospital | 6th Floor | 2011-01-11 | Low
No | 027863 | Oximeters, Pulse | 9197 - Rad-5V | N10417 | Masimo | 3 West - Trauma/Neuro Progressive Care Unit (PCU) | Akron | Akron City Campus | Akron City Hospital | 3rd Floor | 2009-10-12 | Low
No | 028063 | Oximeters, Pulse | 9197 - Rad-5V | N35385 | Masimo | 4 North - Medical Unit | Akron | Akron City Campus | Akron City Hospital | 4th Floor | 2011-10-20 | Low
No | 028064 | Oximeters, Pulse | 9197 - Rad-5V | 028064 | Masimo | 7 East - Oncology Medical Unit | Akron | Akron City Campus | Akron City Hospital | 7th Floor | 2011-10-20 | Low
No | 028078 | Oximeters, Pulse | 9197 - Rad-5V | N35692 | Masimo | Clinical Decision Unit (CDU) - ACH | Akron | Akron City Campus | H Tower | Ground Floor | 2011-12-09 | Low
No | 028827 | Oximeters, Pulse | 9197 - Rad-5V | N32302 | Masimo | Pulmonary Function Testing - Medina | Barberton | Medina Campus | Medina Medical Center |  | 2011-05-25 | Low
No | 029694 | Oximeters, Pulse | 9197 - Rad-5V | N71366 | Masimo | IMG Green MOB | Barberton | Green Campus | Green Medical Center | Ground Floor | 2014-10-23 | Low
No | 030518 | Oximeters, Pulse | 9197 - Rad-5V | N36716 | Masimo | Respiratory Care | Akron | Akron City Campus | Akron City Hospital | 6th Floor | 2011-12-21 | Low
No | 030521 | Oximeters, Pulse | 9197 - Rad-5V | N36511 | Masimo | 4 East - Detox Unit | Akron | Akron City Campus | Akron City Hospital | 4th Floor | 2011-12-21 | Low
No | 032003 | Oximeters, Pulse | 9197 - Rad-5V | N53859 | Masimo | Respiratory Care | Akron | Akron City Campus | Akron City Hospital | 6th Floor | 2013-01-24 | Low
No | 032053 | Oximeters, Pulse | 9197 - Rad-5V | N64406 | Masimo | H5 - Medical/Surgical Unit (MSU) | Akron | Akron City Campus | H Tower | 5th Floor | 2013-08-19 | Low
No | 032238 | Oximeters, Pulse | 9197 - Rad-5V | n61558 | Masimo | 7 West - Respiratory Unit | Akron | Akron City Campus | Akron City Hospital | 7th Floor | 2013-10-07 | Low
No | 032239 | Oximeters, Pulse | 9197 - Rad-5V | N61490 | Masimo | 7 West - Respiratory Unit | Akron | Akron City Campus | Akron City Hospital | 7th Floor | 2013-10-07 | Low
No | 032297 | Oximeters, Pulse | 9197 - Rad-5V | N103463 | Masimo | Respiratory Care | Akron | Akron City Campus | Akron City Hospital | 6th Floor | 2015-11-04 | Low
No | 032298 | Oximeters, Pulse | 9197 - Rad-5V | N97840 | Masimo | Respiratory Care | Akron | Akron City Campus | Akron City Hospital | 6th Floor | 2015-11-04 | Low
No | 033651 | Oximeters, Pulse | 9197 - Rad-5V | N160837 | Masimo | Respiratory Care | Akron | Akron City Campus | Akron City Hospital | 6th Floor | 2018-11-09 | Low
No | 033652 | Oximeters, Pulse | 9197 - Rad-5V | N160748 | Masimo | 3 West - Trauma/Neuro Progressive Care Unit (PCU) | Akron | Akron City Campus | Akron City Hospital | 3rd Floor | 2018-11-09 | Low
No | 033653 | Oximeters, Pulse | 9197 - Rad-5V | N160942 | Masimo | Health Tech Mgmt | Akron | Akron City Campus | ACH Admin Building | Ground Floor | 2018-11-09 | Low
No | 033654 | Oximeters, Pulse | 9197 - Rad-5V | N160755 | Masimo | Health Tech Mgmt | Akron | Akron City Campus | ACH Admin Building | Ground Floor | 2018-11-09 | Low
No | 033655 | Oximeters, Pulse | 9197 - Rad-5V | N160762 | Masimo | 4 West - CPI Progressive Care Unit (CPI-PCU) | Akron | Akron City Campus | Akron City Hospital | 4th Floor | 2018-11-09 | Low
No | 033656 | Oximeters, Pulse | 9197 - Rad-5V | N160832 | Masimo | Health Tech Mgmt | Akron | Akron City Campus | ACH Admin Building | Ground Floor | 2018-11-09 | Low
No | 033657 | Oximeters, Pulse | 9197 - Rad-5V | N160851 | Masimo | Health Tech Mgmt | Akron | Akron City Campus | ACH Admin Building | Ground Floor | 2018-11-09 | Low
No | 033658 | Oximeters, Pulse | 9197 - Rad-5V | N160854 | Masimo | Health Tech Mgmt | Akron | Akron City Campus | ACH Admin Building | Ground Floor | 2018-11-09 | Low
No | 034998 | Oximeters, Pulse | 9197 - Rad-5V | N127465 | Masimo | Respiratory Care | Akron | Akron City Campus | Akron City Hospital | 6th Floor | 2017-03-03 | Low
No | 034999 | Oximeters, Pulse | 9197 - Rad-5V | N127129 | Masimo | 7 West - Respiratory Unit | Akron | Akron City Campus | Akron City Hospital | 7th Floor | 2017-03-03 | Low
No | 035000 | Oximeters, Pulse | 9197 - Rad-5V | N127099 | Masimo | Respiratory Care | Akron | Akron City Campus | Akron City Hospital | 6th Floor | 2017-03-03 | Low
No | 036827 | Oximeters, Pulse | 9197 - Rad-5V | N03899 | Masimo | Nursery - SB | Barberton | Barberton Campus | Summa Barberton Hospital | 3rd Floor | 2009-04-01 | Low
No | 038078 | Oximeters, Pulse | 9197 - Rad-5V | N03913 | Masimo | 1 East - Medical/Surgical Unit (MSU) - SB | Barberton | Barberton Campus | Summa Barberton Hospital | 1st Floor | 2009-04-01 | Low
No | 038120 | Oximeters, Pulse | 9197 - Rad-5V | N04031 | Masimo | Center for Corp Health - SB | Barberton | Barberton Campus | Tuscora Park Pavilion | 1st Floor | 2009-04-01 | Low
No | 050800 | Oximeters, Pulse | 9197 - Rad-5V | N133142 | Masimo | 4 West - CPI Progressive Care Unit (CPI-PCU) | Akron | Akron City Campus | Akron City Hospital | 4th Floor | 2017-06-19 | Low
No | 050852 | Oximeters, Pulse | 9197 - Rad-5V | N64396 | Masimo | Respiratory Care | Akron | Akron City Campus | Akron City Hospital | 6th Floor | 2013-08-19 | Low
No | 050853 | Oximeters, Pulse | 9197 - Rad-5V | N61561 | Masimo | 5 East - Observation Unit | Akron | Akron City Campus | Akron City Hospital | 5th Floor | 2013-10-07 | Low
No | 050854 | Oximeters, Pulse | 9197 - Rad-5V | N35389 | Masimo | 6 West - Acute Care of the Elderly (ACE) Unit | Akron | Akron City Campus | Akron City Hospital | 6th Floor | 2017-04-11 | Low
No | 050855 | Oximeters, Pulse | 9197 - Rad-5V | N35690 | Masimo | Respiratory Care | Akron | Akron City Campus | Akron City Hospital | 6th Floor | 2011-12-09 | Low
No | 050870 | Oximeters, Pulse | 9197 - Rad-5V | N62227 | Masimo | H5 - Medical/Surgical Unit (MSU) | Akron | Akron City Campus | H Tower | 5th Floor | 2018-02-20 | Low
No | 050871 | Oximeters, Pulse | 9197 - Rad-5V | N03788 | Masimo | 7 West - Respiratory Unit | Akron | Akron City Campus | Akron City Hospital | 7th Floor | 2018-02-20 | Low
No | 051229 | Oximeters, Pulse | 9197 - Rad-5V | N54114 | Masimo | Family Medicine Center | Akron | Akron City Campus | 55 Arch | 3rd Floor | 2013-01-24 | Low
No | 051980 | Oximeters, Pulse | 9197 - Rad-5V | N127512 | Masimo | T1 - CTV Intensive Care Unit (CTV-ICU) | Akron | Akron City Campus | Critical Care Tower | 1st Floor | 2017-04-21 | Low
No | 051981 | Oximeters, Pulse | 9197 - Rad-5V | N127543 | Masimo | T1 - CTV Intensive Care Unit (CTV-ICU) | Akron | Akron City Campus | Critical Care Tower | 1st Floor | 2017-04-21 | Low
No | 051982 | Oximeters, Pulse | 9197 - Rad-5V | N127552 | Masimo | T1 - CTV Intensive Care Unit (CTV-ICU) | Akron | Akron City Campus | Critical Care Tower | 1st Floor | 2017-04-21 | Low
No | 054336 | Oximeters, Pulse | 9197 - Rad-5V | N131547 | Masimo | 5 North - Acuity Adaptable Unit (AAU) | Akron | Akron City Campus | Akron City Hospital | 4th Floor | 2017-04-11 | Low
No | 054337 | Oximeters, Pulse | 9197 - Rad-5V | N131469 | Masimo | 5 East - Observation Unit | Akron | Akron City Campus | Akron City Hospital | 5th Floor | 2017-04-11 | Low
No | 054338 | Oximeters, Pulse | 9197 - Rad-5V | N131573 | Masimo | 5 East - Observation Unit | Akron | Akron City Campus | Akron City Hospital | 5th Floor | 2017-04-11 | Low
No | 054340 | Oximeters, Pulse | 9197 - Rad-5V | N131323 | Masimo | 6 West - Acute Care of the Elderly (ACE) Unit | Akron | Akron City Campus | Akron City Hospital | 6th Floor | 2017-04-11 | Low
No | 054341 | Oximeters, Pulse | 9197 - Rad-5V | N131428 | Masimo | 6 West - Acute Care of the Elderly (ACE) Unit | Akron | Akron City Campus | Akron City Hospital | 6th Floor | 2017-04-11 | Low
No | 054352 | Oximeters, Pulse | 9197 - Rad-5V | N23941 | Masimo | 6 West - Acute Care of the Elderly (ACE) Unit | Akron | Akron City Campus | Akron City Hospital | 6th Floor | 2017-04-17 | Low
No | 054366 | Oximeters, Pulse | 9197 - Rad-5V | N132828 | Masimo | 4 West - CPI Progressive Care Unit (CPI-PCU) | Akron | Akron City Campus | Akron City Hospital | 4th Floor | 2017-06-19 | Low
No | 054367 | Oximeters, Pulse | 9197 - Rad-5V | N132898 | Masimo | 4 West - CPI Progressive Care Unit (CPI-PCU) | Akron | Akron City Campus | Akron City Hospital | 4th Floor | 2017-06-19 | Low
No | 054416 | Oximeters, Pulse | 9197 - Rad-5V | N133688 | Masimo | 3 West - Trauma/Neuro Progressive Care Unit (PCU) | Akron | Akron City Campus | Akron City Hospital | 3rd Floor | 2017-06-13 | Low
No | 054417 | Oximeters, Pulse | 9197 - Rad-5V | N133581 | Masimo | 3 West - Trauma/Neuro Progressive Care Unit (PCU) | Akron | Akron City Campus | Akron City Hospital | 3rd Floor | 2017-06-13 | Low
No | 054418 | Oximeters, Pulse | 9197 - Rad-5V | N133531 | Masimo | 3 West - Trauma/Neuro Progressive Care Unit (PCU) | Akron | Akron City Campus | Akron City Hospital | 3rd Floor | 2017-06-13 | Low
No | 056731 | Oximeters, Pulse | 9197 - Rad-5V | N97316 | Masimo | Internal Medicine - ACH | Akron | Akron City Campus | 75 Arch | 4th Floor | 2019-04-04 | Low
No | 059027 | Oximeters, Pulse | 9197 - Rad-5V | N13798 | Masimo | SCI - Cardio & Pulm Rehab | Akron | Akron City Campus | 95 Arch | Ground Floor | 2010-02-08 | Low
No | 060904 | Oximeters, Pulse | 9197 - Rad-5V | N245033 | Masimo | Respiratory Care | Akron | Akron City Campus | Akron City Hospital | 6th Floor | 2021-10-01 | Low
No | 060905 | Oximeters, Pulse | 9197 - Rad-5V | N245037 | Masimo | 5 East - Observation Unit | Akron | Akron City Campus | Akron City Hospital | 5th Floor | 2021-10-01 | Low
No | 062417 | Oximeters, Pulse | 9197 - Rad-5V | N39569 | Masimo | H2 - Labor and Delivery Unit (L&D) | Akron | Akron City Campus | H Tower | 2nd Floor | 2022-12-27 08:47 | Low
No | 063882 | Oximeters, Pulse | 9197 - Rad-5V | N13783 | Masimo | 4 South - Medical/Surgical Unit (MSU) - SB | Barberton | Barberton Campus | Summa Barberton Hospital | 4th Floor | 2010-02-08 | Low
No | 101-21271 | Oximeters, Pulse | 9197 - Rad-5V | N35083 | Masimo | Respiratory Care - SW | Barberton | Wadsworth Campus | Wadsworth-Rittman Medical Center | 1st Floor | 2012-01-19 | Low
No | 101-21272 | Oximeters, Pulse | 9197 - Rad-5V | N35085 | Masimo | Health Tech Mgmt - SB | Barberton | Barberton Campus | Summa Barberton Hospital | 5th Floor | 2012-01-19 | Low
No | 101-21273 | Oximeters, Pulse | 9197 - Rad-5V | N35102 | Masimo | Respiratory Care - SW | Barberton | Wadsworth Campus | Wadsworth-Rittman Medical Center | 1st Floor | 2012-01-18 | Low
No | CE5837 | Oximeters, Pulse | 9197 - Rad-5V | N03627 | Masimo | Emergency Department (ED) - SBH | Barberton | Barberton Campus | Summa Barberton Hospital | Ground Floor | 2009-04-01 | Low
No | CE5839 | Oximeters, Pulse | 9197 - Rad-5V | N04039 | Masimo | Respiratory Care - SB | Barberton | Barberton Campus | Summa Barberton Hospital | 1st Floor | 2009-04-01 | Low
No | CE5840 | Oximeters, Pulse | 9197 - Rad-5V | N03822 | Masimo | 2 East - Cardiac Progressive Care Unit (PCU) - SB | Barberton | Barberton Campus | Summa Barberton Hospital | 2nd Floor | 2009-04-01 | Low
No | CE5841 | Oximeters, Pulse | 9197 - Rad-5V | N03811 | Masimo | 2 East - Cardiac Progressive Care Unit (PCU) - SB | Barberton | Barberton Campus | Summa Barberton Hospital | 2nd Floor | 2009-04-01 | Low
No | CE5842 | Oximeters, Pulse | 9197 - Rad-5V | N03813 | Masimo | Family Practice Center - SB | Barberton | Barberton Campus | Summa Barberton Hospital | 1st Floor | 2009-04-01 | Low
No | CE5844 | Oximeters, Pulse | 9197 - Rad-5V | N03814 | Masimo | Family Practice Center - SB | Barberton | Barberton Campus | Summa Barberton Hospital | 1st Floor | 2009-04-01 | Low
No | CE5868 | Oximeters, Pulse | 9197 - Rad-5V | N04033 | Masimo | 1 East - Medical/Surgical Unit (MSU) - SB | Barberton | Barberton Campus | Summa Barberton Hospital | 1st Floor | 2009-04-01 | Low
No | CE5869 | Oximeters, Pulse | 9197 - Rad-5V | N03932 | Masimo | Barberton Wound Care Center | Barberton | Barberton Campus | Summa Barberton Hospital | Ground Floor | 2009-04-01 | Low
No | CE5870 | Oximeters, Pulse | 9197 - Rad-5V | N03936 | Masimo | 2 East - Cardiac Progressive Care Unit (PCU) - SB | Barberton | Barberton Campus | Summa Barberton Hospital | 2nd Floor | 2009-04-01 | Low
No | CE5871 | Oximeters, Pulse | 9197 - Rad-5V | N03828 | Masimo | 4 South - Medical/Surgical Unit (MSU) - SB | Barberton | Barberton Campus | Summa Barberton Hospital | 4th Floor | 2009-04-01 | Low
No | CE5872 | Oximeters, Pulse | 9197 - Rad-5V | N03830 | Masimo | 4 South - Medical/Surgical Unit (MSU) - SB | Barberton | Barberton Campus | Summa Barberton Hospital | 4th Floor | 2009-04-01 | Low
No | CE5873 | Oximeters, Pulse | 9197 - Rad-5V | N04034 | Masimo | Sameday Surgery Center - SB | Barberton | Barberton Campus | Summa Barberton Hospital | 2nd Floor | 2009-04-01 | Low
No | CE5874 | Oximeters, Pulse | 9197 - Rad-5V | N03829 | Masimo | Respiratory Care - SW | Barberton | Wadsworth Campus | Wadsworth-Rittman Medical Center | 1st Floor | 2009-04-01 | Low
No | CE5875 | Oximeters, Pulse | 9197 - Rad-5V | N04032 | Masimo | Physical Therapy - SB | Barberton | Barberton Campus | Summa Barberton Hospital | 1st Floor | 2009-04-01 | Low
No | CE5876 | Oximeters, Pulse | 9197 - Rad-5V | N03927 | Masimo | 2 East - Cardiac Progressive Care Unit (PCU) - SB | Barberton | Barberton Campus | Summa Barberton Hospital | 2nd Floor | 2009-04-01 | Low
No | CE5877 | Oximeters, Pulse | 9197 - Rad-5V | N03623 | Masimo | Respiratory Care - SB | Barberton | Barberton Campus | Summa Barberton Hospital | 1st Floor | 2009-04-01 | Low
No | CE5878 | Oximeters, Pulse | 9197 - Rad-5V | N03826 | Masimo | Radiation Therapy - SB | Barberton | Barberton Campus | Parkview Pavilion | Ground Floor | 2009-04-01 | Low
No | CE5879 | Oximeters, Pulse | 9197 - Rad-5V | N04038 | Masimo | Radiation Therapy - SB | Barberton | Barberton Campus | Parkview Pavilion | Ground Floor | 2009-04-01 | Low
No | CE5880 | Oximeters, Pulse | 9197 - Rad-5V | N03625 | Masimo | Respiratory Care - SB | Barberton | Barberton Campus | Summa Barberton Hospital | 1st Floor | 2009-04-01 | Low
No | CE5881 | Oximeters, Pulse | 9197 - Rad-5V | N03821 | Masimo | Respiratory Care - SB | Barberton | Barberton Campus | Summa Barberton Hospital | 1st Floor | 2009-04-01 | Low
No | CE5882 | Oximeters, Pulse | 9197 - Rad-5V | N03933 | Masimo | Respiratory Care - SB | Barberton | Barberton Campus | Summa Barberton Hospital | 1st Floor | 2009-04-01 | Low
No | CE5883 | Oximeters, Pulse | 9197 - Rad-5V | N03937 | Masimo | Sameday Surgery Center - SB | Barberton | Barberton Campus | Summa Barberton Hospital | 2nd Floor | 2009-04-01 | Low
No | CE5884 | Oximeters, Pulse | 9197 - Rad-5V | N03624 | Masimo | Sameday Surgery Center - SB | Barberton | Barberton Campus | Summa Barberton Hospital | 2nd Floor | 2009-04-01 | Low
No | CE5885 | Oximeters, Pulse | 9197 - Rad-5V | N03816 | Masimo | Acuity Adaptable Unit (AAU) - SB | Barberton | Barberton Campus | Summa Barberton Hospital | 2nd Floor | 2009-04-01 | Low
No | CE5886 | Oximeters, Pulse | 9197 - Rad-5V | N03823 | Masimo | Acuity Adaptable Unit (AAU) - SB | Barberton | Barberton Campus | Summa Barberton Hospital | 2nd Floor | 2009-04-01 | Low
No | CE5887 | Oximeters, Pulse | 9197 - Rad-5V | N03898 | Masimo | Acuity Adaptable Unit (AAU) - SB | Barberton | Barberton Campus | Summa Barberton Hospital | 2nd Floor | 2009-04-01 | Low
No | CE5888 | Oximeters, Pulse | 9197 - Rad-5V | N03626 | Masimo | Sameday Surgery Center - SB | Barberton | Barberton Campus | Summa Barberton Hospital | 2nd Floor | 2009-04-01 | Low
No | CE5889 | Oximeters, Pulse | 9197 - Rad-5V | N03935 | Masimo | Respiratory Care - SB | Barberton | Barberton Campus | Summa Barberton Hospital | 1st Floor | 2009-04-01 | Low
No | CE5890 | Oximeters, Pulse | 9197 - Rad-5V | N03622 | Masimo | 2 East - Cardiac Progressive Care Unit (PCU) - SB | Barberton | Barberton Campus | Summa Barberton Hospital | 2nd Floor | 2009-04-01 | Low
No | CE5891 | Oximeters, Pulse | 9197 - Rad-5V | N04040 | Masimo | Respiratory Care - SB | Barberton | Barberton Campus | Summa Barberton Hospital | 1st Floor | 2009-04-01 | Low
No | CE5892 | Oximeters, Pulse | 9197 - Rad-5V | N03815 | Masimo | Respiratory Care - SB | Barberton | Barberton Campus | Summa Barberton Hospital | 1st Floor | 2009-04-01 | Low
No | CE5893 | Oximeters, Pulse | 9197 - Rad-5V | N03897 | Masimo | Respiratory Care - SB | Barberton | Barberton Campus | Summa Barberton Hospital | 1st Floor | 2009-04-01 | Low
No | CE5896 | Oximeters, Pulse | 9197 - Rad-5V | N04035 | Masimo | SCI - Cardiac Rehab - SB | Barberton | Barberton Campus | Summa Barberton Hospital | Ground Floor | 2009-04-01 | Low
No | CE5897 | Oximeters, Pulse | 9197 - Rad-5V | N03931 | Masimo | Respiratory Care - SB | Barberton | Barberton Campus | Summa Barberton Hospital | 1st Floor | 2009-04-01 | Low
No | CE5898 | Oximeters, Pulse | 9197 - Rad-5V | N03576 | Masimo | 4 South - Medical/Surgical Unit (MSU) - SB | Barberton | Barberton Campus | Summa Barberton Hospital | 4th Floor | 2009-04-01 | Low
No | CE5900 | Oximeters, Pulse | 9197 - Rad-5V | N03825 | Masimo | 1 East - Medical/Surgical Unit (MSU) - SB | Barberton | Barberton Campus | Summa Barberton Hospital | 1st Floor | 2009-04-01 | Low
No | CE6089 | Oximeters, Pulse | 9197 - Rad-5V | N13751 | Masimo | 4 South - Medical/Surgical Unit (MSU) - SB | Barberton | Barberton Campus | Summa Barberton Hospital | 4th Floor | 2010-02-08 | Low
No | CE6105 | Oximeters, Pulse | 9197 - Rad-5V | N16253 | Masimo | Barberton Wound Care Center | Barberton | Barberton Campus | Summa Barberton Hospital | Ground Floor | 2010-02-25 | Low
No | CE6290 | Oximeters, Pulse | 9197 - Rad-5V | N29185 | Masimo | Endoscopy - SB | Barberton | Barberton Campus | Summa Barberton Hospital | 2nd Floor | 2011-02-02 | Low
No | CE7038 | Oximeters, Pulse | 9197 - Rad-5V | N60225 | Masimo | Sameday Surgery Center - SW | Barberton | Wadsworth Campus | Wadsworth-Rittman Medical Center | 1st Floor | 2013-06-27 | Low
No | CE7241 | Oximeters, Pulse | 9197 - Rad-5V | N80552 | Masimo | 2 East - Cardiac Progressive Care Unit (PCU) - SB | Barberton | Barberton Campus | Summa Barberton Hospital | 2nd Floor | 2015-01-05 | Low
No | CE7463 | Oximeters, Pulse | 9197 - Rad-5V | N93090 | Masimo | 2 East - Cardiac Progressive Care Unit (PCU) - SB | Barberton | Barberton Campus | Summa Barberton Hospital | 2nd Floor | 2016-01-05 | Low
No | CE8020 | Oximeters, Pulse | 9197 - Rad-5V | N131499 | Masimo | 2 East - Cardiac Progressive Care Unit (PCU) - SB | Barberton | Barberton Campus | Summa Barberton Hospital | 2nd Floor | 2017-07-12 | Low
No | CE8021 | Oximeters, Pulse | 9197 - Rad-5V | N131368 | Masimo | 2 East - Cardiac Progressive Care Unit (PCU) - SB | Barberton | Barberton Campus | Summa Barberton Hospital | 2nd Floor | 2017-07-12 | Low
No | CE8133 | Oximeters, Pulse | 9197 - Rad-5V | N41007 | Masimo | 1 West - Joint Center of Excellence (COE) | Barberton | Barberton Campus | Summa Barberton Hospital | 1st Floor | 2009-04-01 | Low
No | CE8671 | Oximeters, Pulse | 9197 - Rad-5V | N95586 | Masimo | 2 East - Cardiac Progressive Care Unit (PCU) - SB | Barberton | Barberton Campus | Summa Barberton Hospital | 2nd Floor | 2009-04-01 | Low
No | CE8737 | Oximeters, Pulse | 9197 - Rad-5V | N162689 | Masimo | 2 East - Cardiac Progressive Care Unit (PCU) - SB | Barberton | Barberton Campus | Summa Barberton Hospital | 2nd Floor | 2009-04-01 | Low
No | 034817 | Oximeters, Pulse | 9216 - Rad-57 | 750675 | Masimo | H5 - Medical/Surgical Unit (MSU) | Akron | Akron City Campus | H Tower | 5th Floor | 2016-08-08 | Low
No | 035611 | Oximeters, Pulse | 9216 - Rad-57 | 760259 | Masimo | Respiratory Care | Akron | Akron City Campus | Akron City Hospital | 6th Floor | 2015-04-29 | Low
No | 036119 | Oximeters, Pulse | 9216 - Rad-57 | 772030 | Masimo | 6 West - Acute Care of the Elderly (ACE) Unit | Akron | Akron City Campus | Akron City Hospital | 6th Floor | 2015-04-29 | Low
No | 036120 | Oximeters, Pulse | 9216 - Rad-57 | 771966 | Masimo | Summa Rehab Hospital | Akron | Akron City Campus | Summa Rehab Hospital |  | 2015-04-29 | Low
No | 036121 | Oximeters, Pulse | 9216 - Rad-57 | 771930 | Masimo | Summa Rehab Hospital | Akron | Akron City Campus | Summa Rehab Hospital |  | 2015-04-29 | Low
No | 036122 | Oximeters, Pulse | 9216 - Rad-57 | 771996 | Masimo | Summa Rehab Hospital | Akron | Akron City Campus | Summa Rehab Hospital |  | 2015-04-29 | Low
No | 036123 | Oximeters, Pulse | 9216 - Rad-57 | 771833 | Masimo | Summa Rehab Hospital | Akron | Akron City Campus | Summa Rehab Hospital |  | 2015-04-29 | Low
No | 036124 | Oximeters, Pulse | 9216 - Rad-57 | 771836 | Masimo | Summa Rehab Hospital | Akron | Akron City Campus | Summa Rehab Hospital |  | 2015-04-29 | Low
No | 036125 | Oximeters, Pulse | 9216 - Rad-57 | 771922 | Masimo | Respiratory Care | Akron | Akron City Campus | Akron City Hospital | 6th Floor | 2015-04-29 | Low
No | 036126 | Oximeters, Pulse | 9216 - Rad-57 | 771869 | Masimo | H5 - Medical/Surgical Unit (MSU) | Akron | Akron City Campus | H Tower | 5th Floor | 2015-04-29 | Low
No | 036127 | Oximeters, Pulse | 9216 - Rad-57 | 771909 | Masimo | SCI - Cardiac Rehab - SB | Barberton | Barberton Campus | Summa Barberton Hospital | Ground Floor | 2015-04-29 | Low
No | 036128 | Oximeters, Pulse | 9216 - Rad-57 | 771902 | Masimo | Bariatric Care - ACH | Akron | Akron City Campus | 95 Arch | 2nd Floor | 2015-04-29 | Low
No | 036129 | Oximeters, Pulse | 9216 - Rad-57 | 771886 | Masimo | SCI - Cardio & Pulm Rehab | Akron | Akron City Campus | 95 Arch | Ground Floor | 2015-04-29 | Low
No | 036130 | Oximeters, Pulse | 9216 - Rad-57 | 771871 | Masimo | 5 West - Cardiac Progressive Care Unit (PCU) | Akron | Akron City Campus | Akron City Hospital | 5th Floor | 2015-04-29 | Low
No | 036131 | Oximeters, Pulse | 9216 - Rad-57 | 772148 | Masimo | Sameday Surgery Center | Akron | Akron City Campus | H Tower | 1st Floor | 2015-04-29 | Low
No | 036132 | Oximeters, Pulse | 9216 - Rad-57 | 772138 | Masimo | Summa Rehab Hospital | Akron | Akron City Campus | Summa Rehab Hospital |  | 2015-04-29 | Low
No | 036133 | Oximeters, Pulse | 9216 - Rad-57 | 771920 | Masimo | 7 West - Respiratory Unit | Akron | Akron City Campus | Akron City Hospital | 7th Floor | 2015-06-22 | Low
No | 036135 | Oximeters, Pulse | 9216 - Rad-57 | 771845 | Masimo | H4 - Mother/Baby Unit | Akron | Akron City Campus | H Tower | 4th Floor | 2015-05-29 | Low
No | 036136 | Oximeters, Pulse | 9216 - Rad-57 | 772073 | Masimo | Family Medicine Center | Akron | Akron City Campus | 55 Arch | 3rd Floor | 2018-05-09 | Low
No | 036138 | Oximeters, Pulse | 9216 - Rad-57 | 771910 | Masimo | 3 West - Trauma/Neuro Progressive Care Unit (PCU) | Akron | Akron City Campus | Akron City Hospital | 3rd Floor | 2017-03-16 | Low
No | 036139 | Oximeters, Pulse | 9216 - Rad-57 | 771849 | Masimo | SCI - Cardio & Pulm Rehab | Akron | Akron City Campus | 95 Arch | Ground Floor | 2015-04-29 | Low
No | 036140 | Oximeters, Pulse | 9216 - Rad-57 | 771967 | Masimo | Internal Medicine | Akron | Akron City Campus | 55 Arch | 1st Floor | 2015-06-22 | Low
No | 036141 | Oximeters, Pulse | 9216 - Rad-57 | 771803 | Masimo | 6 West - Acute Care of the Elderly (ACE) Unit | Akron | Akron City Campus | Akron City Hospital | 6th Floor | 2015-04-29 | Low
No | 036142 | Oximeters, Pulse | 9216 - Rad-57 | 771940 | Masimo | 5 East - Observation Unit | Akron | Akron City Campus | Akron City Hospital | 5th Floor | 2015-04-29 | Low
No | 036145 | Oximeters, Pulse | 9216 - Rad-57 | 771840 | Masimo | 7 West - Respiratory Unit | Akron | Akron City Campus | Akron City Hospital | 7th Floor | 2017-08-10 | Low
No | 036146 | Oximeters, Pulse | 9216 - Rad-57 | 771854 | Masimo | Emergency Department (ED) - ACH | Akron | Akron City Campus | Akron City Hospital | Ground Floor | 2015-05-29 | Low
No | 036147 | Oximeters, Pulse | 9216 - Rad-57 | 771875 | Masimo | Emergency Department (ED) - ACH | Akron | Akron City Campus | Akron City Hospital | Ground Floor | 2015-05-29 | Low
No | 036148 | Oximeters, Pulse | 9216 - Rad-57 | 771888 | Masimo | Respiratory Care | Akron | Akron City Campus | Akron City Hospital | 6th Floor | 2015-04-29 | Low
No | 036149 | Oximeters, Pulse | 9216 - Rad-57 | 771872 | Masimo | Respiratory Care | Akron | Akron City Campus | Akron City Hospital | 6th Floor | 2015-04-29 | Low
No | 036151 | Oximeters, Pulse | 9216 - Rad-57 | 771913 | Masimo | Operating Room - SW | Barberton | Wadsworth Campus | Wadsworth-Rittman Medical Center | 1st Floor | 2015-04-29 | Low
No | 036152 | Oximeters, Pulse | 9216 - Rad-57 | 772097 | Masimo | Receiving / Warehouse - COC | Akron | Distribution Center | Distribution Center | Ground Floor | 2015-04-29 | Low
No | 036153 | Oximeters, Pulse | 9216 - Rad-57 | 772140 | Masimo | 5 West - Cardiac Progressive Care Unit (PCU) | Akron | Akron City Campus | Akron City Hospital | 5th Floor | 2015-04-29 | Low
No | 036154 | Oximeters, Pulse | 9216 - Rad-57 | 772052 | Masimo | Respiratory Care - SB | Barberton | Barberton Campus | Summa Barberton Hospital | 1st Floor | 2015-04-29 | Low
No | 036155 | Oximeters, Pulse | 9216 - Rad-57 | 771874 | Masimo | 2 East - Cardiac Progressive Care Unit (PCU) - SB | Barberton | Barberton Campus | Summa Barberton Hospital | 2nd Floor | 2015-04-29 | Low
No | 036156 | Oximeters, Pulse | 9216 - Rad-57 | 772132 | Masimo | 1 East - Medical/Surgical Unit (MSU) - SB | Barberton | Barberton Campus | Summa Barberton Hospital | 1st Floor | 2015-04-29 | Low
No | 036157 | Oximeters, Pulse | 9216 - Rad-57 | 772062 | Masimo | SCI - Cardio & Pulm Rehab | Akron | Akron City Campus | 95 Arch | Ground Floor | 2015-04-29 | Low
No | 036159 | Oximeters, Pulse | 9216 - Rad-57 | 771847 | Masimo | 7 West - Respiratory Unit | Akron | Akron City Campus | Akron City Hospital | 7th Floor | 2015-04-29 | Low
No | 036160 | Oximeters, Pulse | 9216 - Rad-57 | 772076 | Masimo | 3 West - Trauma/Neuro Progressive Care Unit (PCU) | Akron | Akron City Campus | Akron City Hospital | 3rd Floor | 2015-04-29 | Low
No | 036161 | Oximeters, Pulse | 9216 - Rad-57 | 772117 | Masimo | Health Tech Mgmt - SB | Barberton | Barberton Campus | Summa Barberton Hospital | 5th Floor | 2015-04-29 | Low
No | 036162 | Oximeters, Pulse | 9216 - Rad-57 | 772070 | Masimo | Sameday Surgery Center - SB | Barberton | Barberton Campus | Summa Barberton Hospital | 2nd Floor | 2015-04-29 | Low
No | 036163 | Oximeters, Pulse | 9216 - Rad-57 | 771887 | Masimo | 2 East - Cardiac Progressive Care Unit (PCU) - SB | Barberton | Barberton Campus | Summa Barberton Hospital | 2nd Floor | 2015-04-29 | Low
No | 036165 | Oximeters, Pulse | 9216 - Rad-57 | 771862 | Masimo | Emergency Department (ED) - SBH | Barberton | Barberton Campus | Summa Barberton Hospital | Ground Floor | 2015-04-29 | Low
No | 036166 | Oximeters, Pulse | 9216 - Rad-57 | 772094 | Masimo | Receiving / Warehouse - COC | Akron | Distribution Center | Distribution Center | Ground Floor | 2015-04-29 | Low
No | 036168 | Oximeters, Pulse | 9216 - Rad-57 | 772082 | Masimo | 3 West - Trauma/Neuro Progressive Care Unit (PCU) | Akron | Akron City Campus | Akron City Hospital | 3rd Floor | 2015-04-29 | Low
No | 036169 | Oximeters, Pulse | 9216 - Rad-57 | 771944 | Masimo | Emergency Department (ED) - ACH | Akron | Akron City Campus | Akron City Hospital | Ground Floor | 2015-04-29 | Low
No | 036170 | Oximeters, Pulse | 9216 - Rad-57 | 771860 | Masimo | Respiratory Care - SB | Barberton | Barberton Campus | Summa Barberton Hospital | 1st Floor | 2015-04-29 | Low
No | 036171 | Oximeters, Pulse | 9216 - Rad-57 | 771846 | Masimo | SCI - Cardiac Rehab - SB | Barberton | Barberton Campus | Summa Barberton Hospital | Ground Floor | 2015-04-29 | Low
No | 036172 | Oximeters, Pulse | 9216 - Rad-57 | 771868 | Masimo | Bariatric Care - ACH | Akron | Akron City Campus | 95 Arch | 2nd Floor | 2015-04-29 | Low
No | 036173 | Oximeters, Pulse | 9216 - Rad-57 | 771956 | Masimo | Center for Senior Health | Akron | Akron City Campus | 75 Arch | Ground Floor | 2015-04-29 | Low
No | 036174 | Oximeters, Pulse | 9216 - Rad-57 | 771914 | Masimo | Receiving / Warehouse - COC | Akron | Distribution Center | Distribution Center | Ground Floor | 2015-04-29 | Low
No | 036175 | Oximeters, Pulse | 9216 - Rad-57 | 771807 | Masimo | Operating Room - SW | Barberton | Wadsworth Campus | Wadsworth-Rittman Medical Center | 1st Floor | 2015-04-29 | Low
No | 036176 | Oximeters, Pulse | 9216 - Rad-57 | 771816 | Masimo | 5 North - Acuity Adaptable Unit (AAU) | Akron | Akron City Campus | Akron City Hospital | 4th Floor | 2015-04-29 | Low
No | 036178 | Oximeters, Pulse | 9216 - Rad-57 | 771859 | Masimo | Health Tech Mgmt | Akron | Akron City Campus | ACH Admin Building | Ground Floor | 2015-04-29 | Low
No | 036179 | Oximeters, Pulse | 9216 - Rad-57 | 772033 | Masimo | Health Tech Mgmt - SB | Barberton | Barberton Campus | Summa Barberton Hospital | 5th Floor | 2015-04-29 | Low
No | 036181 | Oximeters, Pulse | 9216 - Rad-57 | 771882 | Masimo | Center for Senior Health | Akron | Akron City Campus | 75 Arch | Ground Floor | 2015-04-29 | Low
No | 036183 | Oximeters, Pulse | 9216 - Rad-57 | 771770 | Masimo | Operating Room - SW | Barberton | Wadsworth Campus | Wadsworth-Rittman Medical Center | 1st Floor | 2015-04-29 | Low
No | 036184 | Oximeters, Pulse | 9216 - Rad-57 | 771841 | Masimo | 3 West - Trauma/Neuro Progressive Care Unit (PCU) | Akron | Akron City Campus | Akron City Hospital | 3rd Floor | 2015-04-29 | Low
No | 036185 | Oximeters, Pulse | 9216 - Rad-57 | 772069 | Masimo | Bariatric Care - ACH | Akron | Akron City Campus | 95 Arch | 2nd Floor | 2015-04-29 | Low
No | 036186 | Oximeters, Pulse | 9216 - Rad-57 | 771879 | Masimo | 4 South - Medical/Surgical Unit (MSU) - SB | Barberton | Barberton Campus | Summa Barberton Hospital | 4th Floor | 2015-04-29 | Low
No | 036187 | Oximeters, Pulse | 9216 - Rad-57 | 772040 | Masimo | 6 West - Acute Care of the Elderly (ACE) Unit | Akron | Akron City Campus | Akron City Hospital | 6th Floor | 2015-04-29 | Low
No | 036188 | Oximeters, Pulse | 9216 - Rad-57 | 772061 | Masimo | Ophthalmology Clinic | Akron | Akron City Campus | 75 Arch | 4th Floor | 2015-04-29 | Low
No | 036189 | Oximeters, Pulse | 9216 - Rad-57 | 772095 | Masimo | Women's Health Center | Akron | Akron City Campus | 75 Arch | Basement | 2015-04-29 | Low
No | 036190 | Oximeters, Pulse | 9216 - Rad-57 | 771844 | Masimo | Emergency Department (ED) - SBH | Barberton | Barberton Campus | Summa Barberton Hospital | Ground Floor | 2015-04-29 | Low
No | 036191 | Oximeters, Pulse | 9216 - Rad-57 | 771908 | Masimo | H6 - Surgical Progressive Care Unit (PCU) | Akron | Akron City Campus | H Tower | 6th Floor | 2015-04-29 | Low
No | 036192 | Oximeters, Pulse | 9216 - Rad-57 | 772042 | Masimo | Emergency Department (ED) - SBH | Barberton | Barberton Campus | Summa Barberton Hospital | Ground Floor | 2015-04-29 | Low
No | 036215 | Oximeters, Pulse | 9216 - Rad-57 | 772048 | Masimo | Respiratory Care | Akron | Akron City Campus | Akron City Hospital | 6th Floor | 2015-04-29 | Low
No | 036221 | Oximeters, Pulse | 9216 - Rad-57 | 771945 | Masimo | Emergency Department (ED) - Wadsworth | Barberton | Wadsworth Campus | Wadsworth Emergency Bldg | Ground Floor | 2006-06-08 | Low
No | 036231 | Oximeters, Pulse | 9216 - Rad-57 | 771864 | Masimo | 5 West - Cardiac Progressive Care Unit (PCU) | Akron | Akron City Campus | Akron City Hospital | 5th Floor | 2015-04-29 | Low
No | 036243 | Oximeters, Pulse | 9216 - Rad-57 | 771919 | Masimo | 4 West - CPI Progressive Care Unit (CPI-PCU) | Akron | Akron City Campus | Akron City Hospital | 4th Floor | 2015-04-29 | Low
No | 036244 | Oximeters, Pulse | 9216 - Rad-57 | 771802 | Masimo | 5 North - Acuity Adaptable Unit (AAU) | Akron | Akron City Campus | Akron City Hospital | 4th Floor | 2015-04-29 | Low
No | 036245 | Oximeters, Pulse | 9216 - Rad-57 | 771856 | Masimo | 4 West - CPI Progressive Care Unit (CPI-PCU) | Akron | Akron City Campus | Akron City Hospital | 4th Floor | 2015-04-29 | Low
No | 036247 | Oximeters, Pulse | 9216 - Rad-57 | 771810 | Masimo | 5 West - Cardiac Progressive Care Unit (PCU) | Akron | Akron City Campus | Akron City Hospital | 5th Floor | 2015-04-29 | Low
No | 036248 | Oximeters, Pulse | 9216 - Rad-57 | 771926 | Masimo | Respiratory Care | Akron | Akron City Campus | Akron City Hospital | 6th Floor | 2015-04-29 | Low
No | 036249 | Oximeters, Pulse | 9216 - Rad-57 | 771765 | Masimo | 5 West - Cardiac Progressive Care Unit (PCU) | Akron | Akron City Campus | Akron City Hospital | 5th Floor | 2015-04-29 | Low
No | 036250 | Oximeters, Pulse | 9216 - Rad-57 | 771950 | Masimo | PACU | Akron | Akron City Campus | Akron City Hospital | 1st Floor | 2015-05-29 | Low
No | 036251 | Oximeters, Pulse | 9216 - Rad-57 | 771855 | Masimo | 5 North - Acuity Adaptable Unit (AAU) | Akron | Akron City Campus | Akron City Hospital | 4th Floor | 2015-04-29 | Low
No | 036252 | Oximeters, Pulse | 9216 - Rad-57 | 771883 | Masimo | 5 East - Observation Unit | Akron | Akron City Campus | Akron City Hospital | 5th Floor | 2015-04-29 | Low
No | 036253 | Oximeters, Pulse | 9216 - Rad-57 | 772037 | Masimo | 5 West - Cardiac Progressive Care Unit (PCU) | Akron | Akron City Campus | Akron City Hospital | 5th Floor | 2015-04-29 | Low
No | 036256 | Oximeters, Pulse | 9216 - Rad-57 | 772108 | Masimo | H5 - Medical/Surgical Unit (MSU) | Akron | Akron City Campus | H Tower | 5th Floor | 2015-04-29 | Low
No | 036259 | Oximeters, Pulse | 9216 - Rad-57 | 771848 | Masimo | Emergency Department (ED) - ACH | Akron | Akron City Campus | Akron City Hospital | Ground Floor | 2015-05-29 | Low
No | 036260 | Oximeters, Pulse | 9216 - Rad-57 | 771853 | Masimo | 5 West - Cardiac Progressive Care Unit (PCU) | Akron | Akron City Campus | Akron City Hospital | 5th Floor | 2015-04-29 | Low
No | 036261 | Oximeters, Pulse | 9216 - Rad-57 | 771983 | Masimo | Angiography | Akron | Akron City Campus | Akron City Hospital | 2nd Floor | 2015-04-29 | Low
No | 036262 | Oximeters, Pulse | 9216 - Rad-57 | 771941 | Masimo | 3 West - Trauma/Neuro Progressive Care Unit (PCU) | Akron | Akron City Campus | Akron City Hospital | 3rd Floor | 2015-04-29 | Low
No | 036263 | Oximeters, Pulse | 9216 - Rad-57 | 771969 | Masimo | 3 West - Trauma/Neuro Progressive Care Unit (PCU) | Akron | Akron City Campus | Akron City Hospital | 3rd Floor | 2015-04-29 | Low
No | 036264 | Oximeters, Pulse | 9216 - Rad-57 | 771948 | Masimo | 7 East - Oncology Medical Unit | Akron | Akron City Campus | Akron City Hospital | 7th Floor | 2015-06-22 | Low
No | 036265 | Oximeters, Pulse | 9216 - Rad-57 | 771942 | Masimo | 7 West - Respiratory Unit | Akron | Akron City Campus | Akron City Hospital | 7th Floor | 2015-06-22 | Low
No | 036266 | Oximeters, Pulse | 9216 - Rad-57 | 771935 | Masimo | SCI - Cardio & Pulm Rehab | Akron | Akron City Campus | 95 Arch | Ground Floor | 2015-04-29 | Low
No | 036267 | Oximeters, Pulse | 9216 - Rad-57 | 771842 | Masimo | Endoscopy | Akron | Akron City Campus | Akron City Hospital | Ground Floor | 2015-05-29 | Low
No | 036268 | Oximeters, Pulse | 9216 - Rad-57 | 77215 | Masimo | Outpatient Oncology - Akron | Akron | Akron City Campus | Cooper Cancer Center |  | 2018-02-01 | Low
No | 036269 | Oximeters, Pulse | 9216 - Rad-57 | 771893 | Masimo | 7 East - Oncology Medical Unit | Akron | Akron City Campus | Akron City Hospital | 7th Floor | 2015-06-22 | Low
No | 036270 | Oximeters, Pulse | 9216 - Rad-57 | 771819 | Masimo | Respiratory Care | Akron | Akron City Campus | Akron City Hospital | 6th Floor | 2015-06-22 | Low
No | 036272 | Oximeters, Pulse | 9216 - Rad-57 | 772100 | Masimo | H6 - Surgical Progressive Care Unit (PCU) | Akron | Akron City Campus | H Tower | 6th Floor | 2015-04-29 | Low
No | 036274 | Oximeters, Pulse | 9216 - Rad-57 | 772054 | Masimo | 5 West - Cardiac Progressive Care Unit (PCU) | Akron | Akron City Campus | Akron City Hospital | 5th Floor | 2015-04-29 | Low
No | 036275 | Oximeters, Pulse | 9216 - Rad-57 | 771952 | Masimo | 5 West - Cardiac Progressive Care Unit (PCU) | Akron | Akron City Campus | Akron City Hospital | 5th Floor | 2015-04-29 | Low
No | 036281 | Oximeters, Pulse | 9216 - Rad-57 | 771876 | Masimo | H6 - Surgical Progressive Care Unit (PCU) | Akron | Akron City Campus | H Tower | 6th Floor | 2015-04-29 | Low
No | 036282 | Oximeters, Pulse | 9216 - Rad-57 | 772147 | Masimo | 3 West - Trauma/Neuro Progressive Care Unit (PCU) | Akron | Akron City Campus | Akron City Hospital | 3rd Floor | 2015-04-29 | Low
No | 036283 | Oximeters, Pulse | 9216 - Rad-57 | 771870 | Masimo | SCI - Noninvasive Cardio Service | Akron | Akron City Campus | Akron City Hospital | Ground Floor | 2015-04-27 | Low
No | 036284 | Oximeters, Pulse | 9216 - Rad-57 | 771939 | Masimo | 7 East - Oncology Medical Unit | Akron | Akron City Campus | Akron City Hospital | 7th Floor | 2015-06-22 | Low
No | 036285 | Oximeters, Pulse | 9216 - Rad-57 | 771814 | Masimo | Emergency Department (ED) - ACH | Akron | Akron City Campus | Akron City Hospital | Ground Floor | 2015-05-29 | Low
No | 050199 | Oximeters, Pulse | 9216 - Rad-57 | 771947 | Masimo | H4 - Mother/Baby Unit | Akron | Akron City Campus | H Tower | 4th Floor | 2015-05-29 | Low
No | 050200 | Oximeters, Pulse | 9216 - Rad-57 | 771861 | Masimo | H4 - Mother/Baby Unit | Akron | Akron City Campus | H Tower | 4th Floor | 2015-04-29 | Low
No | 050856 | Oximeters, Pulse | 9216 - Rad-57 | 771977 | Masimo | 5 North - Acuity Adaptable Unit (AAU) | Akron | Akron City Campus | Akron City Hospital | 4th Floor | 2015-04-29 | Low
No | 050862 | Oximeters, Pulse | 9216 - Rad-57 | 771921 | Masimo | H4 - Mother/Baby Unit | Akron | Akron City Campus | H Tower | 4th Floor | 2015-05-29 | Low
No | 051213 | Oximeters, Pulse | 9216 - Rad-57 | 771818 | Masimo | Respiratory Care | Akron | Akron City Campus | Akron City Hospital | 6th Floor | 2015-04-29 | Low
No | 051222 | Oximeters, Pulse | 9216 - Rad-57 | 772068 | Masimo | Emergency Department (ED) - ACH | Akron | Akron City Campus | Akron City Hospital | Ground Floor | 2015-05-29 | Low
No | 052110 | Oximeters, Pulse | 9216 - Rad-57 | 763183 | Masimo | Plastic Surgery | Akron | Akron City Campus | 95 Arch | 2nd Floor | 2018-03-09 | Low
No | 055795 | Oximeters, Pulse | 9216 - Rad-57 | 772079 | Masimo | Emergency Department (ED) - ACH | Akron | Akron City Campus | Akron City Hospital | Ground Floor | 2015-05-29 | Low
No | 057662 | Oximeters, Pulse | 9216 - Rad-57 | 821799 | Masimo | H6 - Surgical Progressive Care Unit (PCU) | Akron | Akron City Campus | H Tower | 6th Floor | 2019-06-05 | Low
No | 057663 | Oximeters, Pulse | 9216 - Rad-57 | 821861 | Masimo | H6 - Surgical Progressive Care Unit (PCU) | Akron | Akron City Campus | H Tower | 6th Floor | 2019-06-05 | Low
No | 057664 | Oximeters, Pulse | 9216 - Rad-57 | 821869 | Masimo | H6 - Surgical Progressive Care Unit (PCU) | Akron | Akron City Campus | H Tower | 6th Floor | 2019-06-05 | Low
No | 057665 | Oximeters, Pulse | 9216 - Rad-57 | 521686 | Masimo | H6 - Surgical Progressive Care Unit (PCU) | Akron | Akron City Campus | H Tower | 6th Floor | 2019-06-05 | Low
No | 057666 | Oximeters, Pulse | 9216 - Rad-57 | 821871 | Masimo | H5 - Medical/Surgical Unit (MSU) | Akron | Akron City Campus | H Tower | 5th Floor | 2019-06-05 | Low
No | 057667 | Oximeters, Pulse | 9216 - Rad-57 | 821645 | Masimo | H5 - Medical/Surgical Unit (MSU) | Akron | Akron City Campus | H Tower | 5th Floor | 2019-06-05 | Low
No | 057668 | Oximeters, Pulse | 9216 - Rad-57 | 821825 | Masimo | H5 - Medical/Surgical Unit (MSU) | Akron | Akron City Campus | H Tower | 5th Floor | 2019-06-05 | Low
No | 057669 | Oximeters, Pulse | 9216 - Rad-57 | 821887 | Masimo | H5 - Medical/Surgical Unit (MSU) | Akron | Akron City Campus | H Tower | 5th Floor | 2019-06-05 | Low
No | 064922 | Oximeters, Pulse | 9216 - Rad-57 | 896467 | Masimo | 4 North - Medical Unit | Akron | Akron City Campus | Akron City Hospital | 4th Floor | 2025-01-03 09:04 | Low
No | 064923 | Oximeters, Pulse | 9216 - Rad-57 | 896429 | Masimo | 4 North - Medical Unit | Akron | Akron City Campus | Akron City Hospital | 4th Floor | 2025-01-03 09:04 | Low
No | 036127R | Oximeters, Pulse | 9216 - Rad-57 | 771817 | Masimo | Respiratory Care | Akron | Akron City Campus | Akron City Hospital | 6th Floor | 2015-04-29 | Low
No | 101-19884 | Oximeters, Pulse | 9216 - Rad-57 | 703102 | Masimo | Emergency Department (ED) - Wadsworth | Barberton | Wadsworth Campus | Wadsworth Emergency Bldg | Ground Floor | 2006-06-08 | Low
No | 036786 | Oximeters, Pulse | 9500 - Radical-7 | 1000053206 | Masimo | Barberton Wound Care Center | Barberton | Barberton Campus | Summa Barberton Hospital | Ground Floor | 2015-06-02 | Low
No | 036861 | Oximeters, Pulse | 9500 - Radical-7 | 1000053228 | Masimo | DMT Equipment Distribution - SB | Barberton | Barberton Campus | Summa Barberton Hospital | 5th Floor | 2015-06-02 | Low
No | 037864 | Oximeters, Pulse | 9500 - Radical-7 | 1000053345 | Masimo | DMT Equipment Distribution - SB | Barberton | Barberton Campus | Summa Barberton Hospital | 5th Floor | 2015-06-02 | Low
No | 038081 | Oximeters, Pulse | 9500 - Radical-7 | 1000053262 | Masimo | Respiratory Care - SB | Barberton | Barberton Campus | Summa Barberton Hospital | 1st Floor | 2015-06-11 | Low
No | 038802 | Oximeters, Pulse | 9500 - Radical-7 | 1000052401 | Masimo | Respiratory Care - SB | Barberton | Barberton Campus | Summa Barberton Hospital | 1st Floor | 2015-06-02 | Low
No | 038924 | Oximeters, Pulse | 9500 - Radical-7 | 1000053264 | Masimo | Respiratory Care - SB | Barberton | Barberton Campus | Summa Barberton Hospital | 1st Floor | 2015-04-29 | Low
No | 038925 | Oximeters, Pulse | 9500 - Radical-7 | 1000053516 | Masimo | Respiratory Care - SB | Barberton | Barberton Campus | Summa Barberton Hospital | 1st Floor | 2015-06-11 | Low
No | 051220 | Oximeters, Pulse | 9500 - Radical-7 | 1000053175 | Masimo | H2 - Labor and Delivery Unit (L&D) | Akron | Akron City Campus | H Tower | 2nd Floor | 2015-04-29 | Low
No | 054902 | Oximeters, Pulse | 9500 - Radical-7 | 1000052173 | Masimo | DMT Equipment Distribution | Akron | Akron City Campus | Akron City Hospital | Basement | 2015-04-29 | Low
No | 054904 | Oximeters, Pulse | 9500 - Radical-7 | 1000053279 | Masimo | DMT Equipment Distribution | Akron | Akron City Campus | Akron City Hospital | Basement | 2015-06-11 | Low
No | 054933 | Oximeters, Pulse | 9500 - Radical-7 | 1000053445 | Masimo | DMT Equipment Distribution | Akron | Akron City Campus | Akron City Hospital | Basement | 2015-06-11 | Low
No | 056090 | Oximeters, Pulse | 9500 - Radical-7 | 1000053221 | Masimo | Respiratory Care | Akron | Akron City Campus | Akron City Hospital | 6th Floor | 2015-06-22 | Low
No | 056091 | Oximeters, Pulse | 9500 - Radical-7 | 1000053210 | Masimo | Respiratory Care | Akron | Akron City Campus | Akron City Hospital | 6th Floor | 2015-06-22 | Low
No | 057202 | Oximeters, Pulse | 9500 - Radical-7 | 1000053247 | Masimo | Emergency Department (ED) - Green | Barberton | Green Campus | Green Medical Center | Ground Floor | 2015-04-29 | Low
No | 057247 | Oximeters, Pulse | 9500 - Radical-7 | 1000053315 | Masimo | SCI - Cardio & Pulm Rehab | Akron | Akron City Campus | 95 Arch | Ground Floor | 2015-04-29 | Low
No | 057756 | Oximeters, Pulse | 9500 - Radical-7 | 1000053178 | Masimo | Respiratory Care | Akron | Akron City Campus | ACH Admin Building | Ground Floor | 2015-06-11 | Low
No | 057757 | Oximeters, Pulse | 9500 - Radical-7 | 1000053224 | Masimo | DMT Equipment Distribution | Akron | Akron City Campus | Akron City Hospital | Basement | 2015-06-11 | Low
No | 057788 | Oximeters, Pulse | 9500 - Radical-7 | 1000053240 | Masimo | Anesthesia | Akron | Akron City Campus | Akron City Hospital | 1st Floor | 2015-04-29 | Low
No | 057833 | Oximeters, Pulse | 9500 - Radical-7 | 1000053356 | Masimo | DMT Equipment Distribution | Akron | Akron City Campus | Akron City Hospital | Basement | 2019-07-16 | Low
No | 057834 | Oximeters, Pulse | 9500 - Radical-7 | 1000053328 | Masimo | DMT Equipment Distribution | Akron | Akron City Campus | Akron City Hospital | Basement | 2019-07-16 | Low
No | 057835 | Oximeters, Pulse | 9500 - Radical-7 | 1000053338 | Masimo | H2 - Labor and Delivery Unit (L&D) | Akron | Akron City Campus | H Tower | 2nd Floor | 2019-07-16 | Low
No | 057836 | Oximeters, Pulse | 9500 - Radical-7 | 1000053254 | Masimo | DMT Equipment Distribution | Akron | Akron City Campus | Akron City Hospital | Basement | 2019-07-16 | Low
No | 057839 | Oximeters, Pulse | 9500 - Radical-7 | 1000054075 | Masimo | Respiratory Care | Akron | Akron City Campus | Akron City Hospital | 6th Floor | 2019-07-17 | Low
No | 059317 | Oximeters, Pulse | 9500 - Radical-7 | 1000053250 | Masimo | DMT Equipment Distribution | Akron | Akron City Campus | Akron City Hospital | Basement | 2015-06-11 | Low
No | 059318 | Oximeters, Pulse | 9500 - Radical-7 | 1000054047 | Masimo | Emergency Department (ED) - ACH | Akron | Akron City Campus | Akron City Hospital | Ground Floor | 2015-06-11 | Low
No | 059319 | Oximeters, Pulse | 9500 - Radical-7 | 1000053290 | Masimo | Emergency Department (ED) - ACH | Akron | Akron City Campus | Akron City Hospital | Ground Floor | 2015-05-29 | Low
No | 059320 | Oximeters, Pulse | 9500 - Radical-7 | 1000053341 | Masimo | Emergency Department (ED) - ACH | Akron | Akron City Campus | Akron City Hospital | Ground Floor | 2015-04-29 | Low
No | 059321 | Oximeters, Pulse | 9500 - Radical-7 | 1000053331 | Masimo | Emergency Department (ED) - ACH | Akron | Akron City Campus | Akron City Hospital | Ground Floor | 2015-04-29 | Low
No | 059322 | Oximeters, Pulse | 9500 - Radical-7 | 1000053232 | Masimo | Emergency Department (ED) - ACH | Akron | Akron City Campus | Akron City Hospital | Ground Floor | 2015-04-29 | Low
No | 059323 | Oximeters, Pulse | 9500 - Radical-7 | 1000053299 | Masimo | Emergency Department (ED) - ACH | Akron | Akron City Campus | Akron City Hospital | Ground Floor | 2015-04-29 | Low
No | 059767 | Oximeters, Pulse | 9500 - Radical-7 | 1000053218 | Masimo | H5 - Medical/Surgical Unit (MSU) | Akron | Akron City Campus | H Tower | 5th Floor | 2015-04-27 | Low
No | 059769 | Oximeters, Pulse | 9500 - Radical-7 | 1000053310 | Masimo | Respiratory Care | Akron | Akron City Campus | Akron City Hospital | 6th Floor | 2015-06-22 | Low
No | 059770 | Oximeters, Pulse | 9500 - Radical-7 | 1000053184 | Masimo | Respiratory Care | Akron | Akron City Campus | Akron City Hospital | 6th Floor | 2015-04-27 | Low
No | 059771 | Oximeters, Pulse | 9500 - Radical-7 | 1000053231 | Masimo | DMT Equipment Distribution | Akron | Akron City Campus | Akron City Hospital | Basement | 2015-06-22 | Low
No | 059772 | Oximeters, Pulse | 9500 - Radical-7 | 1000054172 | Masimo | Respiratory Care | Akron | Akron City Campus | Akron City Hospital | 6th Floor | 2015-04-29 | Low
No | 059773 | Oximeters, Pulse | 9500 - Radical-7 | 1000053277 | Masimo | Respiratory Care | Akron | Akron City Campus | Akron City Hospital | 6th Floor | 2015-04-27 | Low
No | 059774 | Oximeters, Pulse | 9500 - Radical-7 | 1000053242 | Masimo | Respiratory Care | Akron | Akron City Campus | Akron City Hospital | 6th Floor | 2015-06-02 | Low
No | 059991 | Oximeters, Pulse | 9500 - Radical-7 | 1000054036 | Masimo | Summa Rehab Hospital | Akron | Akron City Campus | Summa Rehab Hospital |  | 2015-04-29 | Low
No | 060126 | Oximeters, Pulse | 9500 - Radical-7 | 1000054109 | Masimo | Respiratory Care | Akron | Akron City Campus | Akron City Hospital | 6th Floor | 2015-06-11 | Low
No | 060315 | Oximeters, Pulse | 9500 - Radical-7 | 1000053352 | Masimo | Hemodialysis | Akron | Akron City Campus | Akron City Hospital | Ground Floor | 2015-04-29 | Low
No | 061926 | Oximeters, Pulse | 9500 - Radical-7 | 1000275540 | Masimo | Anesthesia | Akron | Akron City Campus | Akron City Hospital | 1st Floor | 2022-04-26 | Low
No | 061927 | Oximeters, Pulse | 9500 - Radical-7 | 1000275500 | Masimo | Anesthesia | Akron | Akron City Campus | Akron City Hospital | 1st Floor | 2022-04-26 | Low
No | 061928 | Oximeters, Pulse | 9500 - Radical-7 | 100075511 | Masimo | Anesthesia | Akron | Akron City Campus | Akron City Hospital | 1st Floor | 2022-04-26 | Low
No | 061929 | Oximeters, Pulse | 9500 - Radical-7 | 1000275488 | Masimo | Anesthesia | Akron | Akron City Campus | Akron City Hospital | 1st Floor | 2022-04-26 | Low
No | 061938 | Oximeters, Pulse | 9500 - Radical-7 | 1000053255 | Masimo | H5 - Medical/Surgical Unit (MSU) | Akron | Akron City Campus | H Tower | 5th Floor | 2015-06-11 | Low
No | 063858 | Oximeters, Pulse | 9500 - Radical-7 | 1000053343 | Masimo | DMT Equipment Distribution | Akron | Akron City Campus | Akron City Hospital | Basement | 2015-06-11 | Low
No | 063859 | Oximeters, Pulse | 9500 - Radical-7 | 1000053364 | Masimo | DMT Equipment Distribution | Akron | Akron City Campus | Akron City Hospital | Basement | 2015-06-11 | Low
No | 063860 | Oximeters, Pulse | 9500 - Radical-7 | 1000053350 | Masimo | DMT Equipment Distribution | Akron | Akron City Campus | Akron City Hospital | Basement | 2015-06-11 | Low
No | 063861 | Oximeters, Pulse | 9500 - Radical-7 | 1000053482 | Masimo | DMT Equipment Distribution | Akron | Akron City Campus | Akron City Hospital | Basement | 2024-05-17 07:22 | Low
No | 063864 | Oximeters, Pulse | 9500 - Radical-7 | 1000053237 | Masimo | DMT Equipment Distribution | Akron | Akron City Campus | Akron City Hospital | Basement | 2015-04-29 | Low
No | 063866 | Oximeters, Pulse | 9500 - Radical-7 | 1000053258 | Masimo | DMT Equipment Distribution | Akron | Akron City Campus | Akron City Hospital | Basement | 2024-06-03 12:55 | Low
No | 063869 | Oximeters, Pulse | 9500 - Radical-7 | 1000007439 | Masimo | DMT Equipment Distribution | Akron | Akron City Campus | Akron City Hospital | Basement | 2024-06-11 07:17 | Low
No | 063873 | Oximeters, Pulse | 9500 - Radical-7 | 1000053204 | Masimo | DMT Equipment Distribution | Akron | Akron City Campus | Akron City Hospital |  | 2015-06-02 | Low
No | 063994 | Oximeters, Pulse | 9500 - Radical-7 | 1000054033 | Masimo | DMT Equipment Distribution | Akron | Akron City Campus | Akron City Hospital | Basement | 2024-06-24 07:23 | Low
No | 064715 | Oximeters, Pulse | 9500 - Radical-7 | 1000348823 | Masimo | DMT Equipment Distribution | Akron | Akron City Campus | Akron City Hospital | Basement | 2024-10-25 13:39 | Low
No | 070124 | Oximeters, Pulse | 9500 - Radical-7 | 1000053288 | Masimo | Emergency Department (ED) - SBH | Barberton | Barberton Campus | Summa Barberton Hospital | Ground Floor | 2015-06-02 | Low
No | 070852 | Oximeters, Pulse | 9500 - Radical-7 | 1000349758 | Masimo | Respiratory Care - SB | Barberton | Barberton Campus | Summa Barberton Hospital | 5th Floor | 2025-02-03 | Low
No | 036063H | Oximeters, Pulse | 9500 - Radical-7 | 1000053282 | Masimo | Staff Development | Akron | Corporate Campus | Corporate Center |  | 2015-06-10 | Low
No | 036202H | Oximeters, Pulse | 9500 - Radical-7 | 1000053214 | Masimo | Respiratory Care - SB | Barberton | Barberton Campus | Summa Barberton Hospital | 1st Floor | 2015-06-02 | Low
No | 036206H | Oximeters, Pulse | 9500 - Radical-7 | 1000053234 | Masimo | Angiography - SB | Barberton | Barberton Campus | Summa Barberton Hospital | 2nd Floor | 2015-06-02 | Low
No | 036207H | Oximeters, Pulse | 9500 - Radical-7 | 1000053259 | Masimo | Health Tech Mgmt - SB | Barberton | Barberton Campus | Summa Barberton Hospital | 5th Floor | 2015-06-02 | Low
No | 036209H | Oximeters, Pulse | 9500 - Radical-7 | 1000053276 | Masimo | DMT Equipment Distribution - SB | Barberton | Barberton Campus | Summa Barberton Hospital | 5th Floor | 2015-06-02 | Low
No | 036220H | Oximeters, Pulse | 9500 - Radical-7 | 1000053205 | Masimo | DMT Equipment Distribution - SB | Barberton | Barberton Campus | Summa Barberton Hospital | 5th Floor | 2015-06-02 | Low
No | 064180 | Oximeters, Pulse | 9738 - Rad-97 | 3000200898 | Masimo | 7 West - Respiratory Unit | Akron | Akron City Campus | Akron City Hospital | 7th Floor | 2024-08-28 15:14 | Low
No | 064181 | Oximeters, Pulse | 9738 - Rad-97 | 3000200648 | Masimo | 7 West - Respiratory Unit | Akron | Akron City Campus | Akron City Hospital | 7th Floor | 2024-08-28 15:15 | Low
No | 064182 | Oximeters, Pulse | 9738 - Rad-97 | 3000200637 | Masimo | 7 West - Respiratory Unit | Akron | Akron City Campus | Akron City Hospital | 7th Floor | 2024-08-28 15:16 | Low
No | 064183 | Oximeters, Pulse | 9738 - Rad-97 | 3000200738 | Masimo | 7 West - Respiratory Unit | Akron | Akron City Campus | Akron City Hospital | 7th Floor | 2024-08-28 15:16 | Low
No | 064184 | Oximeters, Pulse | 9738 - Rad-97 | 3000200793 | Masimo | 7 West - Respiratory Unit | Akron | Akron City Campus | Akron City Hospital | 7th Floor | 2024-08-28 15:17 | Low
No | 056726 | Oximeters, Pulse | HCSMD400 | 181104700079 | Medline Industries | Internal Medicine - ACH | Akron | Akron City Campus | 75 Arch | 4th Floor | 2019-04-03 | Low
No | 056735 | Oximeters, Pulse | HCSMD400 | 181104700135 | Medline Industries | Summa Rehab Hospital | Akron | Akron City Campus | Summa Rehab Hospital |  | 2019-04-04 | Low
No | 059402 | Oximeters, Pulse | HCSMD400 | 202504700098 | Medline Industries | Summa Rehab Hospital | Akron | Akron City Campus | Summa Rehab Hospital |  | 2020-09-24 | Low
No | 061629 | Oximeters, Pulse | HCSMD400 | 211104700173 | Medline Industries | Summa Rehab Hospital | Akron | Akron City Campus | Summa Rehab Hospital |  | 2022-04-25 | Low
No | 063211 | Oximeters, Pulse | HCSMD400 | 221604700048 | Medline Industries | Summa Rehab Hospital | Akron | Akron City Campus | Summa Rehab Hospital |  | 2023-09-13 09:57 | Low
No | 064196 | Oximeters, Pulse | HCSMD400 | 222204700050 | Medline Industries | Internal Medicine | Akron | Akron City Campus | 55 Arch | 1st Floor | 2024-10-03 13:32 | Low
No | 101-21181 | Oximeters, Pulse | LM-850 - Oximeter, Pulse | XAK00GJ01213 | Landon Medical | Wadsworth Comm. Ctn. PT | Barberton | Wadsworth Campus | Wadsworth Community Center | 1st Floor | 2010-12-03 | Low
No | XAK00GJ01212 | Oximeters, Pulse | LM-850 - Oximeter, Pulse | XAK00GJ01212 | Landon Medical | Summa Rehab Hospital | Akron | Akron City Campus | Summa Rehab Hospital |  | 2010-12-03 | Low
No | CE4046 | Oximeters, Pulse | N-20 - Oximeter Pulse | 20863450 | Nellcor / Puritan Bennett | Rehab Services OP - SB | Barberton | Barberton Campus | Anna Dean Professional Park | Ground Floor | 2009-04-01 | Low
No | 022517 | Oximeters, Pulse | N-65 - Oximeter, Pulse | G06807269 | Nellcor / Puritan Bennett | Internal Medicine | Akron | Akron City Campus | 55 Arch | 1st Floor | 2006-03-30 | Low
No | 036361 | Oximeters, Pulse | N-65 - Oximeter, Pulse | P10807750 | Nellcor / Puritan Bennett | Internal Medicine Chapel Hill | Akron | Chapel Hill Campus | Summa Health Chapel Hill | Ground Floor | 2016-10-27 | Low
No | 015641 | Oximeters, Pulse | NPB-40 | G04822452 | Nellcor / Puritan Bennett | Center for Senior Health | Akron | Akron City Campus | 75 Arch | Ground Floor | 2004-07-14 | Low
No | 028310 | Oximeters, Pulse | NPB-40 | G007332200 | Nellcor / Puritan Bennett | Infectious Disease Research | Akron | Akron City Campus | 75 Arch | 1st Floor | 2010-10-14 | Low
No | 101-04894 | Oximeters, Pulse | NPB-40 | G98820553 | Nellcor / Puritan Bennett | Endoscopy - SW | Barberton | Wadsworth Campus | Wadsworth-Rittman Medical Center | 1st Floor | 2006-11-06 | Low
No | 101-04900 | Oximeters, Pulse | NPB-40 | G99820110 | Nellcor / Puritan Bennett | Operating Room - SW | Barberton | Wadsworth Campus | Wadsworth-Rittman Medical Center | 1st Floor | 2005-06-01 | Low
No | 101-04901 | Oximeters, Pulse | NPB-40 | G99820112 | Nellcor / Puritan Bennett | Emergency Department (ED) - Wadsworth | Barberton | Wadsworth Campus | Wadsworth Emergency Bldg | Ground Floor | 2006-07-28 | Low
No | 101-15357 | Oximeters, Pulse | NPB-40 | G00835868 | Nellcor / Puritan Bennett | Operating Room - SW | Barberton | Wadsworth Campus | Wadsworth-Rittman Medical Center | 1st Floor | 2005-06-01 | Low
No | 061181 | Oximeters, Pulse | Onyx Vantage Blue - Onyx Vantage Blue | 505677814 | Nonin Medical | Internal Medicine - ACH | Akron | Akron City Campus | 75 Arch | 4th Floor | 2021-11-05 | Low
No | 101-10000 | Oximeters, Pulse | Onyx Vantage Blue - Onyx Vantage Blue | 120391256 | Nonin Medical | Respiratory Care - SW | Barberton | Wadsworth Campus | Wadsworth-Rittman Medical Center | 1st Floor | 2006-12-19 | Low
No | 101-19505 | Oximeters, Pulse | Onyx Vantage Blue - Onyx Vantage Blue | 129444540 | Nonin Medical | Rehab Services Wadsworth - SW | Barberton | Wadsworth Campus | Wadsworth Community Center | 1st Floor | 2006-01-19 | Low
No | 101-20175 | Oximeters, Pulse | Onyx Vantage Blue - Onyx Vantage Blue | 500102318 | Nonin Medical | Rehab Services Wadsworth - SW | Barberton | Wadsworth Campus | Wadsworth Community Center | 1st Floor | 2007-04-26 | Low
No | 101-20176 | Oximeters, Pulse | Onyx Vantage Blue - Onyx Vantage Blue | 500102317 | Nonin Medical | Rehab Services Wadsworth - SW | Barberton | Wadsworth Campus | Wadsworth Community Center | 1st Floor | 2007-04-26 | Low
No | 101-20367 | Oximeters, Pulse | Onyx Vantage Blue - Onyx Vantage Blue | 120302357 | Nonin Medical | Respiratory Care - SW | Barberton | Wadsworth Campus | Wadsworth-Rittman Medical Center | 1st Floor | 2008-01-04 | Low
No | 101-21247 | Oximeters, Pulse | Onyx Vantage Blue - Onyx Vantage Blue | 501280976 | Nonin Medical | Respiratory Care - SW | Barberton | Wadsworth Campus | Wadsworth-Rittman Medical Center | 1st Floor | 2011-12-29 | Low
No | 101-21248 | Oximeters, Pulse | Onyx Vantage Blue - Onyx Vantage Blue | 501298664 | Nonin Medical | Respiratory Care - SW | Barberton | Wadsworth Campus | Wadsworth-Rittman Medical Center | 1st Floor | 2011-12-29 | Low
No | 101-21249 | Oximeters, Pulse | Onyx Vantage Blue - Onyx Vantage Blue | 501280972 | Nonin Medical | Respiratory Care - SW | Barberton | Wadsworth Campus | Wadsworth-Rittman Medical Center | 1st Floor | 2011-12-29 | Low
No | 101-21870 | Oximeters, Pulse | Onyx Vantage Blue - Onyx Vantage Blue | 501331876 | Nonin Medical | Respiratory Care - SW | Barberton | Wadsworth Campus | Wadsworth-Rittman Medical Center | 1st Floor | 2012-10-18 | Low
No | 101-21871 | Oximeters, Pulse | Onyx Vantage Blue - Onyx Vantage Blue | 501331877 | Nonin Medical | Respiratory Care - SW | Barberton | Wadsworth Campus | Wadsworth-Rittman Medical Center | 1st Floor | 2012-10-18 | Low
No | 101-21872 | Oximeters, Pulse | Onyx Vantage Blue - Onyx Vantage Blue | 501331879 | Nonin Medical | Respiratory Care - SW | Barberton | Wadsworth Campus | Wadsworth-Rittman Medical Center | 1st Floor | 2012-10-18 | Low
No | 101-21873 | Oximeters, Pulse | Onyx Vantage Blue - Onyx Vantage Blue | 501331881 | Nonin Medical | Respiratory Care - SW | Barberton | Wadsworth Campus | Wadsworth-Rittman Medical Center | 1st Floor | 2012-10-18 | Low
No | CE4999 | Oximeters, Pulse | Onyx Vantage Blue - Onyx Vantage Blue | 420429502 | Nonin Medical | Pulmonary Function Testing - SB | Barberton | Barberton Campus | Summa Barberton Hospital | Ground Floor | 2009-04-01 | Low
No | CE5000 | Oximeters, Pulse | Onyx Vantage Blue - Onyx Vantage Blue | 420429501 | Nonin Medical | Pulmonary Function Testing - SB | Barberton | Barberton Campus | Summa Barberton Hospital | Ground Floor | 2009-04-01 | Low
No | CE501438695 | Oximeters, Pulse | Onyx Vantage Blue - Onyx Vantage Blue | 501438695 | Nonin Medical | Respiratory Care - SB | Barberton | Barberton Campus | Summa Barberton Hospital | 1st Floor | 2014-01-24 | Low
No | CE501526993 | Oximeters, Pulse | Onyx Vantage Blue - Onyx Vantage Blue | 501526993 | Nonin Medical | Respiratory Care - SB | Barberton | Barberton Campus | Summa Barberton Hospital | 1st Floor | 2014-01-31 | Low
No | CE501527001 | Oximeters, Pulse | Onyx Vantage Blue - Onyx Vantage Blue | 501527001 | Nonin Medical | Respiratory Care - SB | Barberton | Barberton Campus | Summa Barberton Hospital | 1st Floor | 2014-03-17 | Low
No | CE501527002 | Oximeters, Pulse | Onyx Vantage Blue - Onyx Vantage Blue | 501527002 | Nonin Medical | Respiratory Care - SB | Barberton | Barberton Campus | Summa Barberton Hospital | 1st Floor | 2014-03-17 | Low
No | CE501646034 | Oximeters, Pulse | Onyx Vantage Blue - Onyx Vantage Blue | 501646034 | Nonin Medical | Respiratory Care - SB | Barberton | Barberton Campus | Summa Barberton Hospital | 1st Floor | 2014-01-15 | Low
No | CE501646036 | Oximeters, Pulse | Onyx Vantage Blue - Onyx Vantage Blue | 501646036 | Nonin Medical | Respiratory Care - SB | Barberton | Barberton Campus | Summa Barberton Hospital | 1st Floor | 2014-01-15 | Low
No | CE501646038 | Oximeters, Pulse | Onyx Vantage Blue - Onyx Vantage Blue | 501646038 | Nonin Medical | Respiratory Care - SB | Barberton | Barberton Campus | Summa Barberton Hospital | 1st Floor | 2014-01-15 | Low
No | CE501646040 | Oximeters, Pulse | Onyx Vantage Blue - Onyx Vantage Blue | 501646040 | Nonin Medical | Respiratory Care - SB | Barberton | Barberton Campus | Summa Barberton Hospital | 1st Floor | 2014-01-15 | Low
No | CE501646042 | Oximeters, Pulse | Onyx Vantage Blue - Onyx Vantage Blue | 501646042 | Nonin Medical | Respiratory Care - SB | Barberton | Barberton Campus | Summa Barberton Hospital | 1st Floor | 2014-01-15 | Low
No | CE501664561 | Oximeters, Pulse | Onyx Vantage Blue - Onyx Vantage Blue | 501664561 | Nonin Medical | Respiratory Care - SB | Barberton | Barberton Campus | Summa Barberton Hospital | 1st Floor | 2014-01-15 | Low
No | CE501706690 | Oximeters, Pulse | Onyx Vantage Blue - Onyx Vantage Blue | 501706690 | Nonin Medical | Respiratory Care - SB | Barberton | Barberton Campus | Summa Barberton Hospital | 1st Floor | 2011-08-09 | Low
No | CE501706692 | Oximeters, Pulse | Onyx Vantage Blue - Onyx Vantage Blue | 501706692 | Nonin Medical | Respiratory Care - SB | Barberton | Barberton Campus | Summa Barberton Hospital | 1st Floor | 2011-08-09 | Low
No | CE501706694 | Oximeters, Pulse | Onyx Vantage Blue - Onyx Vantage Blue | 501706694 | Nonin Medical | Respiratory Care - SB | Barberton | Barberton Campus | Summa Barberton Hospital | 1st Floor | 2011-08-09 | Low
No | CE6131 | Oximeters, Pulse | Onyx Vantage Blue - Onyx Vantage Blue | 500972136 | Nonin Medical | Respiratory Care - SB | Barberton | Barberton Campus | Summa Barberton Hospital | 1st Floor | 2010-01-01 | Low
No | CE6132 | Oximeters, Pulse | Onyx Vantage Blue - Onyx Vantage Blue | 500972139 | Nonin Medical | Respiratory Care - SB | Barberton | Barberton Campus | Summa Barberton Hospital | 1st Floor | 2010-01-01 | Low
No | CE6133 | Oximeters, Pulse | Onyx Vantage Blue - Onyx Vantage Blue | 500972137 | Nonin Medical | Respiratory Care - SB | Barberton | Barberton Campus | Summa Barberton Hospital | 1st Floor | 2010-01-01 | Low
No | CE6302 | Oximeters, Pulse | Onyx Vantage Blue - Onyx Vantage Blue | 501114437 | Nonin Medical | Respiratory Care - SB | Barberton | Barberton Campus | Summa Barberton Hospital | 1st Floor | 2011-03-09 | Low
No | CE6303 | Oximeters, Pulse | Onyx Vantage Blue - Onyx Vantage Blue | 501114438 | Nonin Medical | Respiratory Care - SB | Barberton | Barberton Campus | Summa Barberton Hospital | 1st Floor | 2011-03-09 | Low
No | CE6304 | Oximeters, Pulse | Onyx Vantage Blue - Onyx Vantage Blue | 501114435 | Nonin Medical | Respiratory Care - SB | Barberton | Barberton Campus | Summa Barberton Hospital | 1st Floor | 2011-03-09 | Low
No | CE6305 | Oximeters, Pulse | Onyx Vantage Blue - Onyx Vantage Blue | 501114436 | Nonin Medical | Respiratory Care - SB | Barberton | Barberton Campus | Summa Barberton Hospital | 1st Floor | 2011-03-09 | Low
No | CE6360 | Oximeters, Pulse | Onyx Vantage Blue - Onyx Vantage Blue | 501114587 | Nonin Medical | Respiratory Care - SB | Barberton | Barberton Campus | Summa Barberton Hospital | 1st Floor | 2011-08-09 | Low
No | CE6366 | Oximeters, Pulse | Onyx Vantage Blue - Onyx Vantage Blue | 501114583 | Nonin Medical | Respiratory Care - SB | Barberton | Barberton Campus | Summa Barberton Hospital | 1st Floor | 2011-08-09 | Low
No | CE6368 | Oximeters, Pulse | Onyx Vantage Blue - Onyx Vantage Blue | 501114586 | Nonin Medical | Respiratory Care - SB | Barberton | Barberton Campus | Summa Barberton Hospital | 1st Floor | 2011-08-09 | Low
No | 043624 | Oximeters, Pulse | PM10N - Nellcor Portable Spo2 Patient Monitoring System | Unknown | Medtronic | SCI-CV Testing Center - Stow | Akron | Stow-Kent Campus | Stow-Kent Medical Center | 1st Floor | 2021-07-22 | Low
No | 043625 | Oximeters, Pulse | PM10N - Nellcor Portable Spo2 Patient Monitoring System | Unknown | Medtronic | SCI-CV Testing Center - Stow | Akron | Stow-Kent Campus | Stow-Kent Medical Center | 1st Floor | 2021-07-22 | Low
No | 060591 | Oximeters, Pulse | PM10N - Nellcor Portable Spo2 Patient Monitoring System | MBP2055855 | Medtronic | Pulmonary Function Testing - Stow | Akron | Stow-Kent Campus | Stow-Kent Medical Center | 1st Floor | 2021-08-02 | Low
No | 030290 | Oximeters, Pulse | RAD7CA - Radical-7 W/Hg | 1000007401 | Masimo | DMT Equipment Distribution | Akron | Akron City Campus | Akron City Hospital | Basement | 2013-03-06 | Low
No | 030291 | Oximeters, Pulse | RAD7CA - Radical-7 W/Hg | 1000007414 | Masimo | Respiratory Care | Akron | Akron City Campus | Akron City Hospital | 6th Floor | 2013-03-06 | Low
No | 030293 | Oximeters, Pulse | RAD7CA - Radical-7 W/Hg | 1000007440 | Masimo | Respiratory Care | Akron | Akron City Campus | Akron City Hospital | 6th Floor | 2013-03-06 | Low
No | 030298 | Oximeters, Pulse | RAD7CA - Radical-7 W/Hg | 1000008072 | Masimo | Respiratory Care | Akron | Akron City Campus | Akron City Hospital | 6th Floor | 2013-03-06 | Low
No | 030299 | Oximeters, Pulse | RAD7CA - Radical-7 W/Hg | 1000007409 | Masimo | T3 - Medical Intensive Care Unit (MICU) | Akron | Akron City Campus | Critical Care Tower | 3rd Floor | 2013-03-06 | Low
No | 030301 | Oximeters, Pulse | RAD7CA - Radical-7 W/Hg | 1000008044 | Masimo | Respiratory Care | Akron | Akron City Campus | Akron City Hospital |  | 2013-03-06 | Low
No | 030304 | Oximeters, Pulse | RAD7CA - Radical-7 W/Hg | 1000007410 | Masimo | Respiratory Care | Akron | Akron City Campus | Akron City Hospital | 6th Floor | 2013-03-06 | Low
No | 030306 | Oximeters, Pulse | RAD7CA - Radical-7 W/Hg | 1000008846 | Masimo | Respiratory Care | Akron | Akron City Campus | Akron City Hospital | 6th Floor | 2013-03-06 | Low
No | 030307 | Oximeters, Pulse | RAD7CA - Radical-7 W/Hg | 1000008068 | Masimo | Respiratory Care | Akron | Akron City Campus | Akron City Hospital | 6th Floor | 2013-03-06 | Low
No | 036963 | Oximeters, Pulse | RAD7CA - Radical-7 W/Hg | 1000007355 | Masimo | Intensive Care Unit (ICU) - SB | Barberton | Barberton Campus | Summa Barberton Hospital | 2nd Floor | 2013-03-06 | Low
No | 036964 | Oximeters, Pulse | RAD7CA - Radical-7 W/Hg | 1000053203 | Masimo | DMT Equipment Distribution - SB | Barberton | Barberton Campus | Summa Barberton Hospital | 5th Floor | 2013-03-06 | Low
No | 057753 | Oximeters, Pulse | RAD7CA - Radical-7 W/Hg | 1000053269 | Masimo | DMT Equipment Distribution | Akron | Akron City Campus | Akron City Hospital | Basement | 2018-11-01 | Low
No | 057754 | Oximeters, Pulse | RAD7CA - Radical-7 W/Hg | 1000053349 | Masimo | DMT Equipment Distribution | Akron | Akron City Campus | Akron City Hospital | Basement | 2015-06-22 | Low
No | 057774 | Oximeters, Pulse | RAD7CA - Radical-7 W/Hg | 1000053227 | Masimo | Respiratory Care | Akron | Akron City Campus | Akron City Hospital | 6th Floor | 2019-07-15 | Low
No | 057831 | Oximeters, Pulse | RAD7CA - Radical-7 W/Hg | 1000053249 | Masimo | Respiratory Care | Akron | Akron City Campus | Akron City Hospital | 6th Floor | 2019-07-15 | Low
No | 057843 | Oximeters, Pulse | RAD7CA - Radical-7 W/Hg | 1000053266 | Masimo | Pulmonary Function Testing | Akron | Akron City Campus | Akron City Hospital | 5th Floor | 2019-07-29 | Low
No | 057844 | Oximeters, Pulse | RAD7CA - Radical-7 W/Hg | 1000053265 | Masimo | DMT Equipment Distribution | Akron | Akron City Campus | Akron City Hospital | Basement | 2019-07-29 | Low
No | 057845 | Oximeters, Pulse | RAD7CA - Radical-7 W/Hg | 1000053678 | Masimo | DMT Equipment Distribution | Akron | Akron City Campus | Akron City Hospital | Basement | 2019-07-29 | Low
No | 061100 | Oximeters, Pulse | RAD7CA - Radical-7 W/Hg | 1000055113 | Masimo | T3 - Medical Intensive Care Unit (MICU) | Akron | Akron City Campus | Critical Care Tower | 3rd Floor | 2021-11-09 | Low
No | 024864 | Oximeters/Co-Oximeters, In Vitro | Avoximeter 1000E - Whole Blood Oximeter | 3502 | Accriva Diagnostics (ITC) | SCI-Cardiac Cath Lab Svcs | Akron | Akron City Campus | Akron City Hospital | 1st Floor | 2010-01-11 | Low
No | 032323 | Oximeters/Co-Oximeters, In Vitro | Avoximeter 1000E - Whole Blood Oximeter | 5475 | Accriva Diagnostics (ITC) | SCI-Cardiac Cath Lab Svcs | Akron | Akron City Campus | Akron City Hospital | 1st Floor | 2014-08-06 | Low
No | 039028 | Oximeters/Co-Oximeters, In Vitro | Avoximeter 1000E - Whole Blood Oximeter | 7131 | Accriva Diagnostics (ITC) | SCI-Cardiac Cath Lab Svcs - SB | Barberton | Barberton Campus | Summa Barberton Hospital | 2nd Floor | 2020-10-30 | Low
No | 064728 | Oximeters/Co-Oximeters, In Vitro | Avoximeter 1000E - Whole Blood Oximeter | 3370 | Accriva Diagnostics (ITC) | SCI-Cardiac Cath Lab Svcs | Akron | Akron City Campus | Akron City Hospital | 1st Floor | 2024-10-16 | Low
No | 064729 | Oximeters/Co-Oximeters, In Vitro | Avoximeter 1000E - Whole Blood Oximeter | 3808 | Accriva Diagnostics (ITC) | SCI-Cardiac Cath Lab Svcs | Akron | Akron City Campus | Akron City Hospital | 1st Floor | 2024-10-16 | Low
No | 035978 | Oxygen Concentrators | 525DS - 5 Liter Compact | N156258DS | Devilbiss Healthcare | Sleep Lab - White Pond | Barberton | White Pond Campus | Summa Health Neuroscience Services | 2nd Floor | 2018-05-24 | Medium
No | 035979 | Oxygen Concentrators | 525DS - 5 Liter Compact | N162276DS | Devilbiss Healthcare | Sleep Lab - White Pond | Barberton | White Pond Campus | Summa Health Neuroscience Services | 2nd Floor | 2018-05-24 | Medium
No | 035980 | Oxygen Concentrators | 525DS - 5 Liter Compact | N156429DS | Devilbiss Healthcare | Sleep Lab - White Pond | Barberton | White Pond Campus | Summa Health Neuroscience Services | 2nd Floor | 2018-05-24 | Medium
No | 028466 | Oxygen Concentrators | IRC5PO2 - Perfecto2 5-Liter | 10KF043876 | Invacare | Sleep Lab - Medina | Barberton | Medina Campus | Medina Medical Center | 2nd Floor | 2013-11-18 | Medium
No | 033082 | Oxygen Concentrators | IRC5PO2 - Perfecto2 5-Liter | 11DF046301 | Invacare | Sleep Lab - Green | Barberton | Green Campus | Green Physician Office Building | 2nd Floor | 2013-11-14 | Medium
No | 052229 | Oxygen Concentrators | IRC5PO2 - Perfecto2 5-Liter | 13HF040360 | Invacare | Sleep Lab - Green | Barberton | Green Campus | Green Physician Office Building | 2nd Floor | 2018-11-16 | Medium
No | 001514 | Pacemakers, Cardiac, External | 5330 - Pacemaker | EH0005494R | Medtronic | Virtual Care Simulation Lab | Akron | Akron City Campus | Akron City Hospital | 1st Floor | 1985-08-01 | High
No | 038082 | Pacemakers, Cardiac, External | 53401 - Single Chamber Ext Pacemaker | MDB08109EP | Medtronic | Operating Room - SB | Barberton | Barberton Campus | Summa Barberton Hospital | 2nd Floor | 2019-11-04 | High
No | 038083 | Pacemakers, Cardiac, External | 53401 - Single Chamber Ext Pacemaker | MDB01243EP | Medtronic | SCI-Cardiac Cath Lab Svcs - SB | Barberton | Barberton Campus | Summa Barberton Hospital | 2nd Floor | 2019-11-04 | High
No | 038084 | Pacemakers, Cardiac, External | 53401 - Single Chamber Ext Pacemaker | MDB01215EP | Medtronic | SCI-Cardiac Cath Lab Svcs - SB | Barberton | Barberton Campus | Summa Barberton Hospital | 2nd Floor | 2019-11-04 | High
No | 038085 | Pacemakers, Cardiac, External | 53401 - Single Chamber Ext Pacemaker | MDB01245EP | Medtronic | Intensive Care Unit (ICU) - SB | Barberton | Barberton Campus | Summa Barberton Hospital | 2nd Floor | 2019-11-04 | High
No | 055715 | Pacemakers, Cardiac, External | 53401 - Single Chamber Ext Pacemaker | MDB01192EP | Medtronic | T3 - Medical Intensive Care Unit (MICU) | Akron | Akron City Campus | Critical Care Tower | 3rd Floor | 2019-11-18 | High
No | 057792 | Pacemakers, Cardiac, External | 53401 - Single Chamber Ext Pacemaker | MDB01082EP | Medtronic | T2 - STN Intensive Care Unit (STN-ICU) | Akron | Akron City Campus | Critical Care Tower | 2nd Floor | 2019-11-05 | High
No | 058322 | Pacemakers, Cardiac, External | 53401 - Single Chamber Ext Pacemaker | MDB08116EP | Medtronic | Emergency Department (ED) - ACH | Akron | Akron City Campus | Akron City Hospital | Ground Floor | 2019-11-08 | High
No | 058323 | Pacemakers, Cardiac, External | 53401 - Single Chamber Ext Pacemaker | MDB07663EP | Medtronic | Emergency Department (ED) - ACH | Akron | Akron City Campus | Akron City Hospital | Ground Floor | 2019-11-08 | High
No | 058324 | Pacemakers, Cardiac, External | 53401 - Single Chamber Ext Pacemaker | MDB08118EP | Medtronic | Emergency Department (ED) - ACH | Akron | Akron City Campus | Akron City Hospital | Ground Floor | 2019-11-08 | High
No | 058325 | Pacemakers, Cardiac, External | 53401 - Single Chamber Ext Pacemaker | MDB08117EP | Medtronic | Staff Development | Akron | Corporate Campus | Corporate Center |  | 2019-11-08 | High
No | 058557 | Pacemakers, Cardiac, External | 53401 - Single Chamber Ext Pacemaker | MDB08110EP | Medtronic | SCI-Cardiac Cath Lab Svcs | Akron | Akron City Campus | Akron City Hospital | 1st Floor | 2019-11-21 | High
No | 058558 | Pacemakers, Cardiac, External | 53401 - Single Chamber Ext Pacemaker | MDB08111EP | Medtronic | SCI-Cardiac Cath Lab Svcs | Akron | Akron City Campus | Akron City Hospital | 1st Floor | 2019-11-21 | High
No | 058559 | Pacemakers, Cardiac, External | 53401 - Single Chamber Ext Pacemaker | MDB08112EP | Medtronic | SCI-Cardiac Cath Lab Svcs | Akron | Akron City Campus | Akron City Hospital | 1st Floor | 2019-11-21 | High
No | 058560 | Pacemakers, Cardiac, External | 53401 - Single Chamber Ext Pacemaker | MDB08113EP | Medtronic | SCI-Cardiac Cath Lab Svcs | Akron | Akron City Campus | Akron City Hospital | 1st Floor | 2019-11-21 | High
No | 058561 | Pacemakers, Cardiac, External | 53401 - Single Chamber Ext Pacemaker | MDB08114EP | Medtronic | SCI-Cardiac Cath Lab Svcs | Akron | Akron City Campus | Akron City Hospital | 1st Floor | 2019-11-21 | High
No | 058562 | Pacemakers, Cardiac, External | 53401 - Single Chamber Ext Pacemaker | MDB08115EP | Medtronic | SCI-Cardiac Cath Lab Svcs | Akron | Akron City Campus | Akron City Hospital | 1st Floor | 2019-11-21 | High
No | 037825 | Pacemakers, Cardiac, External | 5348 - 5348 Ext Pacemaker | PEP024705P | Medtronic | Acuity Adaptable Unit (AAU) - SB | Barberton | Barberton Campus | Summa Barberton Hospital | 2nd Floor | 2009-04-01 | High
No | 056441 | Pacemakers, Cardiac, External | 5392 Dual Chamber Ext Pacemaker | DJH036589P | Medtronic | T1 - CTV Intensive Care Unit (CTV-ICU) | Akron | Akron City Campus | Critical Care Tower | 1st Floor | 2019-11-01 | High
No | 056442 | Pacemakers, Cardiac, External | 5392 Dual Chamber Ext Pacemaker | DJH036590P | Medtronic | T1 - CTV Intensive Care Unit (CTV-ICU) | Akron | Akron City Campus | Critical Care Tower | 1st Floor | 2019-11-01 | High
No | 056443 | Pacemakers, Cardiac, External | 5392 Dual Chamber Ext Pacemaker | DJH036591P | Medtronic | T1 - CTV Intensive Care Unit (CTV-ICU) | Akron | Akron City Campus | Critical Care Tower | 1st Floor | 2019-11-01 | High
No | 056444 | Pacemakers, Cardiac, External | 5392 Dual Chamber Ext Pacemaker | DJH036592P | Medtronic | T1 - CTV Intensive Care Unit (CTV-ICU) | Akron | Akron City Campus | Critical Care Tower | 1st Floor | 2019-11-01 | High
No | 056445 | Pacemakers, Cardiac, External | 5392 Dual Chamber Ext Pacemaker | DJH036593P | Medtronic | T1 - CTV Intensive Care Unit (CTV-ICU) | Akron | Akron City Campus | Critical Care Tower | 1st Floor | 2019-11-01 | High
No | 056446 | Pacemakers, Cardiac, External | 5392 Dual Chamber Ext Pacemaker | DJH036594P | Medtronic | T1 - CTV Intensive Care Unit (CTV-ICU) | Akron | Akron City Campus | Critical Care Tower | 1st Floor | 2019-11-01 | High
No | 056447 | Pacemakers, Cardiac, External | 5392 Dual Chamber Ext Pacemaker | DJH036595P | Medtronic | T1 - CTV Intensive Care Unit (CTV-ICU) | Akron | Akron City Campus | Critical Care Tower | 1st Floor | 2019-11-01 | High
No | 056448 | Pacemakers, Cardiac, External | 5392 Dual Chamber Ext Pacemaker | DJH036596P | Medtronic | T1 - CTV Intensive Care Unit (CTV-ICU) | Akron | Akron City Campus | Critical Care Tower | 1st Floor | 2019-11-01 | High
No | 058326 | Pacemakers, Cardiac, External | 5392 Dual Chamber Ext Pacemaker | DJH036597P | Medtronic | Virtual Care Simulation Lab | Akron | Akron City Campus | Akron City Hospital | 1st Floor | 2019-11-08 | High
No | 058501 | Pacemakers, Cardiac, External | 5392 Dual Chamber Ext Pacemaker | DJH036598P | Medtronic | Operating Room | Akron | Akron City Campus | Akron City Hospital | 1st Floor | 2019-11-14 | High
No | 058502 | Pacemakers, Cardiac, External | 5392 Dual Chamber Ext Pacemaker | DJH036599P | Medtronic | Operating Room | Akron | Akron City Campus | Akron City Hospital | 1st Floor | 2019-11-14 | High
No | 058503 | Pacemakers, Cardiac, External | 5392 Dual Chamber Ext Pacemaker | DJH036600P | Medtronic | Operating Room | Akron | Akron City Campus | Akron City Hospital | 1st Floor | 2019-11-14 | High
No | 058504 | Pacemakers, Cardiac, External | 5392 Dual Chamber Ext Pacemaker | DJH036601P | Medtronic | Operating Room | Akron | Akron City Campus | Akron City Hospital | 1st Floor | 2019-11-14 | High
No | 058505 | Pacemakers, Cardiac, External | 5392 Dual Chamber Ext Pacemaker | DJH036602P | Medtronic | Operating Room | Akron | Akron City Campus | Akron City Hospital | 1st Floor | 2019-11-14 | High
No | 058506 | Pacemakers, Cardiac, External | 5392 Dual Chamber Ext Pacemaker | DJH036603P | Medtronic | Operating Room | Akron | Akron City Campus | Akron City Hospital | 1st Floor | 2019-11-14 | High
No | 058507 | Pacemakers, Cardiac, External | 5392 Dual Chamber Ext Pacemaker | DJH036604P | Medtronic | Operating Room | Akron | Akron City Campus | Akron City Hospital | 1st Floor | 2019-11-14 | High
No | 058551 | Pacemakers, Cardiac, External | 5392 Dual Chamber Ext Pacemaker | DJH036605P | Medtronic | Operating Room | Akron | Akron City Campus | Akron City Hospital | 1st Floor | 2019-11-20 | High
No | 058552 | Pacemakers, Cardiac, External | 5392 Dual Chamber Ext Pacemaker | DJH036606P | Medtronic | Operating Room | Akron | Akron City Campus | Akron City Hospital | 1st Floor | 2019-11-20 | High
No | 058553 | Pacemakers, Cardiac, External | 5392 Dual Chamber Ext Pacemaker | DJH036607P | Medtronic | Operating Room | Akron | Akron City Campus | Akron City Hospital | 1st Floor | 2019-11-20 | High
No | 058554 | Pacemakers, Cardiac, External | 5392 Dual Chamber Ext Pacemaker | DJH036608P | Medtronic | SCI-Heart Rhythm Services | Akron | Akron City Campus | Akron City Hospital | 1st Floor | 2019-11-20 | High
No | 058555 | Pacemakers, Cardiac, External | 5392 Dual Chamber Ext Pacemaker | DJH036609P | Medtronic | SCI-Heart Rhythm Services | Akron | Akron City Campus | Akron City Hospital | 1st Floor | 2019-11-20 | High
No | 058556 | Pacemakers, Cardiac, External | 5392 Dual Chamber Ext Pacemaker | DJH036610P | Medtronic | SCI-Heart Rhythm Services | Akron | Akron City Campus | Akron City Hospital | 1st Floor | 2019-11-20 | High
No | 022985 | Pacemakers, Cardiac, External | PACE 203H - External Pacing Device | 0552020 | Oscor | Operating Room | Akron | Akron City Campus | Akron City Hospital | 1st Floor | 2011-06-29 | High
No | 101-06529 | Package Sealers | 14A-3/16 - | X | Vertrod | Central Processing/Supply - SW | Barberton | Wadsworth Campus | Wadsworth-Rittman Medical Center | 1st Floor | 2005-06-01 | Low
No | 101-14721 | Package Sealers | AN1091.00 - | 972003 | Anderson | Central Processing/Supply - SW | Barberton | Wadsworth Campus | Wadsworth-Rittman Medical Center | 1st Floor | 2005-06-01 | Low
No | 101-18572 | Package Sealers | F108 - | 30030613 | Healthmark | Central Processing/Supply - SW | Barberton | Wadsworth Campus | Wadsworth-Rittman Medical Center | 1st Floor | 2005-06-01 | Low
No | 043119 | Package Sealers | LS18D-115 | 0523-181-10744 | Rennco | Central Processing/Supply - SB | Barberton | Barberton Campus | Summa Barberton Hospital | 2nd Floor | 2023-05-12 14:29 | Low
No | 043245 | Package Sealers | LS18D-115 | 0523-181-10745 | Rennco | Medina ASC | Barberton | Medina Campus | Medina Medical Center | 1st Floor | 2023-05-17 08:24 | Low
No | 057350 | Package Sealers | LS18D-115 | 0719-181-9083 | Rennco | Central Processing/Supply | Akron | Akron City Campus | Akron City Hospital | Basement | 2019-08-05 | Low
No | 062961 | Package Sealers | LS18D-115 | 0423-181-10737 | Rennco | Central Processing/Supply | Akron | Akron City Campus | Akron City Hospital | Basement | 2023-05-09 08:52 | Low
No | 065102 | Package Sealers | LS18D-115 | 0125-181-11523 | Rennco | Central Processing/Supply | Akron | Akron City Campus | Akron City Hospital | Basement | 2025-02-28 08:02 | Low
No | 070009 | Package Sealers | LS18D-115 | 0523-181-10746 | Rennco | Central Processing/Supply - SW | Barberton | Wadsworth Campus | Wadsworth-Rittman Medical Center | 1st Floor | 2023-05-26 08:20 | Low
No | 070967 | Package Sealers | LS18D-115 | 0325-181-11594 | Rennco | Central Processing/Supply - SB | Barberton | Barberton Campus | Summa Barberton Hospital | 2nd Floor | 2025-03-26 13:21 | Low
No | 001850 | Package Sealers | LS18D-120 | 697-181-5358L | Rennco | Central Processing/Supply | Akron | Akron City Campus | Akron City Hospital | Basement | 1997-07-31 | Low
No | 006203 | Package Sealers | LS18D-120 | 697-181-5357L | Rennco | Central Processing/Supply | Akron | Akron City Campus | Akron City Hospital | Basement | 1997-07-31 | Low
No | 014121 | Package Sealers | LS18D-120 | 2036 | Rennco | Central Processing/Supply | Akron | Akron City Campus | Akron City Hospital | Basement | 2007-01-05 | Low
No | 018886 | Package Sealers | LS18D-120 | 603-181-86226 | Rennco | Central Processing/Supply | Akron | Akron City Campus | Akron City Hospital | Basement | 2012-03-13 | Low
No | 006200 | Package Sealers | T87052 - Sealer | HW5121 | Baxter Healthcare | Central Processing/Supply | Akron | Akron City Campus | Akron City Hospital | Basement | 1998-10-26 | Low
No | 025428 | Package Sealers | TISH-300 - Sealer | 890223 | Tew Heating Equipment | Urology - ACH | Akron | Akron City Campus | 95 Arch | 1st Floor | 2009-08-06 | Low
No | 004814 | Pap Smear Monolayer Sample Preparation Systems | ThinPrep 2000 Processor | 06165 | Hologic | LAB Cytology - SB | Barberton | Barberton Campus | Summa Barberton Hospital | 4th Floor | 2006-07-07 | Low
No | 039737 | Pap Smear Monolayer Sample Preparation Systems | ThinPrep 2000 Processor | 07394 | Hologic | LAB Cytology - SB | Barberton | Barberton Campus | Summa Barberton Hospital | 4th Floor | 2009-04-01 | Low
No | 014492 | Patient Transfer Aids, Lateral Transfer | 12108329 - Air200G Hovermatt | 033800022 | Hovertech International | Operating Room | Akron | Akron City Campus | Akron City Hospital | 1st Floor | 2004-06-16 | Low
No | 050224 | Patient Transfer Aids, Lateral Transfer | 7455 - Sage Prevalon Airtap | 18187-039 | Stryker | H2 - Labor and Delivery Unit (L&D) | Akron | Akron City Campus | H Tower | 2nd Floor | 2021-06-09 | Low
No | 058339 | Patient Transfer Aids, Lateral Transfer | 7455 - Sage Prevalon Airtap | 19140-074 | Stryker | Operating Room | Akron | Akron City Campus | Akron City Hospital | 1st Floor | 2020-02-18 | Low
No | 058340 | Patient Transfer Aids, Lateral Transfer | 7455 - Sage Prevalon Airtap | 19140-082 | Stryker | Operating Room | Akron | Akron City Campus | Akron City Hospital | 1st Floor | 2020-02-18 | Low
No | 060972 | Patient Transfer Aids, Lateral Transfer | 7455 - Sage Prevalon Airtap | 19140-103 | Stryker | Operating Room | Akron | Akron City Campus | Akron City Hospital | 1st Floor | 2021-12-08 | Low
No | 060973 | Patient Transfer Aids, Lateral Transfer | 7455 - Sage Prevalon Airtap | 19140-116 | Stryker | Operating Room | Akron | Akron City Campus | Akron City Hospital | 1st Floor | 2021-12-08 | Low
No | 060974 | Patient Transfer Aids, Lateral Transfer | 7455 - Sage Prevalon Airtap | 19140-110 | Stryker | Operating Room | Akron | Akron City Campus | Akron City Hospital | 1st Floor | 2021-12-08 | Low
No | 063505 | Patient Transfer Aids, Lateral Transfer | 7455 - Sage Prevalon Airtap | 19285-113 | Stryker | H6 - Surgical Progressive Care Unit (PCU) | Akron | Akron City Campus | H Tower | 6th Floor | 2023-11-17 11:13 | Low
No | 062428 | Peritoneal Dialysis Units | 5C9320 - AMIA Automated PD System | 28110378 | Baxter Healthcare | Summa Rehab Hospital | Akron | Akron City Campus | Summa Rehab Hospital |  | 2022-10-18 | High
No | 062429 | Peritoneal Dialysis Units | 5C9320 - AMIA Automated PD System | 31060358 | Baxter Healthcare | Summa Rehab Hospital | Akron | Akron City Campus | Summa Rehab Hospital |  | 2022-10-18 | High
No | 004614 | pH Meters | 5 - METER, pH | 9548 | Corning | IMMUNOLOGY/SEROLOGY | Akron | Akron City Campus | Akron City Hospital | 2nd Floor | 1978-01-01 | Low
No | 064053 | pH Meters | SG23 | C118681393 | Mettler Toledo | Translational Research | Akron | Akron City Campus | Akron City Hospital | 2nd Floor | 2024-05-20 10:19 | Low
No | CE6431 | pH Monitors | Bravo | 600 | Medtronic | Endoscopy - SB | Barberton | Barberton Campus | Summa Barberton Hospital | 2nd Floor | 2011-12-30 | Low
No | CE6432 | pH Monitors | Bravo | 1104ph71191 | Medtronic | Endoscopy - SB | Barberton | Barberton Campus | Summa Barberton Hospital | 2nd Floor | 2011-12-30 | Low
No | CE4091 | pH Monitors | Digitrapper | 36220 | Medtronic | Endoscopy - SB | Barberton | Barberton Campus | Summa Barberton Hospital | 2nd Floor | 2009-04-01 | Low
Yes | 033956 | Phacoemulsification Units, Cataract Extraction | 8065751763 - Centurion Vision System | 1802911301X | Alcon Laboratories | Medina ASC | Barberton | Medina Campus | Medina Medical Center | 1st Floor | 2023-04-25 13:53 | Medium
Yes | 027503 | Phacoemulsification Units, Cataract Extraction | BL1433 - Stellaris Pc | SPC00623 | Bausch & Lomb Surgical | Operating Room | Akron | Akron City Campus | Akron City Hospital | 1st Floor | 2011-09-14 | Medium
Yes | 052795 | Phacoemulsification Units, Cataract Extraction | BL15455 - Stellaris Elite | SPC04098 | Bausch & Lomb Surgical | Operating Room | Akron | Akron City Campus | Akron City Hospital | 1st Floor | 2019-03-13 | Medium
No | 015489 | Phantoms, Ultrasound | 539 Phantom | 95060667/0.5 | ATS Laboratories | Health Tech Mgmt | Akron | Akron City Campus | ACH Admin Building | Ground Floor | 1996-03-25 | Low
No | 015479 | Phototachometers | 1726 - Tachometer | 032594121 | Ametek | Health Tech Mgmt | Akron | Akron City Campus | ACH Admin Building | Ground Floor | 1994-05-20 | Low
No | 037812 | Phototachometers | 1726 - Tachometer | M367360-319 | Ametek | Health Tech Mgmt - SB | Barberton | Barberton Campus | Summa Barberton Hospital | 5th Floor | 2009-09-16 | Low
No | 027469 | Phototachometers | 461895 - Combo Phote/Conact Tacho | Q55013 | Extech Instruments | Health Tech Mgmt | Akron | Akron City Campus | H Tower | Basement | 2010-11-29 | Low
No | 027205 | Phototachometers | 461995 - Tachometer | Q495936 | Extech Instruments | Health Tech Mgmt - SB | Barberton | Barberton Campus | Summa Barberton Hospital | 5th Floor | 2009-09-16 | Low
No | 027470 | Phototachometers | RPM10 - Combo Tachometer | H.194392 | Extech Instruments | Health Tech Mgmt | Akron | Akron City Campus | ACH Admin Building | Ground Floor | 2010-11-29 | Low
No | 031549 | Phototherapy Units, Hyperbilirubinemia | 1041725 - BiliTx | 16799 | Philips Healthcare | H4 - Mother/Baby Unit | Akron | Akron City Campus | H Tower |  | 2013-04-26 | Low
No | 038690 | Phototherapy Units, Hyperbilirubinemia | 1041725 - BiliTx | 17479 | Philips Healthcare | H4 - Mother/Baby Unit | Akron | Akron City Campus | H Tower | 3rd Floor | 2013-10-14 | Low
No | 043913 | Phototherapy Units, Hyperbilirubinemia | 2052663-001 - Lullaby LED | SGT21450060PA | GE Healthcare | H4 - Mother/Baby Unit | Akron | Akron City Campus | H Tower | 4th Floor | 2022-01-10 | Low
No | 056267 | Phototherapy Units, Hyperbilirubinemia | 2089203-001 - Lullaby LED | SGT19080041PA | GE Healthcare | H4 - Mother/Baby Unit | Akron | Akron City Campus | H Tower | 4th Floor | 2019-05-20 | Low
No | 056268 | Phototherapy Units, Hyperbilirubinemia | 2089203-001 - Lullaby LED | SGT18360021PA | GE Healthcare | H4 - Mother/Baby Unit | Akron | Akron City Campus | H Tower | 4th Floor | 2019-05-24 | Low
No | 056269 | Phototherapy Units, Hyperbilirubinemia | 2089203-001 - Lullaby LED | SGT18430009PA | GE Healthcare | H4 - Mother/Baby Unit | Akron | Akron City Campus | H Tower | 4th Floor | 2019-05-20 | Low
No | 056270 | Phototherapy Units, Hyperbilirubinemia | 2089203-001 - Lullaby LED | SGT18360016PA | GE Healthcare | H4 - Mother/Baby Unit | Akron | Akron City Campus | H Tower | 4th Floor | 2019-05-20 | Low
No | 056271 | Phototherapy Units, Hyperbilirubinemia | 2089203-001 - Lullaby LED | SGT19080039PA | GE Healthcare | H4 - Mother/Baby Unit | Akron | Akron City Campus | H Tower | 4th Floor | 2019-05-20 | Low
No | 056272 | Phototherapy Units, Hyperbilirubinemia | 2089203-001 - Lullaby LED | SGT18360032PA | GE Healthcare | H4 - Mother/Baby Unit | Akron | Akron City Campus | H Tower | 4th Floor | 2019-05-20 | Low
No | 039720 | Phototherapy Units, Hyperbilirubinemia | 2103122-001 - Bilisoft 2.0 | (21)HGAB60769 | GE Healthcare | H4 - Mother/Baby Unit | Akron | Akron City Campus | H Tower | 4th Floor | 2022-07-28 | Low
No | 056259 | Phototherapy Units, Hyperbilirubinemia | 2103122-001 - Bilisoft 2.0 | (21)HGAY60182 | GE Healthcare | H4 - Mother/Baby Unit | Akron | Akron City Campus | H Tower | 4th Floor | 2019-11-19 | Low
No | 056260 | Phototherapy Units, Hyperbilirubinemia | 2103122-001 - Bilisoft 2.0 | (21)HGAY60180 | GE Healthcare | H4 - Mother/Baby Unit | Akron | Akron City Campus | H Tower | 4th Floor | 2019-11-19 | Low
No | 056261 | Phototherapy Units, Hyperbilirubinemia | 2103122-001 - Bilisoft 2.0 | (21)HGAY60176 | GE Healthcare | H4 - Mother/Baby Unit | Akron | Akron City Campus | H Tower | 4th Floor | 2019-11-19 | Low
No | 056262 | Phototherapy Units, Hyperbilirubinemia | 2103122-001 - Bilisoft 2.0 | (21)HGAY60177 | GE Healthcare | H4 - Mother/Baby Unit | Akron | Akron City Campus | H Tower | 4th Floor | 2019-11-19 | Low
No | 056273 | Phototherapy Units, Hyperbilirubinemia | 2103122-001 - Bilisoft 2.0 | (21)HGAY60173 | GE Healthcare | H4 - Mother/Baby Unit | Akron | Akron City Campus | H Tower | 4th Floor | 2019-05-23 | Low
No | 056274 | Phototherapy Units, Hyperbilirubinemia | 2103122-001 - Bilisoft 2.0 | (21)HGAY60179 | GE Healthcare | H4 - Mother/Baby Unit | Akron | Akron City Campus | H Tower | 4th Floor | 2019-11-19 | Low
No | 037305 | Physiologic Mon Modules, Anesthetic Gas | 6800-30-50502 | CFA1A217263 | Mindray / Datascope | Virtual Care Simulation Lab | Akron | Akron City Campus | Akron City Hospital | 1st Floor | 2013-11-14 | High
No | 038932 | Physiologic Mon Modules, Anesthetic Gas | 866173 - Intellivue G7M | DE43808420 | Philips Healthcare | Anesthesia - SB | Barberton | Barberton Campus | Summa Barberton Hospital | 2nd Floor | 2020-10-06 | High
No | 038934 | Physiologic Mon Modules, Anesthetic Gas | 866173 - Intellivue G7M | DE43808409 | Philips Healthcare | Endoscopy - SB | Barberton | Barberton Campus | Summa Barberton Hospital | 2nd Floor | 2020-10-06 | High
No | 038935 | Physiologic Mon Modules, Anesthetic Gas | 866173 - Intellivue G7M | DE43808692 | Philips Healthcare | Anesthesia - SB | Barberton | Barberton Campus | Summa Barberton Hospital | 2nd Floor | 2020-10-06 | High
No | 038936 | Physiologic Mon Modules, Anesthetic Gas | 866173 - Intellivue G7M | DE43808422 | Philips Healthcare | Anesthesia - SB | Barberton | Barberton Campus | Summa Barberton Hospital | 2nd Floor | 2020-10-06 | High
No | 038937 | Physiologic Mon Modules, Anesthetic Gas | 866173 - Intellivue G7M | DE43808413 | Philips Healthcare | Anesthesia - SB | Barberton | Barberton Campus | Summa Barberton Hospital | 2nd Floor | 2020-10-06 | High
No | 039002 | Physiologic Mon Modules, Anesthetic Gas | 866173 - Intellivue G7M | DE43808417 | Philips Healthcare | Anesthesia - SB | Barberton | Barberton Campus | Summa Barberton Hospital | 2nd Floor | 2020-10-06 | High
No | 039003 | Physiologic Mon Modules, Anesthetic Gas | 866173 - Intellivue G7M | DE43808408 | Philips Healthcare | Anesthesia - SB | Barberton | Barberton Campus | Summa Barberton Hospital | 2nd Floor | 2020-10-06 | High
No | 039004 | Physiologic Mon Modules, Anesthetic Gas | 866173 - Intellivue G7M | DE43808411 | Philips Healthcare | Anesthesia | Akron | Akron City Campus | Akron City Hospital | 1st Floor | 2020-10-06 | High
No | 039005 | Physiologic Mon Modules, Anesthetic Gas | 866173 - Intellivue G7M | DE43808697 | Philips Healthcare | Anesthesia | Akron | Akron City Campus | Akron City Hospital | 1st Floor | 2020-10-06 | High
No | 039006 | Physiologic Mon Modules, Anesthetic Gas | 866173 - Intellivue G7M | DE43808412 | Philips Healthcare | Anesthesia | Akron | Akron City Campus | Akron City Hospital | 1st Floor | 2020-10-06 | High
No | 039008 | Physiologic Mon Modules, Anesthetic Gas | 866173 - Intellivue G7M | DE43808415 | Philips Healthcare | Anesthesia | Akron | Akron City Campus | Akron City Hospital | 1st Floor | 2020-10-06 | High
No | 039009 | Physiologic Mon Modules, Anesthetic Gas | 866173 - Intellivue G7M | DE43808718 | Philips Healthcare | Anesthesia | Akron | Akron City Campus | Akron City Hospital | 1st Floor | 2020-10-06 | High
No | 039010 | Physiologic Mon Modules, Anesthetic Gas | 866173 - Intellivue G7M | DE43808258 | Philips Healthcare | Anesthesia | Akron | Akron City Campus | Akron City Hospital | 1st Floor | 2020-10-06 | High
No | 039012 | Physiologic Mon Modules, Anesthetic Gas | 866173 - Intellivue G7M | DE43808410 | Philips Healthcare | Anesthesia | Akron | Akron City Campus | Akron City Hospital | 1st Floor | 2020-10-06 | High
No | 039013 | Physiologic Mon Modules, Anesthetic Gas | 866173 - Intellivue G7M | DE43808418 | Philips Healthcare | Anesthesia | Akron | Akron City Campus | Akron City Hospital | 1st Floor | 2020-10-06 | High
No | 039014 | Physiologic Mon Modules, Anesthetic Gas | 866173 - Intellivue G7M | DE43808696 | Philips Healthcare | Anesthesia | Akron | Akron City Campus | Akron City Hospital | 1st Floor | 2020-10-06 | High
No | 039490 | Physiologic Mon Modules, Anesthetic Gas | 866173 - Intellivue G7M | DE43801856 | Philips Healthcare | Anesthesia - SB | Barberton | Barberton Campus | Summa Barberton Hospital | 2nd Floor | 2021-10-31 | High
No | 039491 | Physiologic Mon Modules, Anesthetic Gas | 866173 - Intellivue G7M | DE43809023 | Philips Healthcare | Anesthesia - SB | Barberton | Barberton Campus | Summa Barberton Hospital | 2nd Floor | 2021-10-31 | High
No | 039492 | Physiologic Mon Modules, Anesthetic Gas | 866173 - Intellivue G7M | DE43800622 | Philips Healthcare | Anesthesia - SB | Barberton | Barberton Campus | Summa Barberton Hospital | 1st Floor | 2021-10-31 | High
No | 060463 | Physiologic Mon Modules, Anesthetic Gas | 866173 - Intellivue G7M | DE43809656 | Philips Healthcare | Anesthesia | Akron | Akron City Campus | Akron City Hospital | 1st Floor | 2021-05-07 | High
No | 060464 | Physiologic Mon Modules, Anesthetic Gas | 866173 - Intellivue G7M | DE43809655 | Philips Healthcare | Anesthesia | Akron | Akron City Campus | Akron City Hospital | 1st Floor | 2021-05-07 | High
No | 061028 | Physiologic Mon Modules, Anesthetic Gas | 866173 - Intellivue G7M | DE43811505 | Philips Healthcare | Anesthesia | Akron | Akron City Campus | Akron City Hospital | 1st Floor | 2021-10-29 | High
No | 061029 | Physiologic Mon Modules, Anesthetic Gas | 866173 - Intellivue G7M | DE43811495 | Philips Healthcare | Anesthesia | Akron | Akron City Campus | Akron City Hospital | 1st Floor | 2021-10-29 | High
No | 061030 | Physiologic Mon Modules, Anesthetic Gas | 866173 - Intellivue G7M | DE43811510 | Philips Healthcare | Anesthesia | Akron | Akron City Campus | Akron City Hospital | 1st Floor | 2021-10-29 | High
No | 061031 | Physiologic Mon Modules, Anesthetic Gas | 866173 - Intellivue G7M | DE43811372 | Philips Healthcare | Anesthesia | Akron | Akron City Campus | Akron City Hospital | 1st Floor | 2021-10-29 | High
No | 061032 | Physiologic Mon Modules, Anesthetic Gas | 866173 - Intellivue G7M | DE43811489 | Philips Healthcare | Anesthesia | Akron | Akron City Campus | Akron City Hospital | 1st Floor | 2021-10-29 | High
No | 061033 | Physiologic Mon Modules, Anesthetic Gas | 866173 - Intellivue G7M | DE43811368 | Philips Healthcare | Anesthesia | Akron | Akron City Campus | Akron City Hospital | 1st Floor | 2021-10-29 | High
No | 061034 | Physiologic Mon Modules, Anesthetic Gas | 866173 - Intellivue G7M | DE43811367 | Philips Healthcare | Anesthesia | Akron | Akron City Campus | Akron City Hospital | 1st Floor | 2021-10-29 | High
No | 061035 | Physiologic Mon Modules, Anesthetic Gas | 866173 - Intellivue G7M | DE43811501 | Philips Healthcare | Anesthesia | Akron | Akron City Campus | Akron City Hospital | 1st Floor | 2021-10-29 | High
No | 061036 | Physiologic Mon Modules, Anesthetic Gas | 866173 - Intellivue G7M | DE43811371 | Philips Healthcare | Anesthesia | Akron | Akron City Campus | Akron City Hospital | 1st Floor | 2021-10-29 | High
No | 061037 | Physiologic Mon Modules, Anesthetic Gas | 866173 - Intellivue G7M | DE43811323 | Philips Healthcare | Anesthesia | Akron | Akron City Campus | Akron City Hospital | 1st Floor | 2021-10-29 | High
No | 061038 | Physiologic Mon Modules, Anesthetic Gas | 866173 - Intellivue G7M | DE43811494 | Philips Healthcare | Anesthesia | Akron | Akron City Campus | Akron City Hospital | 1st Floor | 2021-10-29 | High
No | 061039 | Physiologic Mon Modules, Anesthetic Gas | 866173 - Intellivue G7M | DE43811509 | Philips Healthcare | Anesthesia | Akron | Akron City Campus | Akron City Hospital | 1st Floor | 2021-10-29 | High
No | 061040 | Physiologic Mon Modules, Anesthetic Gas | 866173 - Intellivue G7M | DE43811370 | Philips Healthcare | Anesthesia | Akron | Akron City Campus | Akron City Hospital | 1st Floor | 2021-10-29 | High
No | 061041 | Physiologic Mon Modules, Anesthetic Gas | 866173 - Intellivue G7M | DE43811496 | Philips Healthcare | Anesthesia | Akron | Akron City Campus | Akron City Hospital | 1st Floor | 2021-10-29 | High
No | 061167 | Physiologic Mon Modules, Anesthetic Gas | 866173 - Intellivue G7M | DE43810432 | Philips Healthcare | Anesthesia | Akron | Akron City Campus | Akron City Hospital | 1st Floor | 2021-10-29 | High
No | 061418 | Physiologic Mon Modules, Anesthetic Gas | 866173 - Intellivue G7M | DE43811047 | Philips Healthcare | Anesthesia | Akron | Akron City Campus | Akron City Hospital | 1st Floor | 2021-12-26 | High
No | 061419 | Physiologic Mon Modules, Anesthetic Gas | 866173 - Intellivue G7M | DE43811059 | Philips Healthcare | Anesthesia | Akron | Akron City Campus | Akron City Hospital | 1st Floor | 2021-12-26 | High
No | 062822 | Physiologic Mon Modules, Anesthetic Gas | 866173 - Intellivue G7M | DE43813352 | Philips Healthcare | Interventional Psychiatry | Akron | Akron City Campus | Akron City Hospital | 2nd Floor | 2023-01-20 10:43 | High
No | 064350 | Physiologic Mon Modules, Anesthetic Gas | 866173 - Intellivue G7M | DE45821495 | Philips Healthcare | SCI-Cardiology Prep & Recovery | Akron | Akron City Campus | Akron City Hospital | 1st Floor | 2024-10-07 08:59 | High
No | 070374 | Physiologic Mon Modules, Anesthetic Gas | 866173 - Intellivue G7M | DE43805522 | Philips Healthcare | Anesthesia - SW | Barberton | Wadsworth Campus | Wadsworth-Rittman Medical Center | 1st Floor | 2024-03-01 16:11 | High
No | 070381 | Physiologic Mon Modules, Anesthetic Gas | 866173 - Intellivue G7M | DE43805709 | Philips Healthcare | Anesthesia - SW | Barberton | Wadsworth Campus | Wadsworth-Rittman Medical Center | 1st Floor | 2024-03-01 16:02 | High
No | 070388 | Physiologic Mon Modules, Anesthetic Gas | 866173 - Intellivue G7M | DE43805713 | Philips Healthcare | Anesthesia - SW | Barberton | Wadsworth Campus | Wadsworth-Rittman Medical Center | 1st Floor | 2024-03-01 16:07 | High
No | 070395 | Physiologic Mon Modules, Anesthetic Gas | 866173 - Intellivue G7M | DE43803989 | Philips Healthcare | Anesthesia - SW | Barberton | Wadsworth Campus | Wadsworth-Rittman Medical Center | 1st Floor | 2024-03-01 16:00 | High
No | 032739 | Physiologic Mon Modules, Anesthetic Gas | M1019A - G5 Anesthetic Gas Monitor | ASEN-0176 | Philips Healthcare | Medina ASC | Barberton | Medina Campus | Medina Medical Center | 1st Floor | 2014-05-06 | High
No | 032740 | Physiologic Mon Modules, Anesthetic Gas | M1019A - G5 Anesthetic Gas Monitor | ASEN-0175 | Philips Healthcare | Anesthesia | Akron | Akron City Campus | Akron City Hospital | 1st Floor | 2014-05-06 | High
No | 032744 | Physiologic Mon Modules, Anesthetic Gas | M1019A - G5 Anesthetic Gas Monitor | ASEN-0167 | Philips Healthcare | Anesthesia | Akron | Akron City Campus | Akron City Hospital | 1st Floor | 2014-05-06 | High
No | 032745 | Physiologic Mon Modules, Anesthetic Gas | M1019A - G5 Anesthetic Gas Monitor | ASEN-0172 | Philips Healthcare | Anesthesia | Akron | Akron City Campus | Akron City Hospital | 1st Floor | 2014-05-06 | High
No | 032746 | Physiologic Mon Modules, Anesthetic Gas | M1019A - G5 Anesthetic Gas Monitor | ASEN-0178 | Philips Healthcare | Anesthesia | Akron | Akron City Campus | Akron City Hospital | 1st Floor | 2014-05-06 | High
No | 032747 | Physiologic Mon Modules, Anesthetic Gas | M1019A - G5 Anesthetic Gas Monitor | ASEN-0061 | Philips Healthcare | Medina ASC | Barberton | Medina Campus | Medina Medical Center | 1st Floor | 2014-05-06 | High
No | 032750 | Physiologic Mon Modules, Anesthetic Gas | M1019A - G5 Anesthetic Gas Monitor | ASEN-0169 | Philips Healthcare | Anesthesia | Akron | Akron City Campus | Akron City Hospital | 1st Floor | 2014-05-06 | High
No | 032752 | Physiologic Mon Modules, Anesthetic Gas | M1019A - G5 Anesthetic Gas Monitor | ASEN-0166 | Philips Healthcare | Anesthesia | Akron | Akron City Campus | Akron City Hospital | 1st Floor | 2014-05-06 | High
No | 032754 | Physiologic Mon Modules, Anesthetic Gas | M1019A - G5 Anesthetic Gas Monitor | ASEN-0180 | Philips Healthcare | Anesthesia | Akron | Akron City Campus | Akron City Hospital | 1st Floor | 2014-05-06 | High
No | 032759 | Physiologic Mon Modules, Anesthetic Gas | M1019A - G5 Anesthetic Gas Monitor | ASEN-0165 | Philips Healthcare | Anesthesia | Akron | Akron City Campus | Akron City Hospital | 1st Floor | 2014-05-06 | High
No | 055288 | Physiologic Mon Modules, Anesthetic Gas | M1019A - G5 Anesthetic Gas Monitor | ASJJ-0175 | Philips Healthcare | Anesthesia | Akron | Akron City Campus | Akron City Hospital | 1st Floor | 2016-11-29 | High
No | 055289 | Physiologic Mon Modules, Anesthetic Gas | M1019A - G5 Anesthetic Gas Monitor | ASJJ-0151 | Philips Healthcare | Medina ASC | Barberton | Medina Campus | Medina Medical Center | 1st Floor | 2016-11-29 | High
No | 055304 | Physiologic Mon Modules, Anesthetic Gas | M1019A - G5 Anesthetic Gas Monitor | ASJJ-0166 | Philips Healthcare | Anesthesia | Akron | Akron City Campus | Akron City Hospital | 1st Floor | 2016-11-29 | High
No | 000090 | Physiologic Mon Modules, Cardiac Output | M1012A | 2924A02976 | Philips Healthcare | T2 - STN Intensive Care Unit (STN-ICU) | Akron | Akron City Campus | Critical Care Tower | 2nd Floor | 1990-03-14 | Low
No | 000305 | Physiologic Mon Modules, Cardiac Output | M1012A | 3121A07564 | Philips Healthcare | Anesthesia | Akron | Akron City Campus | Akron City Hospital | 1st Floor | 1992-02-18 | Low
No | 000315 | Physiologic Mon Modules, Cardiac Output | M1012A | 3121A07574 | Philips Healthcare | T2 - STN Intensive Care Unit (STN-ICU) | Akron | Akron City Campus | Critical Care Tower | 2nd Floor | 1992-02-18 | Low
No | 000338 | Physiologic Mon Modules, Cardiac Output | M1012A | 3121A07567 | Philips Healthcare | SCI-Cardiology Prep & Recovery | Akron | Akron City Campus | Akron City Hospital | 1st Floor | 1992-02-18 | Low
No | 000346 | Physiologic Mon Modules, Cardiac Output | M1012A | 3121A07569 | Philips Healthcare | T2 - STN Intensive Care Unit (STN-ICU) | Akron | Akron City Campus | Critical Care Tower | 2nd Floor | 1992-02-18 | Low
No | 003487 | Physiologic Mon Modules, Cardiac Output | M1012A | 3805G13815 | Philips Healthcare | T2 - STN Intensive Care Unit (STN-ICU) | Akron | Akron City Campus | Critical Care Tower | 2nd Floor | 2000-06-14 | Low
No | 003495 | Physiologic Mon Modules, Cardiac Output | M1012A | 3805G13818 | Philips Healthcare | T2 - STN Intensive Care Unit (STN-ICU) | Akron | Akron City Campus | Critical Care Tower | 2nd Floor | 2000-06-14 | Low
No | 003567 | Physiologic Mon Modules, Cardiac Output | M1012A | 3805G13819 | Philips Healthcare | T2 - STN Intensive Care Unit (STN-ICU) | Akron | Akron City Campus | Critical Care Tower | 2nd Floor | 2000-06-14 | Low
No | 003568 | Physiologic Mon Modules, Cardiac Output | M1012A | 3805G13814 | Philips Healthcare | T2 - STN Intensive Care Unit (STN-ICU) | Akron | Akron City Campus | Critical Care Tower | 2nd Floor | 2000-06-14 | Low
No | 003569 | Physiologic Mon Modules, Cardiac Output | M1012A | 3805G13805 | Philips Healthcare | T2 - STN Intensive Care Unit (STN-ICU) | Akron | Akron City Campus | Critical Care Tower | 2nd Floor | 2000-06-14 | Low
No | 003570 | Physiologic Mon Modules, Cardiac Output | M1012A | 3805G13760 | Philips Healthcare | T2 - STN Intensive Care Unit (STN-ICU) | Akron | Akron City Campus | Critical Care Tower | 2nd Floor | 2000-06-14 | Low
No | 003571 | Physiologic Mon Modules, Cardiac Output | M1012A | 3805G13803 | Philips Healthcare | T2 - STN Intensive Care Unit (STN-ICU) | Akron | Akron City Campus | Critical Care Tower | 2nd Floor | 2000-06-14 | Low
No | 003573 | Physiologic Mon Modules, Cardiac Output | M1012A | 3805G13804 | Philips Healthcare | T2 - STN Intensive Care Unit (STN-ICU) | Akron | Akron City Campus | Critical Care Tower | 2nd Floor | 2000-06-14 | Low
No | 003574 | Physiologic Mon Modules, Cardiac Output | M1012A | 3805G13816 | Philips Healthcare | T2 - STN Intensive Care Unit (STN-ICU) | Akron | Akron City Campus | Critical Care Tower | 2nd Floor | 2000-06-14 | Low
No | 003575 | Physiologic Mon Modules, Cardiac Output | M1012A | 3805G13820 | Philips Healthcare | T2 - STN Intensive Care Unit (STN-ICU) | Akron | Akron City Campus | Critical Care Tower | 2nd Floor | 2000-06-14 | Low
No | 003577 | Physiologic Mon Modules, Cardiac Output | M1012A | 3805G13822 | Philips Healthcare | T2 - STN Intensive Care Unit (STN-ICU) | Akron | Akron City Campus | Critical Care Tower | 2nd Floor | 2000-06-14 | Low
No | 003578 | Physiologic Mon Modules, Cardiac Output | M1012A | 3805G13807 | Philips Healthcare | T2 - STN Intensive Care Unit (STN-ICU) | Akron | Akron City Campus | Critical Care Tower | 2nd Floor | 2000-06-14 | Low
No | 003579 | Physiologic Mon Modules, Cardiac Output | M1012A | 3805G13810 | Philips Healthcare | T2 - STN Intensive Care Unit (STN-ICU) | Akron | Akron City Campus | Critical Care Tower | 2nd Floor | 2000-06-14 | Low
No | 003580 | Physiologic Mon Modules, Cardiac Output | M1012A | 3805G13811 | Philips Healthcare | T2 - STN Intensive Care Unit (STN-ICU) | Akron | Akron City Campus | Critical Care Tower | 2nd Floor | 2000-06-14 | Low
No | 004528 | Physiologic Mon Modules, Cardiac Output | M1012A | 3251A10623 | Philips Healthcare | T2 - STN Intensive Care Unit (STN-ICU) | Akron | Akron City Campus | Critical Care Tower | 2nd Floor | 1993-05-18 | Low
No | 006783 | Physiologic Mon Modules, Cardiac Output | M1012A | 3805G15783 | Philips Healthcare | T2 - STN Intensive Care Unit (STN-ICU) | Akron | Akron City Campus | Critical Care Tower | 2nd Floor | 2001-02-09 | Low
No | 006784 | Physiologic Mon Modules, Cardiac Output | M1012A | 3805G15740 | Philips Healthcare | T2 - STN Intensive Care Unit (STN-ICU) | Akron | Akron City Campus | Critical Care Tower | 2nd Floor | 2001-02-09 | Low
No | 006796 | Physiologic Mon Modules, Cardiac Output | M1012A | 3805G15747 | Philips Healthcare | T2 - STN Intensive Care Unit (STN-ICU) | Akron | Akron City Campus | Critical Care Tower | 2nd Floor | 2001-02-12 | Low
No | 006808 | Physiologic Mon Modules, Cardiac Output | M1012A | 3805G15795 | Philips Healthcare | SCI-Cardiology Prep & Recovery | Akron | Akron City Campus | Akron City Hospital | 1st Floor | 2001-02-12 | Low
No | 006826 | Physiologic Mon Modules, Cardiac Output | M1012A | 3805G15781 | Philips Healthcare | T2 - STN Intensive Care Unit (STN-ICU) | Akron | Akron City Campus | Critical Care Tower | 2nd Floor | 2001-02-12 | Low
No | 006832 | Physiologic Mon Modules, Cardiac Output | M1012A | 3805G15736 | Philips Healthcare | SCI-Cardiology Prep & Recovery | Akron | Akron City Campus | Akron City Hospital | 1st Floor | 2001-02-13 | Low
No | 006838 | Physiologic Mon Modules, Cardiac Output | M1012A | 3805G15738 | Philips Healthcare | T2 - STN Intensive Care Unit (STN-ICU) | Akron | Akron City Campus | Critical Care Tower | 2nd Floor | 2001-02-13 | Low
No | 006850 | Physiologic Mon Modules, Cardiac Output | M1012A | 3805G15735 | Philips Healthcare | T2 - STN Intensive Care Unit (STN-ICU) | Akron | Akron City Campus | Critical Care Tower | 2nd Floor | 2001-02-13 | Low
No | 006855 | Physiologic Mon Modules, Cardiac Output | M1012A | 3805G15739 | Philips Healthcare | T2 - STN Intensive Care Unit (STN-ICU) | Akron | Akron City Campus | Critical Care Tower | 2nd Floor | 2001-02-13 | Low
No | 010823 | Physiologic Mon Modules, Cardiac Output | M1012A | 3805G16224 | Philips Healthcare | Anesthesia | Akron | Akron City Campus | Akron City Hospital | 1st Floor | 2001-04-05 | Low
No | 010824 | Physiologic Mon Modules, Cardiac Output | M1012A | 3805G16225 | Philips Healthcare | Anesthesia | Akron | Akron City Campus | Akron City Hospital | 1st Floor | 2001-04-05 | Low
No | 010825 | Physiologic Mon Modules, Cardiac Output | M1012A | 3805G16223 | Philips Healthcare | T2 - STN Intensive Care Unit (STN-ICU) | Akron | Akron City Campus | Critical Care Tower | 2nd Floor | 2001-04-05 | Low
No | 010826 | Physiologic Mon Modules, Cardiac Output | M1012A | 3805G16237 | Philips Healthcare | Anesthesia | Akron | Akron City Campus | Akron City Hospital | 1st Floor | 2001-04-05 | Low
No | 010827 | Physiologic Mon Modules, Cardiac Output | M1012A | 3805G16236 | Philips Healthcare | SCI-Cardiology Prep & Recovery | Akron | Akron City Campus | Akron City Hospital | 1st Floor | 2001-04-05 | Low
No | 010828 | Physiologic Mon Modules, Cardiac Output | M1012A | 3805G16239 | Philips Healthcare | Anesthesia | Akron | Akron City Campus | Akron City Hospital | 1st Floor | 2001-04-05 | Low
No | 010829 | Physiologic Mon Modules, Cardiac Output | M1012A | 3805G16227 | Philips Healthcare | Anesthesia | Akron | Akron City Campus | Akron City Hospital | 1st Floor | 2001-04-05 | Low
No | 015773 | Physiologic Mon Modules, Cardiac Output | M1012A | 3805G22544 | Philips Healthcare | T3 - Medical Intensive Care Unit (MICU) | Akron | Akron City Campus | Critical Care Tower | 3rd Floor | 2004-10-14 | Low
No | 016654 | Physiologic Mon Modules, Cardiac Output | M1012A | 3805G15813 | Philips Healthcare | T3 - Medical Intensive Care Unit (MICU) | Akron | Akron City Campus | Critical Care Tower | 3rd Floor | 2001-04-05 | Low
No | 016655 | Physiologic Mon Modules, Cardiac Output | M1012A | 3805G15823 | Philips Healthcare | T2 - STN Intensive Care Unit (STN-ICU) | Akron | Akron City Campus | Critical Care Tower | 2nd Floor | 2001-04-05 | Low
No | 016656 | Physiologic Mon Modules, Cardiac Output | M1012A | 3805G15822 | Philips Healthcare | T2 - STN Intensive Care Unit (STN-ICU) | Akron | Akron City Campus | Critical Care Tower | 2nd Floor | 2001-04-05 | Low
No | 016657 | Physiologic Mon Modules, Cardiac Output | M1012A | 3805G15818 | Philips Healthcare | T3 - Medical Intensive Care Unit (MICU) | Akron | Akron City Campus | Critical Care Tower | 3rd Floor | 2001-04-05 | Low
No | 016658 | Physiologic Mon Modules, Cardiac Output | M1012A | 3805G15840 | Philips Healthcare | T3 - Medical Intensive Care Unit (MICU) | Akron | Akron City Campus | Critical Care Tower | 3rd Floor | 2001-04-05 | Low
No | 016660 | Physiologic Mon Modules, Cardiac Output | M1012A | 3805G15820 | Philips Healthcare | T3 - Medical Intensive Care Unit (MICU) | Akron | Akron City Campus | Critical Care Tower | 3rd Floor | 2001-04-05 | Low
No | 016661 | Physiologic Mon Modules, Cardiac Output | M1012A | 3805G15817 | Philips Healthcare | T3 - Medical Intensive Care Unit (MICU) | Akron | Akron City Campus | Critical Care Tower | 3rd Floor | 2001-04-05 | Low
No | 016662 | Physiologic Mon Modules, Cardiac Output | M1012A | 3805G15810 | Philips Healthcare | T3 - Medical Intensive Care Unit (MICU) | Akron | Akron City Campus | Critical Care Tower | 3rd Floor | 2001-04-05 | Low
No | 016665 | Physiologic Mon Modules, Cardiac Output | M1012A | 3805G15804 | Philips Healthcare | T3 - Medical Intensive Care Unit (MICU) | Akron | Akron City Campus | Critical Care Tower | 3rd Floor | 2001-04-05 | Low
No | 016667 | Physiologic Mon Modules, Cardiac Output | M1012A | 3805G15812 | Philips Healthcare | T3 - Medical Intensive Care Unit (MICU) | Akron | Akron City Campus | Critical Care Tower | 3rd Floor | 2001-04-05 | Low
No | 016669 | Physiologic Mon Modules, Cardiac Output | M1012A | 3805G15831 | Philips Healthcare | T2 - STN Intensive Care Unit (STN-ICU) | Akron | Akron City Campus | Critical Care Tower | 2nd Floor | 2001-04-05 | Low
No | 016670 | Physiologic Mon Modules, Cardiac Output | M1012A | 3805G15821 | Philips Healthcare | T3 - Medical Intensive Care Unit (MICU) | Akron | Akron City Campus | Critical Care Tower | 3rd Floor | 2001-04-05 | Low
No | 018995 | Physiologic Mon Modules, Cardiac Output | M1012A | 3805G24396 | Philips Healthcare | T2 - STN Intensive Care Unit (STN-ICU) | Akron | Akron City Campus | Critical Care Tower | 2nd Floor | 2003-08-12 | Low
No | 022206 | Physiologic Mon Modules, Cardiac Output | M1012A | 3805G24619 | Philips Healthcare | T3 - Medical Intensive Care Unit (MICU) | Akron | Akron City Campus | Critical Care Tower | 3rd Floor | 2005-12-08 | Low
No | 036938 | Physiologic Mon Modules, Cardiac Output | M1012A | 3410A16129 | Philips Healthcare | Intensive Care Unit (ICU) - SB | Barberton | Barberton Campus | Summa Barberton Hospital | 2nd Floor | 2009-04-01 | Low
No | 036939 | Physiologic Mon Modules, Cardiac Output | M1012A | 3218A09047 | Philips Healthcare | Intensive Care Unit (ICU) - SB | Barberton | Barberton Campus | Summa Barberton Hospital | 2nd Floor | 2009-04-01 | Low
No | 038755 | Physiologic Mon Modules, Cardiac Output | M1012A | 3218A09013 | Philips Healthcare | Acuity Adaptable Unit (AAU) - SB | Barberton | Barberton Campus | Summa Barberton Hospital | 2nd Floor | 2009-04-01 | Low
No | 038756 | Physiologic Mon Modules, Cardiac Output | M1012A | 3220A09581 | Philips Healthcare | Acuity Adaptable Unit (AAU) - SB | Barberton | Barberton Campus | Summa Barberton Hospital | 2nd Floor | 2009-04-01 | Low
No | 038757 | Physiologic Mon Modules, Cardiac Output | M1012A | 3220A09624 | Philips Healthcare | Acuity Adaptable Unit (AAU) - SB | Barberton | Barberton Campus | Summa Barberton Hospital | 2nd Floor | 2009-04-01 | Low
No | 050837 | Physiologic Mon Modules, Cardiac Output | M1012A | DE41547625 | Philips Healthcare | Emergency Department (ED) - ACH | Akron | Akron City Campus | Akron City Hospital | Ground Floor | 2018-01-08 | Low
No | 051523 | Physiologic Mon Modules, Cardiac Output | M1012A | DE41547441 | Philips Healthcare | T1 - CTV Intensive Care Unit (CTV-ICU) | Akron | Akron City Campus | Critical Care Tower | 1st Floor | 2016-12-05 | Low
No | 051524 | Physiologic Mon Modules, Cardiac Output | M1012A | DE41547444 | Philips Healthcare | T1 - CTV Intensive Care Unit (CTV-ICU) | Akron | Akron City Campus | Critical Care Tower | 1st Floor | 2016-12-05 | Low
No | 070410 | Physiologic Mon Modules, Cardiac Output | M1012A | 3805G26920 | Philips Healthcare | Acuity Adaptable Unit (AAU) - SB | Barberton | Barberton Campus | Summa Barberton Hospital | 2nd Floor | 2024-05-06 09:56 | Low
No | 070411 | Physiologic Mon Modules, Cardiac Output | M1012A | 2922A02194 | Philips Healthcare | Acuity Adaptable Unit (AAU) - SB | Barberton | Barberton Campus | Summa Barberton Hospital | 2nd Floor | 2024-05-06 09:56 | Low
No | 006721 | Physiologic Mon Modules, ECG | CAM-14 | F0MF3014M | GE Healthcare | SCI - Cardiac Stress Testing - SB | Barberton | Barberton Campus | Summa Barberton Hospital | Ground Floor | 2000-10-03 | Low
No | 017146 | Physiologic Mon Modules, ECG | CAM-14 | E2MF6274P | GE Healthcare | SCI - Noninvasive Cardio Service | Akron | Akron City Campus | Akron City Hospital | Ground Floor | 2002-09-24 | Low
No | 062464 | Physiologic Mon Modules, ECG | CAM-14 | SK922220080PA | GE Healthcare | SCI-Cardio Rootstown | Akron | Rootstown Campus | Rootstown Medical Center | Ground Floor | 2022-12-06 | Low
No | 032489 | Physiologic Mon Modules, ECG | CAM-14 900995-002 V2 | SK916480018PA | GE Healthcare | SCI - Noninvasive Cardio Service | Barberton | Green Campus | Green Medical Center | Ground Floor | 2017-02-02 | Low
No | 032496 | Physiologic Mon Modules, ECG | CAM-14 900995-002 V2 | SK916460096PA | GE Healthcare | Pulmonary Function Testing - Medina | Barberton | Medina Campus | Medina Medical Center | 2nd Floor | 2017-03-21 | Low
No | 033471 | Physiologic Mon Modules, ECG | CAM-14 900995-002 V2 | SK915507027PA | GE Healthcare | SCI - Noninvasive Cardio Service | Akron | Akron City Campus | Akron City Hospital | Ground Floor | 2016-02-10 | Low
No | 033476 | Physiologic Mon Modules, ECG | CAM-14 900995-002 V2 | SK915507059PA | GE Healthcare | SCI - Noninvasive Cardio Service | Akron | Akron City Campus | Akron City Hospital | Ground Floor | 2016-02-10 | Low
No | 033480 | Physiologic Mon Modules, ECG | CAM-14 900995-002 V2 | SK915496818PA | GE Healthcare | SCI - Noninvasive Cardio Service | Barberton | Green Campus | Green Medical Center | Ground Floor | 2016-02-10 | Low
No | 033484 | Physiologic Mon Modules, ECG | CAM-14 900995-002 V2 | SK915497006PA | GE Healthcare | SCI - Noninvasive Cardio Service | Akron | Akron City Campus | Akron City Hospital | Ground Floor | 2016-02-10 | Low
No | 033488 | Physiologic Mon Modules, ECG | CAM-14 900995-002 V2 | SK915496924PA | GE Healthcare | SCI - Noninvasive Cardio Service | Akron | Akron City Campus | Akron City Hospital | Ground Floor | 2016-02-10 | Low
No | 034758 | Physiologic Mon Modules, ECG | CAM-14 900995-002 V2 | SK916118150PA | GE Healthcare | SCI - Noninvasive Cardio Service | Akron | Akron City Campus | Akron City Hospital | Ground Floor | 2016-05-18 | Low
No | 039732 | Physiologic Mon Modules, ECG | CAM-14 900995-002 V2 | SK915496941PA | GE Healthcare | SCI - Cardiac Stress Testing - SB | Barberton | Barberton Campus | Summa Barberton Hospital | Ground Floor | 2022-08-24 | Low
No | 039769 | Physiologic Mon Modules, ECG | CAM-14 900995-002 V2 | SK915496867PA | GE Healthcare | SCI - Cardiac Stress Testing - SB | Barberton | Barberton Campus | Summa Barberton Hospital | Ground Floor | 2022-03-01 | Low
No | 058566 | Physiologic Mon Modules, ECG | CAM-14 900995-002 V2 | SK919440103PA | GE Healthcare | SCI - Noninvasive Cardio Service | Akron | Akron City Campus | Akron City Hospital | Ground Floor | 2019-12-18 | Low
No | 058654 | Physiologic Mon Modules, ECG | CAM-14 900995-002 V2 | SK919460126PA | GE Healthcare | SCI - Noninvasive Cardio Service | Akron | Akron City Campus | Akron City Hospital | Ground Floor | 2020-01-07 | Low
No | 058656 | Physiologic Mon Modules, ECG | CAM-14 900995-002 V2 | RMF07293606PA | GE Healthcare | SCI - Noninvasive Cardio Service | Akron | Akron City Campus | Akron City Hospital | Ground Floor | 2020-01-08 | Low
No | 060509 | Physiologic Mon Modules, ECG | CAM-14 900995-002 V2 | SK920100013PA | GE Healthcare | Nuclear Medicine | Akron | Akron City Campus | Akron City Hospital | Ground Floor | 2020-07-20 | Low
No | 063152 | Physiologic Mon Modules, ECG | CAM-14 900995-002 V2 | SK921210028PA | GE Healthcare | SCI-CV Testing Center - Stow | Akron | Stow-Kent Campus | Stow-Kent Medical Center | 1st Floor | 2021-06-30 | Low
No | 063913 | Physiologic Mon Modules, ECG | CAM-14 900995-002 V2 | RMF07465556PA | GE Healthcare | SCI - Noninvasive Cardio Service | Akron | Akron City Campus | 95 Arch | 3rd Floor | 2020-01-08 | Low
No | 028183 | Physiologic Mon Modules, ECG | EM-5405-20 | B075017 | Biosense Webster | SCI-Heart Rhythm Services | Akron | Akron City Campus | Akron City Hospital | 1st Floor | 2012-05-31 | Low
No | 034589 | Physiologic Mon Modules, ECG | EM-5405-20 | M010065 | Biosense Webster | SCI-Heart Rhythm Services | Akron | Akron City Campus | Akron City Hospital | 1st Floor | 2015-06-01 | Low
No | 034562 | Physiologic Mon Modules, Exhaled CO2 | 800101 - Module, Etco2, Isa | 106051 | Merge Healthcare | SCI-Cardiology Prep & Recovery | Akron | Akron City Campus | Akron City Hospital | 1st Floor | 2015-08-12 | Low
No | 034564 | Physiologic Mon Modules, Exhaled CO2 | 800101 - Module, Etco2, Isa | 120364 | Merge Healthcare | Operating Room | Akron | Akron City Campus | Akron City Hospital | 1st Floor | 2015-08-12 | Low
No | 038843 | Physiologic Mon Modules, Exhaled CO2 | 800101 - Module, Etco2, Isa | 120367 | Merge Healthcare | SCI-Cardiac Cath Lab Svcs - SB | Barberton | Barberton Campus | Summa Barberton Hospital | 2nd Floor | 2018-12-17 | Low
No | 038851 | Physiologic Mon Modules, Exhaled CO2 | 800101 - Module, Etco2, Isa | 120371 | Merge Healthcare | Angiography - SB | Barberton | Barberton Campus | Summa Barberton Hospital | 2nd Floor | 2020-07-21 | Low
No | 052765 | Physiologic Mon Modules, Exhaled CO2 | 800101 - Module, Etco2, Isa | 120231 | Merge Healthcare | SCI-Cardiac Cath Lab Svcs | Akron | Akron City Campus | Akron City Hospital | 1st Floor | 2018-12-17 | Low
No | 059103 | Physiologic Mon Modules, Exhaled CO2 | 800101 - Module, Etco2, Isa | 279045 | Merge Healthcare | SCI-Cardiac Cath Lab Svcs | Akron | Akron City Campus | Akron City Hospital | 1st Floor | 2020-07-06 | Low
No | 059104 | Physiologic Mon Modules, Exhaled CO2 | 800101 - Module, Etco2, Isa | 279050 | Merge Healthcare | SCI-Cardiac Cath Lab Svcs | Akron | Akron City Campus | Akron City Hospital | 1st Floor | 2020-07-06 | Low
No | 039435 | Physiologic Mon Modules, Exhaled CO2 | 862187 - M3014A Capnography Measurement Server Extension | DE45593168 | Philips Healthcare | PACU - SB | Barberton | Barberton Campus | Summa Barberton Hospital | 2nd Floor | 2015-08-26 | Low
No | 050395 | Physiologic Mon Modules, Exhaled CO2 | 862187 - M3014A Capnography Measurement Server Extension | DE455A5755 | Philips Healthcare | Endoscopy - Outpatient | Akron | Akron City Campus | 95 Arch | Ground Floor | 2017-02-15 | Low
No | 050399 | Physiologic Mon Modules, Exhaled CO2 | 862187 - M3014A Capnography Measurement Server Extension | DE455A5766 | Philips Healthcare | Endoscopy - Outpatient | Akron | Akron City Campus | 95 Arch | Ground Floor | 2017-02-15 | Low
No | 050400 | Physiologic Mon Modules, Exhaled CO2 | 862187 - M3014A Capnography Measurement Server Extension | DE455A5754 | Philips Healthcare | Endoscopy - Outpatient | Akron | Akron City Campus | 95 Arch | Ground Floor | 2017-02-15 | Low
No | 021529 | Physiologic Mon Modules, Exhaled CO2 | 862393 - M3015A Microstream Measurement Server Extension | DE02008857 | Philips Healthcare | PACU | Akron | Akron City Campus | Akron City Hospital | 1st Floor | 2005-03-22 | Low
No | 021532 | Physiologic Mon Modules, Exhaled CO2 | 862393 - M3015A Microstream Measurement Server Extension | DE02001814 | Philips Healthcare | PACU | Akron | Akron City Campus | Akron City Hospital | 1st Floor | 2005-03-22 | Low
No | 021536 | Physiologic Mon Modules, Exhaled CO2 | 862393 - M3015A Microstream Measurement Server Extension | DE02005466 | Philips Healthcare | PACU | Akron | Akron City Campus | Akron City Hospital | 1st Floor | 2005-03-22 | Low
No | 027745 | Physiologic Mon Modules, Exhaled CO2 | 862393 - M3015A Microstream Measurement Server Extension | DE43556689 | Philips Healthcare | Medina ASC | Barberton | Medina Campus | Medina Medical Center | 1st Floor | 2011-11-22 | Low
No | 027746 | Physiologic Mon Modules, Exhaled CO2 | 862393 - M3015A Microstream Measurement Server Extension | DE43556741 | Philips Healthcare | Medina ASC | Barberton | Medina Campus | Medina Medical Center | 1st Floor | 2011-11-22 | Low
No | 029107 | Physiologic Mon Modules, Exhaled CO2 | 862393 - M3015A Microstream Measurement Server Extension | DE13858495 | Philips Healthcare | Emergency Department (ED) - ACH | Akron | Akron City Campus | Akron City Hospital | Ground Floor | 2012-01-19 | Low
No | 029109 | Physiologic Mon Modules, Exhaled CO2 | 862393 - M3015A Microstream Measurement Server Extension | DE13858519 | Philips Healthcare | Emergency Department (ED) - ACH | Akron | Akron City Campus | Akron City Hospital | Ground Floor | 2012-01-19 | Low
No | 031446 | Physiologic Mon Modules, Exhaled CO2 | 862393 - M3015A Microstream Measurement Server Extension | DE43556690 | Philips Healthcare | Emergency Department (ED) - Green | Barberton | Green Campus | Green Medical Center | Ground Floor | 2012-06-25 | Low
No | 031447 | Physiologic Mon Modules, Exhaled CO2 | 862393 - M3015A Microstream Measurement Server Extension | DE43556742 | Philips Healthcare | Emergency Department (ED) - Green | Barberton | Green Campus | Green Medical Center | Ground Floor | 2012-06-25 | Low
No | 032923 | Physiologic Mon Modules, Exhaled CO2 | 862393 - M3015A Microstream Measurement Server Extension | DE13878356 | Philips Healthcare | PACU | Akron | Akron City Campus | Akron City Hospital | 1st Floor | 2014-05-06 | Low
No | 032924 | Physiologic Mon Modules, Exhaled CO2 | 862393 - M3015A Microstream Measurement Server Extension | DE13878359 | Philips Healthcare | PACU | Akron | Akron City Campus | Akron City Hospital | 1st Floor | 2014-05-06 | Low
No | 032925 | Physiologic Mon Modules, Exhaled CO2 | 862393 - M3015A Microstream Measurement Server Extension | DE13878354 | Philips Healthcare | PACU | Akron | Akron City Campus | Akron City Hospital | 1st Floor | 2014-05-06 | Low
No | 032926 | Physiologic Mon Modules, Exhaled CO2 | 862393 - M3015A Microstream Measurement Server Extension | DE13878357 | Philips Healthcare | PACU | Akron | Akron City Campus | Akron City Hospital | 1st Floor | 2014-05-06 | Low
No | 032927 | Physiologic Mon Modules, Exhaled CO2 | 862393 - M3015A Microstream Measurement Server Extension | DE13878370 | Philips Healthcare | PACU | Akron | Akron City Campus | Akron City Hospital | 1st Floor | 2014-05-06 | Low
No | 033381 | Physiologic Mon Modules, Exhaled CO2 | 862393 - M3015A Microstream Measurement Server Extension | DE455A3430 | Philips Healthcare | Endoscopy | Akron | Akron City Campus | Akron City Hospital | Ground Floor | 2016-10-23 | Low
No | 033384 | Physiologic Mon Modules, Exhaled CO2 | 862393 - M3015A Microstream Measurement Server Extension | DE455A3447 | Philips Healthcare | Endoscopy - Outpatient | Akron | Akron City Campus | 95 Arch | Ground Floor | 2016-10-23 | Low
No | 033387 | Physiologic Mon Modules, Exhaled CO2 | 862393 - M3015A Microstream Measurement Server Extension | DE45276181 | Philips Healthcare | Endoscopy - Outpatient | Akron | Akron City Campus | 95 Arch | Ground Floor | 2016-10-23 | Low
No | 033390 | Physiologic Mon Modules, Exhaled CO2 | 862393 - M3015A Microstream Measurement Server Extension | DE455A3450 | Philips Healthcare | Endoscopy - Outpatient | Akron | Akron City Campus | 95 Arch | Ground Floor | 2016-10-23 | Low
No | 033433 | Physiologic Mon Modules, Exhaled CO2 | 862393 - M3015A Microstream Measurement Server Extension | DE45593426 | Philips Healthcare | SCI-Cardiology Prep & Recovery | Akron | Akron City Campus | Akron City Hospital | 1st Floor | 2015-08-31 | Low
No | 033434 | Physiologic Mon Modules, Exhaled CO2 | 862393 - M3015A Microstream Measurement Server Extension | DE45593424 | Philips Healthcare | T2 - STN Intensive Care Unit (STN-ICU) | Akron | Akron City Campus | Critical Care Tower | 2nd Floor | 2015-09-01 | Low
No | 033435 | Physiologic Mon Modules, Exhaled CO2 | 862393 - M3015A Microstream Measurement Server Extension | DE45593428 | Philips Healthcare | SCI-Cardiology Prep & Recovery | Akron | Akron City Campus | Akron City Hospital | 1st Floor | 2015-09-01 | Low
No | 033436 | Physiologic Mon Modules, Exhaled CO2 | 862393 - M3015A Microstream Measurement Server Extension | DE45593423 | Philips Healthcare | SCI-Cardiology Prep & Recovery | Akron | Akron City Campus | Akron City Hospital | 1st Floor | 2015-09-01 | Low
No | 034893 | Physiologic Mon Modules, Exhaled CO2 | 862393 - M3015A Microstream Measurement Server Extension | DE455A3563 | Philips Healthcare | T3 - Medical Intensive Care Unit (MICU) | Akron | Akron City Campus | Critical Care Tower | 3rd Floor | 2017-01-18 | Low
No | 034970 | Physiologic Mon Modules, Exhaled CO2 | 862393 - M3015A Microstream Measurement Server Extension | de455a3613 | Philips Healthcare | T3 - Medical Intensive Care Unit (MICU) | Akron | Akron City Campus | Critical Care Tower | 3rd Floor | 2018-01-04 | Low
No | 036988 | Physiologic Mon Modules, Exhaled CO2 | 862393 - M3015A Microstream Measurement Server Extension | DE455A2254 | Philips Healthcare | Endoscopy - SW | Barberton | Wadsworth Campus | Wadsworth-Rittman Medical Center | 1st Floor | 2016-08-25 | Low
No | 037273 | Physiologic Mon Modules, Exhaled CO2 | 862393 - M3015A Microstream Measurement Server Extension | DE455B4088 | Philips Healthcare | PACU - SW | Barberton | Wadsworth Campus | Wadsworth-Rittman Medical Center | 1st Floor | 2017-10-30 | Low
No | 037276 | Physiologic Mon Modules, Exhaled CO2 | 862393 - M3015A Microstream Measurement Server Extension | DE455B4089 | Philips Healthcare | PACU - SW | Barberton | Wadsworth Campus | Wadsworth-Rittman Medical Center | 1st Floor | 2017-10-30 | Low
No | 037279 | Physiologic Mon Modules, Exhaled CO2 | 862393 - M3015A Microstream Measurement Server Extension | DE455B4098 | Philips Healthcare | PACU - SW | Barberton | Wadsworth Campus | Wadsworth-Rittman Medical Center | 1st Floor | 2017-10-30 | Low
No | 037282 | Physiologic Mon Modules, Exhaled CO2 | 862393 - M3015A Microstream Measurement Server Extension | DE455B4090 | Philips Healthcare | PACU - SW | Barberton | Wadsworth Campus | Wadsworth-Rittman Medical Center | 1st Floor | 2017-10-30 | Low
No | 037433 | Physiologic Mon Modules, Exhaled CO2 | 862393 - M3015A Microstream Measurement Server Extension | DE455B4000 | Philips Healthcare | Endoscopy - SW | Barberton | Wadsworth Campus | Wadsworth-Rittman Medical Center | 1st Floor | 2017-10-30 | Low
No | 038131 | Physiologic Mon Modules, Exhaled CO2 | 862393 - M3015A Microstream Measurement Server Extension | DE43518202 | Philips Healthcare | Intensive Care Unit (ICU) - SB | Barberton | Barberton Campus | Summa Barberton Hospital | 2nd Floor | 2009-04-01 | Low
No | 038221 | Physiologic Mon Modules, Exhaled CO2 | 862393 - M3015A Microstream Measurement Server Extension | DE455B4026 | Philips Healthcare | Sameday Surgery Center - SB | Barberton | Barberton Campus | Summa Barberton Hospital | 2nd Floor | 2017-11-03 | Low
No | 038296 | Physiologic Mon Modules, Exhaled CO2 | 862393 - M3015A Microstream Measurement Server Extension | DE455B4034 | Philips Healthcare | PACU - SB | Barberton | Barberton Campus | Summa Barberton Hospital | 2nd Floor | 2017-11-03 | Low
No | 038299 | Physiologic Mon Modules, Exhaled CO2 | 862393 - M3015A Microstream Measurement Server Extension | DE455B4041 | Philips Healthcare | Sameday Surgery Center - SB | Barberton | Barberton Campus | Summa Barberton Hospital | 2nd Floor | 2017-11-03 | Low
No | 038379 | Physiologic Mon Modules, Exhaled CO2 | 862393 - M3015A Microstream Measurement Server Extension | DE455B4025 | Philips Healthcare | Sameday Surgery Center - SB | Barberton | Barberton Campus | Summa Barberton Hospital | 2nd Floor | 2017-11-03 | Low
No | 038387 | Physiologic Mon Modules, Exhaled CO2 | 862393 - M3015A Microstream Measurement Server Extension | DE455B4035 | Philips Healthcare | PACU - SB | Barberton | Barberton Campus | Summa Barberton Hospital | 2nd Floor | 2017-11-03 | Low
No | 038397 | Physiologic Mon Modules, Exhaled CO2 | 862393 - M3015A Microstream Measurement Server Extension | DE455B4044 | Philips Healthcare | Sameday Surgery Center - SB | Barberton | Barberton Campus | Summa Barberton Hospital | 2nd Floor | 2017-11-03 | Low
No | 038525 | Physiologic Mon Modules, Exhaled CO2 | 862393 - M3015A Microstream Measurement Server Extension | DE455B3990 | Philips Healthcare | Sameday Surgery Center - SW | Barberton | Wadsworth Campus | Wadsworth-Rittman Medical Center | 1st Floor | 2017-10-30 | Low
No | 038564 | Physiologic Mon Modules, Exhaled CO2 | 862393 - M3015A Microstream Measurement Server Extension | DE455B4095 | Philips Healthcare | Sameday Surgery Center - SW | Barberton | Wadsworth Campus | Wadsworth-Rittman Medical Center | 1st Floor | 2017-10-30 | Low
No | 038568 | Physiologic Mon Modules, Exhaled CO2 | 862393 - M3015A Microstream Measurement Server Extension | DE455B4084 | Philips Healthcare | Sameday Surgery Center - SW | Barberton | Wadsworth Campus | Wadsworth-Rittman Medical Center | 1st Floor | 2017-10-30 | Low
No | 038569 | Physiologic Mon Modules, Exhaled CO2 | 862393 - M3015A Microstream Measurement Server Extension | DE455B4096 | Philips Healthcare | Sameday Surgery Center - SW | Barberton | Wadsworth Campus | Wadsworth-Rittman Medical Center | 1st Floor | 2017-10-30 | Low
No | 038572 | Physiologic Mon Modules, Exhaled CO2 | 862393 - M3015A Microstream Measurement Server Extension | DE455B4094 | Philips Healthcare | Sameday Surgery Center - SW | Barberton | Wadsworth Campus | Wadsworth-Rittman Medical Center | 1st Floor | 2017-10-30 | Low
No | 038582 | Physiologic Mon Modules, Exhaled CO2 | 862393 - M3015A Microstream Measurement Server Extension | DE455B4079 | Philips Healthcare | Sameday Surgery Center - SW | Barberton | Wadsworth Campus | Wadsworth-Rittman Medical Center | 1st Floor | 2017-10-30 | Low
No | 038617 | Physiologic Mon Modules, Exhaled CO2 | 862393 - M3015A Microstream Measurement Server Extension | DE455B3925 | Philips Healthcare | Endoscopy - SB | Barberton | Barberton Campus | Summa Barberton Hospital | 2nd Floor | 2017-11-03 | Low
No | 038618 | Physiologic Mon Modules, Exhaled CO2 | 862393 - M3015A Microstream Measurement Server Extension | DE455B3821 | Philips Healthcare | PACU - SB | Barberton | Barberton Campus | Summa Barberton Hospital | 2nd Floor | 2017-11-03 | Low
No | 038625 | Physiologic Mon Modules, Exhaled CO2 | 862393 - M3015A Microstream Measurement Server Extension | DE455B3859 | Philips Healthcare | PACU - SB | Barberton | Barberton Campus | Summa Barberton Hospital | 2nd Floor | 2017-11-03 | Low
No | 038635 | Physiologic Mon Modules, Exhaled CO2 | 862393 - M3015A Microstream Measurement Server Extension | DE455B3820 | Philips Healthcare | Endoscopy - SB | Barberton | Barberton Campus | Summa Barberton Hospital | 2nd Floor | 2017-11-03 | Low
No | 038636 | Physiologic Mon Modules, Exhaled CO2 | 862393 - M3015A Microstream Measurement Server Extension | DE455A2747 | Philips Healthcare | Endoscopy - SB | Barberton | Barberton Campus | Summa Barberton Hospital | 2nd Floor | 2016-08-25 | Low
No | 038678 | Physiologic Mon Modules, Exhaled CO2 | 862393 - M3015A Microstream Measurement Server Extension | DE455B3961 | Philips Healthcare | Endoscopy - SB | Barberton | Barberton Campus | Summa Barberton Hospital | 2nd Floor | 2017-11-03 | Low
No | 038681 | Physiologic Mon Modules, Exhaled CO2 | 862393 - M3015A Microstream Measurement Server Extension | DE455B3957 | Philips Healthcare | Endoscopy - SB | Barberton | Barberton Campus | Summa Barberton Hospital | 2nd Floor | 2017-11-03 | Low
No | 038689 | Physiologic Mon Modules, Exhaled CO2 | 862393 - M3015A Microstream Measurement Server Extension | DE455A2261 | Philips Healthcare | PACU - SB | Barberton | Barberton Campus | Summa Barberton Hospital | 2nd Floor | 2016-08-25 | Low
No | 050040 | Physiologic Mon Modules, Exhaled CO2 | 862393 - M3015A Microstream Measurement Server Extension | DE455A3371 | Philips Healthcare | Endoscopy | Akron | Akron City Campus | Akron City Hospital | Ground Floor | 2016-10-23 | Low
No | 050043 | Physiologic Mon Modules, Exhaled CO2 | 862393 - M3015A Microstream Measurement Server Extension | DE455A3452 | Philips Healthcare | Endoscopy | Akron | Akron City Campus | Akron City Hospital | Ground Floor | 2016-10-23 | Low
No | 050048 | Physiologic Mon Modules, Exhaled CO2 | 862393 - M3015A Microstream Measurement Server Extension | DE455A3469 | Philips Healthcare | H2 - Labor and Delivery Unit (L&D) | Akron | Akron City Campus | H Tower | 2nd Floor | 2016-10-24 | Low
No | 050050 | Physiologic Mon Modules, Exhaled CO2 | 862393 - M3015A Microstream Measurement Server Extension | DE455A3460 | Philips Healthcare | H2 - Labor and Delivery Unit (L&D) | Akron | Akron City Campus | H Tower | 2nd Floor | 2016-10-24 | Low
No | 050060 | Physiologic Mon Modules, Exhaled CO2 | 862393 - M3015A Microstream Measurement Server Extension | DE455A3377 | Philips Healthcare | Endoscopy - Outpatient | Akron | Akron City Campus | 95 Arch | Ground Floor | 2016-10-23 | Low
No | 050062 | Physiologic Mon Modules, Exhaled CO2 | 862393 - M3015A Microstream Measurement Server Extension | DE455A3448 | Philips Healthcare | Endoscopy - Outpatient | Akron | Akron City Campus | 95 Arch | Ground Floor | 2016-10-23 | Low
No | 050064 | Physiologic Mon Modules, Exhaled CO2 | 862393 - M3015A Microstream Measurement Server Extension | DE455A3456 | Philips Healthcare | Endoscopy | Akron | Akron City Campus | Akron City Hospital | Ground Floor | 2016-10-23 | Low
No | 050066 | Physiologic Mon Modules, Exhaled CO2 | 862393 - M3015A Microstream Measurement Server Extension | DE455A3425 | Philips Healthcare | Endoscopy - Outpatient | Akron | Akron City Campus | 95 Arch | Ground Floor | 2016-10-23 | Low
No | 050068 | Physiologic Mon Modules, Exhaled CO2 | 862393 - M3015A Microstream Measurement Server Extension | DE455A3453 | Philips Healthcare | Endoscopy - Outpatient | Akron | Akron City Campus | 95 Arch | Ground Floor | 2016-10-23 | Low
No | 050070 | Physiologic Mon Modules, Exhaled CO2 | 862393 - M3015A Microstream Measurement Server Extension | DE455A3451 | Philips Healthcare | Endoscopy - Outpatient | Akron | Akron City Campus | 95 Arch | Ground Floor | 2016-10-23 | Low
No | 050109 | Physiologic Mon Modules, Exhaled CO2 | 862393 - M3015A Microstream Measurement Server Extension | DE02005471 | Philips Healthcare | PACU | Akron | Akron City Campus | Akron City Hospital | 1st Floor | 2005-03-22 | Low
No | 050158 | Physiologic Mon Modules, Exhaled CO2 | 862393 - M3015A Microstream Measurement Server Extension | DE43547541 | Philips Healthcare | Emergency Department (ED) - ACH | Akron | Akron City Campus | Akron City Hospital | Ground Floor | 2015-12-31 | Low
No | 050394 | Physiologic Mon Modules, Exhaled CO2 | 862393 - M3015A Microstream Measurement Server Extension | DE455A5764 | Philips Healthcare | Sameday Surgery Center | Akron | Akron City Campus | H Tower | 1st Floor | 2017-02-15 | Low
No | 050396 | Physiologic Mon Modules, Exhaled CO2 | 862393 - M3015A Microstream Measurement Server Extension | DE455A5777 | Philips Healthcare | T2 - STN Intensive Care Unit (STN-ICU) | Akron | Akron City Campus | Critical Care Tower | 2nd Floor | 2017-02-15 | Low
No | 050397 | Physiologic Mon Modules, Exhaled CO2 | 862393 - M3015A Microstream Measurement Server Extension | DE455A5771 | Philips Healthcare | PACU | Akron | Akron City Campus | Akron City Hospital | 1st Floor | 2017-02-15 | Low
No | 050398 | Physiologic Mon Modules, Exhaled CO2 | 862393 - M3015A Microstream Measurement Server Extension | DE455A5770 | Philips Healthcare | T2 - STN Intensive Care Unit (STN-ICU) | Akron | Akron City Campus | Critical Care Tower | 2nd Floor | 2017-02-15 | Low
No | 050402 | Physiologic Mon Modules, Exhaled CO2 | 862393 - M3015A Microstream Measurement Server Extension | DE455A5743 | Philips Healthcare | PACU | Akron | Akron City Campus | Akron City Hospital | 1st Floor | 2017-02-15 | Low
No | 050403 | Physiologic Mon Modules, Exhaled CO2 | 862393 - M3015A Microstream Measurement Server Extension | DE455A5749 | Philips Healthcare | PACU | Akron | Akron City Campus | Akron City Hospital | 1st Floor | 2017-02-15 | Low
No | 050838 | Physiologic Mon Modules, Exhaled CO2 | 862393 - M3015A Microstream Measurement Server Extension | DE02005433 | Philips Healthcare | PACU | Akron | Akron City Campus | Akron City Hospital | 1st Floor | 2005-03-22 | Low
No | 051278 | Physiologic Mon Modules, Exhaled CO2 | 862393 - M3015A Microstream Measurement Server Extension | DE455A3577 | Philips Healthcare | T3 - Medical Intensive Care Unit (MICU) | Akron | Akron City Campus | Critical Care Tower | 3rd Floor | 2016-11-14 | Low
No | 051281 | Physiologic Mon Modules, Exhaled CO2 | 862393 - M3015A Microstream Measurement Server Extension | DE455A3616 | Philips Healthcare | T3 - Medical Intensive Care Unit (MICU) | Akron | Akron City Campus | Critical Care Tower | 3rd Floor | 2016-11-14 | Low
No | 051286 | Physiologic Mon Modules, Exhaled CO2 | 862393 - M3015A Microstream Measurement Server Extension | DE455A3588 | Philips Healthcare | T1 - CTV Intensive Care Unit (CTV-ICU) | Akron | Akron City Campus | Critical Care Tower | 1st Floor | 2016-11-14 | Low
No | 051289 | Physiologic Mon Modules, Exhaled CO2 | 862393 - M3015A Microstream Measurement Server Extension | DE455A3627 | Philips Healthcare | T1 - CTV Intensive Care Unit (CTV-ICU) | Akron | Akron City Campus | Critical Care Tower | 1st Floor | 2016-11-14 | Low
No | 051292 | Physiologic Mon Modules, Exhaled CO2 | 862393 - M3015A Microstream Measurement Server Extension | DE455A3572 | Philips Healthcare | T3 - Medical Intensive Care Unit (MICU) | Akron | Akron City Campus | Critical Care Tower | 3rd Floor | 2016-11-14 | Low
No | 051295 | Physiologic Mon Modules, Exhaled CO2 | 862393 - M3015A Microstream Measurement Server Extension | DE455A3576 | Philips Healthcare | T3 - Medical Intensive Care Unit (MICU) | Akron | Akron City Campus | Critical Care Tower | 3rd Floor | 2016-11-14 | Low
No | 051298 | Physiologic Mon Modules, Exhaled CO2 | 862393 - M3015A Microstream Measurement Server Extension | DE455A3573 | Philips Healthcare | T3 - Medical Intensive Care Unit (MICU) | Akron | Akron City Campus | Critical Care Tower | 3rd Floor | 2016-11-14 | Low
No | 051301 | Physiologic Mon Modules, Exhaled CO2 | 862393 - M3015A Microstream Measurement Server Extension | DE455A3574 | Philips Healthcare | T1 - CTV Intensive Care Unit (CTV-ICU) | Akron | Akron City Campus | Critical Care Tower | 1st Floor | 2016-11-14 | Low
No | 051304 | Physiologic Mon Modules, Exhaled CO2 | 862393 - M3015A Microstream Measurement Server Extension | DE455A3622 | Philips Healthcare | T1 - CTV Intensive Care Unit (CTV-ICU) | Akron | Akron City Campus | Critical Care Tower | 1st Floor | 2016-11-14 | Low
No | 051307 | Physiologic Mon Modules, Exhaled CO2 | 862393 - M3015A Microstream Measurement Server Extension | DE455A3570 | Philips Healthcare | T3 - Medical Intensive Care Unit (MICU) | Akron | Akron City Campus | Critical Care Tower | 3rd Floor | 2016-11-14 | Low
No | 051310 | Physiologic Mon Modules, Exhaled CO2 | 862393 - M3015A Microstream Measurement Server Extension | DE455A3615 | Philips Healthcare | T3 - Medical Intensive Care Unit (MICU) | Akron | Akron City Campus | Critical Care Tower | 3rd Floor | 2016-11-14 | Low
No | 051313 | Physiologic Mon Modules, Exhaled CO2 | 862393 - M3015A Microstream Measurement Server Extension | DE455A3618 | Philips Healthcare | T3 - Medical Intensive Care Unit (MICU) | Akron | Akron City Campus | Critical Care Tower | 3rd Floor | 2016-11-15 | Low
No | 051316 | Physiologic Mon Modules, Exhaled CO2 | 862393 - M3015A Microstream Measurement Server Extension | DE455A3614 | Philips Healthcare | T3 - Medical Intensive Care Unit (MICU) | Akron | Akron City Campus | Critical Care Tower | 3rd Floor | 2016-11-15 | Low
No | 051319 | Physiologic Mon Modules, Exhaled CO2 | 862393 - M3015A Microstream Measurement Server Extension | DE455A3620 | Philips Healthcare | T3 - Medical Intensive Care Unit (MICU) | Akron | Akron City Campus | Critical Care Tower | 3rd Floor | 2016-11-15 | Low
No | 051322 | Physiologic Mon Modules, Exhaled CO2 | 862393 - M3015A Microstream Measurement Server Extension | DE455A3634 | Philips Healthcare | T3 - Medical Intensive Care Unit (MICU) | Akron | Akron City Campus | Critical Care Tower | 3rd Floor | 2016-11-15 | Low
No | 051325 | Physiologic Mon Modules, Exhaled CO2 | 862393 - M3015A Microstream Measurement Server Extension | DE455A3637 | Philips Healthcare | T1 - CTV Intensive Care Unit (CTV-ICU) | Akron | Akron City Campus | Critical Care Tower | 1st Floor | 2016-11-15 | Low
No | 051328 | Physiologic Mon Modules, Exhaled CO2 | 862393 - M3015A Microstream Measurement Server Extension | DE455A3621 | Philips Healthcare | T1 - CTV Intensive Care Unit (CTV-ICU) | Akron | Akron City Campus | Critical Care Tower | 1st Floor | 2016-11-15 | Low
No | 051331 | Physiologic Mon Modules, Exhaled CO2 | 862393 - M3015A Microstream Measurement Server Extension | DE455A3633 | Philips Healthcare | T1 - CTV Intensive Care Unit (CTV-ICU) | Akron | Akron City Campus | Critical Care Tower | 1st Floor | 2016-11-14 | Low
No | 051334 | Physiologic Mon Modules, Exhaled CO2 | 862393 - M3015A Microstream Measurement Server Extension | DE455A3575 | Philips Healthcare | T3 - Medical Intensive Care Unit (MICU) | Akron | Akron City Campus | Critical Care Tower | 3rd Floor | 2016-11-14 | Low
No | 051337 | Physiologic Mon Modules, Exhaled CO2 | 862393 - M3015A Microstream Measurement Server Extension | DE455A3619 | Philips Healthcare | Anesthesia | Akron | Akron City Campus | Akron City Hospital | 1st Floor | 2016-11-14 | Low
No | 051340 | Physiologic Mon Modules, Exhaled CO2 | 862393 - M3015A Microstream Measurement Server Extension | DE455A3626 | Philips Healthcare | T3 - Medical Intensive Care Unit (MICU) | Akron | Akron City Campus | Critical Care Tower | 3rd Floor | 2016-11-14 | Low
No | 051861 | Physiologic Mon Modules, Exhaled CO2 | 862393 - M3015A Microstream Measurement Server Extension | DE45A5751 | Philips Healthcare | PACU | Akron | Akron City Campus | Akron City Hospital | 1st Floor | 2017-02-06 | Low
No | 051862 | Physiologic Mon Modules, Exhaled CO2 | 862393 - M3015A Microstream Measurement Server Extension | DE45A5752 | Philips Healthcare | PACU | Akron | Akron City Campus | Akron City Hospital | 1st Floor | 2017-02-06 | Low
No | 051863 | Physiologic Mon Modules, Exhaled CO2 | 862393 - M3015A Microstream Measurement Server Extension | DE45A5753 | Philips Healthcare | Sameday Surgery Center | Akron | Akron City Campus | H Tower | 1st Floor | 2017-02-06 | Low
No | 051864 | Physiologic Mon Modules, Exhaled CO2 | 862393 - M3015A Microstream Measurement Server Extension | DE45A5756 | Philips Healthcare | PACU | Akron | Akron City Campus | Akron City Hospital | 1st Floor | 2017-02-06 | Low
No | 051865 | Physiologic Mon Modules, Exhaled CO2 | 862393 - M3015A Microstream Measurement Server Extension | DE45A5757 | Philips Healthcare | Sameday Surgery Center | Akron | Akron City Campus | H Tower | 1st Floor | 2017-02-06 | Low
No | 051866 | Physiologic Mon Modules, Exhaled CO2 | 862393 - M3015A Microstream Measurement Server Extension | DE45A5774 | Philips Healthcare | PACU | Akron | Akron City Campus | Akron City Hospital | 1st Floor | 2017-02-06 | Low
No | 051867 | Physiologic Mon Modules, Exhaled CO2 | 862393 - M3015A Microstream Measurement Server Extension | DE45A5758 | Philips Healthcare | Sameday Surgery Center | Akron | Akron City Campus | H Tower | 1st Floor | 2017-02-06 | Low
No | 051868 | Physiologic Mon Modules, Exhaled CO2 | 862393 - M3015A Microstream Measurement Server Extension | DE45A5742 | Philips Healthcare | Sameday Surgery Center | Akron | Akron City Campus | H Tower | 1st Floor | 2017-02-06 | Low
No | 051869 | Physiologic Mon Modules, Exhaled CO2 | 862393 - M3015A Microstream Measurement Server Extension | DE45A5748 | Philips Healthcare | PACU | Akron | Akron City Campus | Akron City Hospital | 1st Floor | 2017-02-06 | Low
No | 051870 | Physiologic Mon Modules, Exhaled CO2 | 862393 - M3015A Microstream Measurement Server Extension | DE45A5750 | Philips Healthcare | Sameday Surgery Center | Akron | Akron City Campus | H Tower | 1st Floor | 2017-02-06 | Low
No | 053479 | Physiologic Mon Modules, Exhaled CO2 | 862393 - M3015A Microstream Measurement Server Extension | DE455A9056 | Philips Healthcare | Endoscopy - Outpatient | Akron | Akron City Campus | 95 Arch | Ground Floor | 2017-05-17 | Low
No | 054463 | Physiologic Mon Modules, Exhaled CO2 | 862393 - M3015A Microstream Measurement Server Extension | DE455A3617 | Philips Healthcare | T3 - Medical Intensive Care Unit (MICU) | Akron | Akron City Campus | Critical Care Tower | 3rd Floor | 2016-11-15 | Low
No | 054549 | Physiologic Mon Modules, Exhaled CO2 | 862393 - M3015A Microstream Measurement Server Extension | DE455A3589 | Philips Healthcare | T3 - Medical Intensive Care Unit (MICU) | Akron | Akron City Campus | Critical Care Tower | 3rd Floor | 2016-11-14 | Low
No | 055596 | Physiologic Mon Modules, Exhaled CO2 | 862393 - M3015A Microstream Measurement Server Extension | DE455A3571 | Philips Healthcare | T3 - Medical Intensive Care Unit (MICU) | Akron | Akron City Campus | Critical Care Tower | 3rd Floor | 2018-11-12 | Low
No | 060029 | Physiologic Mon Modules, Exhaled CO2 | 862393 - M3015A Microstream Measurement Server Extension | DE43526171 | Philips Healthcare | PACU | Akron | Akron City Campus | Akron City Hospital | 1st Floor | 2021-01-21 | Low
No | 060310 | Physiologic Mon Modules, Exhaled CO2 | 862393 - M3015A Microstream Measurement Server Extension | DE43526254 | Philips Healthcare | Health Tech Mgmt | Akron | Akron City Campus | ACH Admin Building | Ground Floor | 2021-04-20 | Low
No | 060313 | Physiologic Mon Modules, Exhaled CO2 | 862393 - M3015A Microstream Measurement Server Extension | DE43526260 | Philips Healthcare | Endoscopy - Outpatient | Akron | Akron City Campus | 95 Arch | Ground Floor | 2021-04-20 | Low
No | 060567 | Physiologic Mon Modules, Exhaled CO2 | 862393 - M3015A Microstream Measurement Server Extension | DE455A3459 | Philips Healthcare | H2 - Labor and Delivery Unit (L&D) | Akron | Akron City Campus | H Tower | 2nd Floor | 2016-10-24 | Low
No | 060992 | Physiologic Mon Modules, Exhaled CO2 | 862393 - M3015A Microstream Measurement Server Extension | DE13882027 | Philips Healthcare | T2 - STN Intensive Care Unit (STN-ICU) | Akron | Akron City Campus | Critical Care Tower | 2nd Floor | 2022-01-13 | Low
No | 062855 | Physiologic Mon Modules, Exhaled CO2 | 862393 - M3015A Microstream Measurement Server Extension | DE43524955 | Philips Healthcare | PACU | Akron | Akron City Campus | Akron City Hospital | 1st Floor | 2023-01-23 15:03 | Low
No | 063348 | Physiologic Mon Modules, Exhaled CO2 | 862393 - M3015A Microstream Measurement Server Extension | DE13866080 | Philips Healthcare | PACU | Akron | Akron City Campus | Akron City Hospital | 1st Floor | 2005-03-22 | Low
No | 070246 | Physiologic Mon Modules, Exhaled CO2 | 862393 - M3015A Microstream Measurement Server Extension | DE13878636 | Philips Healthcare | Sameday Surgery Center - SW | Barberton | Wadsworth Campus | Wadsworth-Rittman Medical Center | 1st Floor | 2023-09-15 | Low
No | 070249 | Physiologic Mon Modules, Exhaled CO2 | 862393 - M3015A Microstream Measurement Server Extension | DE45599012 | Philips Healthcare | Sameday Surgery Center - SW | Barberton | Wadsworth Campus | Wadsworth-Rittman Medical Center | 1st Floor | 2023-09-15 | Low
No | 070253 | Physiologic Mon Modules, Exhaled CO2 | 862393 - M3015A Microstream Measurement Server Extension | DE45589158 | Philips Healthcare | Sameday Surgery Center - SW | Barberton | Wadsworth Campus | Wadsworth-Rittman Medical Center | 1st Floor | 2023-09-15 | Low
No | 070256 | Physiologic Mon Modules, Exhaled CO2 | 862393 - M3015A Microstream Measurement Server Extension | DE455A4733 | Philips Healthcare | Sameday Surgery Center - SW | Barberton | Wadsworth Campus | Wadsworth-Rittman Medical Center | 1st Floor | 2023-09-15 | Low
No | 070259 | Physiologic Mon Modules, Exhaled CO2 | 862393 - M3015A Microstream Measurement Server Extension | DE13862691 | Philips Healthcare | Sameday Surgery Center - SW | Barberton | Wadsworth Campus | Wadsworth-Rittman Medical Center | 1st Floor | 2023-09-15 | Low
No | 070262 | Physiologic Mon Modules, Exhaled CO2 | 862393 - M3015A Microstream Measurement Server Extension | DE455A0236 | Philips Healthcare | Sameday Surgery Center - SW | Barberton | Wadsworth Campus | Wadsworth-Rittman Medical Center | 1st Floor | 2023-09-15 | Low
No | 070265 | Physiologic Mon Modules, Exhaled CO2 | 862393 - M3015A Microstream Measurement Server Extension | DE455A2116 | Philips Healthcare | Sameday Surgery Center - SW | Barberton | Wadsworth Campus | Wadsworth-Rittman Medical Center | 1st Floor | 2023-09-15 | Low
No | 070268 | Physiologic Mon Modules, Exhaled CO2 | 862393 - M3015A Microstream Measurement Server Extension | DE13869047 | Philips Healthcare | Sameday Surgery Center - SW | Barberton | Wadsworth Campus | Wadsworth-Rittman Medical Center | 1st Floor | 2023-09-15 | Low
No | 070271 | Physiologic Mon Modules, Exhaled CO2 | 862393 - M3015A Microstream Measurement Server Extension | DE13871867 | Philips Healthcare | Sameday Surgery Center - SW | Barberton | Wadsworth Campus | Wadsworth-Rittman Medical Center | 1st Floor | 2023-09-15 | Low
No | 070274 | Physiologic Mon Modules, Exhaled CO2 | 862393 - M3015A Microstream Measurement Server Extension | DE13876826 | Philips Healthcare | Sameday Surgery Center - SW | Barberton | Wadsworth Campus | Wadsworth-Rittman Medical Center | 1st Floor | 2023-09-15 | Low
No | 038256 | Physiologic Mon Modules, Exhaled CO2 | 865377 - M3015B Microstream Measurement Server Extension | DE45612244 | Philips Healthcare | Emergency Department (ED) - Wadsworth | Barberton | Wadsworth Campus | Wadsworth Emergency Bldg | Ground Floor | 2016-02-23 | Low
No | 038485 | Physiologic Mon Modules, Exhaled CO2 | 865377 - M3015B Microstream Measurement Server Extension | DE45612232 | Philips Healthcare | Emergency Department (ED) - Wadsworth | Barberton | Wadsworth Campus | Wadsworth Emergency Bldg | Ground Floor | 2016-02-23 | Low
No | 038487 | Physiologic Mon Modules, Exhaled CO2 | 865377 - M3015B Microstream Measurement Server Extension | DE45612242 | Philips Healthcare | Emergency Department (ED) - Wadsworth | Barberton | Wadsworth Campus | Wadsworth Emergency Bldg | Ground Floor | 2016-02-23 | Low
No | 038488 | Physiologic Mon Modules, Exhaled CO2 | 865377 - M3015B Microstream Measurement Server Extension | DE45612243 | Philips Healthcare | Emergency Department (ED) - Wadsworth | Barberton | Wadsworth Campus | Wadsworth Emergency Bldg | Ground Floor | 2016-02-23 | Low
No | 059398 | Physiologic Mon Modules, Exhaled CO2 | 865377 - M3015B Microstream Measurement Server Extension | DE43526255 | Philips Healthcare | Emergency Department (ED) - ACH | Akron | Akron City Campus | Akron City Hospital | Ground Floor | 2020-11-06 | Low
No | 038382 | Physiologic Mon Modules, Exhaled CO2 | 867041 - Microstream CO2 Extension Module | DE61410119 | Philips Healthcare | PACU - SB | Barberton | Barberton Campus | Summa Barberton Hospital | 2nd Floor | 2019-01-29 | Low
No | 038383 | Physiologic Mon Modules, Exhaled CO2 | 867041 - Microstream CO2 Extension Module | DE61410169 | Philips Healthcare | PACU - SB | Barberton | Barberton Campus | Summa Barberton Hospital | 2nd Floor | 2019-01-29 | Low
No | 038390 | Physiologic Mon Modules, Exhaled CO2 | 867041 - Microstream CO2 Extension Module | DE61410153 | Philips Healthcare | Sameday Surgery Center - SB | Barberton | Barberton Campus | Summa Barberton Hospital | 2nd Floor | 2019-01-29 | Low
No | 038391 | Physiologic Mon Modules, Exhaled CO2 | 867041 - Microstream CO2 Extension Module | DE61410156 | Philips Healthcare | Sameday Surgery Center - SB | Barberton | Barberton Campus | Summa Barberton Hospital | 2nd Floor | 2019-01-29 | Low
No | 038394 | Physiologic Mon Modules, Exhaled CO2 | 867041 - Microstream CO2 Extension Module | DE61410136 | Philips Healthcare | PACU - SB | Barberton | Barberton Campus | Summa Barberton Hospital | 2nd Floor | 2019-01-29 | Low
No | 038414 | Physiologic Mon Modules, Exhaled CO2 | 867041 - Microstream CO2 Extension Module | DE61410113 | Philips Healthcare | Sameday Surgery Center - SB | Barberton | Barberton Campus | Summa Barberton Hospital | 2nd Floor | 2019-01-29 | Low
No | 038509 | Physiologic Mon Modules, Exhaled CO2 | 867041 - Microstream CO2 Extension Module | DE61410149 | Philips Healthcare | Sameday Surgery Center - SB | Barberton | Barberton Campus | Summa Barberton Hospital | 2nd Floor | 2019-01-29 | Low
No | 038510 | Physiologic Mon Modules, Exhaled CO2 | 867041 - Microstream CO2 Extension Module | DE61410120 | Philips Healthcare | Sameday Surgery Center - SB | Barberton | Barberton Campus | Summa Barberton Hospital | 2nd Floor | 2019-01-29 | Low
No | 038511 | Physiologic Mon Modules, Exhaled CO2 | 867041 - Microstream CO2 Extension Module | DE61410160 | Philips Healthcare | Sameday Surgery Center - SB | Barberton | Barberton Campus | Summa Barberton Hospital | 2nd Floor | 2019-01-29 | Low
No | 038512 | Physiologic Mon Modules, Exhaled CO2 | 867041 - Microstream CO2 Extension Module | DE61410130 | Philips Healthcare | Sameday Surgery Center - SB | Barberton | Barberton Campus | Summa Barberton Hospital | 2nd Floor | 2019-01-29 | Low
No | 038513 | Physiologic Mon Modules, Exhaled CO2 | 867041 - Microstream CO2 Extension Module | DE61410118 | Philips Healthcare | Sameday Surgery Center - SB | Barberton | Barberton Campus | Summa Barberton Hospital | 2nd Floor | 2019-01-29 | Low
No | 038514 | Physiologic Mon Modules, Exhaled CO2 | 867041 - Microstream CO2 Extension Module | DE61410159 | Philips Healthcare | Sameday Surgery Center - SB | Barberton | Barberton Campus | Summa Barberton Hospital | 2nd Floor | 2019-01-29 | Low
No | 038515 | Physiologic Mon Modules, Exhaled CO2 | 867041 - Microstream CO2 Extension Module | DE61410127 | Philips Healthcare | Sameday Surgery Center - SB | Barberton | Barberton Campus | Summa Barberton Hospital | 2nd Floor | 2019-01-29 | Low
No | 038516 | Physiologic Mon Modules, Exhaled CO2 | 867041 - Microstream CO2 Extension Module | DE61410151 | Philips Healthcare | Sameday Surgery Center - SB | Barberton | Barberton Campus | Summa Barberton Hospital | 2nd Floor | 2019-01-29 | Low
No | 038517 | Physiologic Mon Modules, Exhaled CO2 | 867041 - Microstream CO2 Extension Module | DE61410114 | Philips Healthcare | Sameday Surgery Center - SB | Barberton | Barberton Campus | Summa Barberton Hospital | 2nd Floor | 2019-01-29 | Low
No | 038530 | Physiologic Mon Modules, Exhaled CO2 | 867041 - Microstream CO2 Extension Module | DE61410154 | Philips Healthcare | Sameday Surgery Center - SB | Barberton | Barberton Campus | Summa Barberton Hospital | 2nd Floor | 2019-01-29 | Low
No | 039982 | Physiologic Mon Modules, Exhaled CO2 | 867041 - Microstream CO2 Extension Module | DE742C2729 | Philips Healthcare | Medina ASC | Barberton | Medina Campus | Medina Medical Center | 1st Floor | 2022-12-16 10:43 | Low
No | 039985 | Physiologic Mon Modules, Exhaled CO2 | 867041 - Microstream CO2 Extension Module | DE742C2699 | Philips Healthcare | Medina ASC | Barberton | Medina Campus | Medina Medical Center | 1st Floor | 2022-12-16 12:54 | Low
No | 039988 | Physiologic Mon Modules, Exhaled CO2 | 867041 - Microstream CO2 Extension Module | DE742C2730 | Philips Healthcare | Medina ASC | Barberton | Medina Campus | Medina Medical Center | 1st Floor | 2022-12-16 13:05 | Low
No | 039991 | Physiologic Mon Modules, Exhaled CO2 | 867041 - Microstream CO2 Extension Module | DE742C2693 | Philips Healthcare | Medina ASC | Barberton | Medina Campus | Medina Medical Center | 1st Floor | 2022-12-16 13:18 | Low
No | 039994 | Physiologic Mon Modules, Exhaled CO2 | 867041 - Microstream CO2 Extension Module | DE742C2697 | Philips Healthcare | Medina ASC | Barberton | Medina Campus | Medina Medical Center | 1st Floor | 2022-12-16 13:33 | Low
No | 039997 | Physiologic Mon Modules, Exhaled CO2 | 867041 - Microstream CO2 Extension Module | DE742C2738 | Philips Healthcare | Medina ASC | Barberton | Medina Campus | Medina Medical Center | 1st Floor | 2022-12-16 13:44 | Low
No | 039999 | Physiologic Mon Modules, Exhaled CO2 | 867041 - Microstream CO2 Extension Module | DE742C2723 | Philips Healthcare | Medina ASC | Barberton | Medina Campus | Medina Medical Center | 1st Floor | 2022-12-16 13:58 | Low
No | 043152 | Physiologic Mon Modules, Exhaled CO2 | 867041 - Microstream CO2 Extension Module | DE742C2713 | Philips Healthcare | Medina ASC | Barberton | Medina Campus | Medina Medical Center | 1st Floor | 2022-12-16 14:14 | Low
No | 055804 | Physiologic Mon Modules, Exhaled CO2 | 867041 - Microstream CO2 Extension Module | DE61416190 | Philips Healthcare | H2 - Labor and Delivery Unit (L&D) | Akron | Akron City Campus | H Tower | 2nd Floor | 2019-05-20 | Low
No | 056777 | Physiologic Mon Modules, Exhaled CO2 | 867041 - Microstream CO2 Extension Module | DE61417726 | Philips Healthcare | Sameday Surgery Center | Akron | Akron City Campus | H Tower | 1st Floor | 2019-05-03 | Low
No | 056780 | Physiologic Mon Modules, Exhaled CO2 | 867041 - Microstream CO2 Extension Module | DE61417760 | Philips Healthcare | Sameday Surgery Center | Akron | Akron City Campus | H Tower | 1st Floor | 2019-05-03 | Low
No | 056783 | Physiologic Mon Modules, Exhaled CO2 | 867041 - Microstream CO2 Extension Module | DE61417759 | Philips Healthcare | Sameday Surgery Center | Akron | Akron City Campus | H Tower | 1st Floor | 2019-05-03 | Low
No | 056803 | Physiologic Mon Modules, Exhaled CO2 | 867041 - Microstream CO2 Extension Module | DE61417734 | Philips Healthcare | PACU | Akron | Akron City Campus | Akron City Hospital | 1st Floor | 2019-05-03 | Low
No | 056806 | Physiologic Mon Modules, Exhaled CO2 | 867041 - Microstream CO2 Extension Module | DE61417792 | Philips Healthcare | Sameday Surgery Center | Akron | Akron City Campus | H Tower | 1st Floor | 2019-05-03 | Low
No | 056809 | Physiologic Mon Modules, Exhaled CO2 | 867041 - Microstream CO2 Extension Module | DE61417812 | Philips Healthcare | Sameday Surgery Center | Akron | Akron City Campus | H Tower | 1st Floor | 2019-05-03 | Low
No | 056812 | Physiologic Mon Modules, Exhaled CO2 | 867041 - Microstream CO2 Extension Module | DE61417763 | Philips Healthcare | Sameday Surgery Center | Akron | Akron City Campus | H Tower | 1st Floor | 2019-05-03 | Low
No | 056815 | Physiologic Mon Modules, Exhaled CO2 | 867041 - Microstream CO2 Extension Module | DE61417731 | Philips Healthcare | Sameday Surgery Center | Akron | Akron City Campus | H Tower | 1st Floor | 2019-05-03 | Low
No | 056818 | Physiologic Mon Modules, Exhaled CO2 | 867041 - Microstream CO2 Extension Module | DE61417769 | Philips Healthcare | Sameday Surgery Center | Akron | Akron City Campus | H Tower | 1st Floor | 2019-05-03 | Low
No | 056821 | Physiologic Mon Modules, Exhaled CO2 | 867041 - Microstream CO2 Extension Module | DE61417814 | Philips Healthcare | Sameday Surgery Center | Akron | Akron City Campus | H Tower | 1st Floor | 2019-05-03 | Low
No | 056824 | Physiologic Mon Modules, Exhaled CO2 | 867041 - Microstream CO2 Extension Module | DE61417733 | Philips Healthcare | Sameday Surgery Center | Akron | Akron City Campus | H Tower | 1st Floor | 2019-05-03 | Low
No | 056827 | Physiologic Mon Modules, Exhaled CO2 | 867041 - Microstream CO2 Extension Module | DE61417764 | Philips Healthcare | Sameday Surgery Center | Akron | Akron City Campus | H Tower | 1st Floor | 2019-05-03 | Low
No | 056830 | Physiologic Mon Modules, Exhaled CO2 | 867041 - Microstream CO2 Extension Module | DE61417762 | Philips Healthcare | Sameday Surgery Center | Akron | Akron City Campus | H Tower | 1st Floor | 2019-05-03 | Low
No | 056833 | Physiologic Mon Modules, Exhaled CO2 | 867041 - Microstream CO2 Extension Module | DE61417732 | Philips Healthcare | Sameday Surgery Center | Akron | Akron City Campus | H Tower | 1st Floor | 2019-05-03 | Low
No | 056836 | Physiologic Mon Modules, Exhaled CO2 | 867041 - Microstream CO2 Extension Module | DE61417798 | Philips Healthcare | Sameday Surgery Center | Akron | Akron City Campus | H Tower | 1st Floor | 2019-05-03 | Low
No | 056839 | Physiologic Mon Modules, Exhaled CO2 | 867041 - Microstream CO2 Extension Module | DE61417722 | Philips Healthcare | Sameday Surgery Center | Akron | Akron City Campus | H Tower | 1st Floor | 2019-05-03 | Low
No | 056842 | Physiologic Mon Modules, Exhaled CO2 | 867041 - Microstream CO2 Extension Module | DE61417795 | Philips Healthcare | Sameday Surgery Center | Akron | Akron City Campus | H Tower | 1st Floor | 2019-05-03 | Low
No | 056845 | Physiologic Mon Modules, Exhaled CO2 | 867041 - Microstream CO2 Extension Module | DE61417822 | Philips Healthcare | Sameday Surgery Center | Akron | Akron City Campus | H Tower | 1st Floor | 2019-05-03 | Low
No | 056848 | Physiologic Mon Modules, Exhaled CO2 | 867041 - Microstream CO2 Extension Module | DE161417778 | Philips Healthcare | Sameday Surgery Center | Akron | Akron City Campus | H Tower | 1st Floor | 2019-05-03 | Low
No | 056851 | Physiologic Mon Modules, Exhaled CO2 | 867041 - Microstream CO2 Extension Module | DE61417711 | Philips Healthcare | Sameday Surgery Center | Akron | Akron City Campus | H Tower | 1st Floor | 2019-05-03 | Low
No | 056854 | Physiologic Mon Modules, Exhaled CO2 | 867041 - Microstream CO2 Extension Module | DE61417727 | Philips Healthcare | Sameday Surgery Center | Akron | Akron City Campus | H Tower | 1st Floor | 2019-05-03 | Low
No | 056857 | Physiologic Mon Modules, Exhaled CO2 | 867041 - Microstream CO2 Extension Module | DE61417802 | Philips Healthcare | Sameday Surgery Center | Akron | Akron City Campus | H Tower | 1st Floor | 2019-05-03 | Low
No | 056860 | Physiologic Mon Modules, Exhaled CO2 | 867041 - Microstream CO2 Extension Module | DE61417743 | Philips Healthcare | PACU | Akron | Akron City Campus | Akron City Hospital | 1st Floor | 2019-05-03 | Low
No | 056863 | Physiologic Mon Modules, Exhaled CO2 | 867041 - Microstream CO2 Extension Module | DE61417806 | Philips Healthcare | Sameday Surgery Center | Akron | Akron City Campus | H Tower | 1st Floor | 2019-05-03 | Low
No | 056866 | Physiologic Mon Modules, Exhaled CO2 | 867041 - Microstream CO2 Extension Module | DE61417781 | Philips Healthcare | Sameday Surgery Center | Akron | Akron City Campus | H Tower | 1st Floor | 2019-05-03 | Low
No | 056869 | Physiologic Mon Modules, Exhaled CO2 | 867041 - Microstream CO2 Extension Module | DE61417775 | Philips Healthcare | Sameday Surgery Center | Akron | Akron City Campus | H Tower | 1st Floor | 2019-05-03 | Low
No | 056872 | Physiologic Mon Modules, Exhaled CO2 | 867041 - Microstream CO2 Extension Module | DE61417713 | Philips Healthcare | Sameday Surgery Center | Akron | Akron City Campus | H Tower | 1st Floor | 2019-05-03 | Low
No | 056875 | Physiologic Mon Modules, Exhaled CO2 | 867041 - Microstream CO2 Extension Module | DE61417744 | Philips Healthcare | Sameday Surgery Center | Akron | Akron City Campus | H Tower | 1st Floor | 2019-05-03 | Low
No | 056878 | Physiologic Mon Modules, Exhaled CO2 | 867041 - Microstream CO2 Extension Module | DE61417790 | Philips Healthcare | Sameday Surgery Center | Akron | Akron City Campus | H Tower | 1st Floor | 2019-05-03 | Low
No | 056881 | Physiologic Mon Modules, Exhaled CO2 | 867041 - Microstream CO2 Extension Module | DE61417797 | Philips Healthcare | Sameday Surgery Center | Akron | Akron City Campus | H Tower | 1st Floor | 2019-05-03 | Low
No | 056884 | Physiologic Mon Modules, Exhaled CO2 | 867041 - Microstream CO2 Extension Module | DE61417767 | Philips Healthcare | Sameday Surgery Center | Akron | Akron City Campus | H Tower | 1st Floor | 2019-05-03 | Low
No | 056887 | Physiologic Mon Modules, Exhaled CO2 | 867041 - Microstream CO2 Extension Module | DE61417709 | Philips Healthcare | Sameday Surgery Center | Akron | Akron City Campus | H Tower | 1st Floor | 2019-05-03 | Low
No | 056890 | Physiologic Mon Modules, Exhaled CO2 | 867041 - Microstream CO2 Extension Module | DE61417817 | Philips Healthcare | Sameday Surgery Center | Akron | Akron City Campus | H Tower | 1st Floor | 2019-05-03 | Low
No | 056893 | Physiologic Mon Modules, Exhaled CO2 | 867041 - Microstream CO2 Extension Module | DE61417785 | Philips Healthcare | Sameday Surgery Center | Akron | Akron City Campus | H Tower | 1st Floor | 2019-05-03 | Low
No | 056896 | Physiologic Mon Modules, Exhaled CO2 | 867041 - Microstream CO2 Extension Module | DE61417751 | Philips Healthcare | Sameday Surgery Center | Akron | Akron City Campus | H Tower | 1st Floor | 2019-05-03 | Low
No | 056899 | Physiologic Mon Modules, Exhaled CO2 | 867041 - Microstream CO2 Extension Module | DE61417836 | Philips Healthcare | Sameday Surgery Center | Akron | Akron City Campus | H Tower | 1st Floor | 2019-05-03 | Low
No | 057191 | Physiologic Mon Modules, Exhaled CO2 | 867041 - Microstream CO2 Extension Module | DE61416179 | Philips Healthcare | H2 - Labor and Delivery Unit (L&D) | Akron | Akron City Campus | H Tower | 2nd Floor | 2019-05-24 | Low
No | 057192 | Physiologic Mon Modules, Exhaled CO2 | 867041 - Microstream CO2 Extension Module | DE6146180 | Philips Healthcare | H2 - Labor and Delivery Unit (L&D) | Akron | Akron City Campus | H Tower | 2nd Floor | 2019-05-24 | Low
No | 057193 | Physiologic Mon Modules, Exhaled CO2 | 867041 - Microstream CO2 Extension Module | DE61416205 | Philips Healthcare | H2 - Labor and Delivery Unit (L&D) | Akron | Akron City Campus | H Tower | 2nd Floor | 2019-05-24 | Low
No | 058487 | Physiologic Mon Modules, Exhaled CO2 | 867041 - Microstream CO2 Extension Module | DE61417773 | Philips Healthcare | Sameday Surgery Center | Akron | Akron City Campus | H Tower | 1st Floor | 2019-11-29 | Low
No | 058488 | Physiologic Mon Modules, Exhaled CO2 | 867041 - Microstream CO2 Extension Module | DE61417779 | Philips Healthcare | Sameday Surgery Center | Akron | Akron City Campus | H Tower | 1st Floor | 2019-11-29 | Low
No | 058489 | Physiologic Mon Modules, Exhaled CO2 | 867041 - Microstream CO2 Extension Module | DE61417730 | Philips Healthcare | PACU | Akron | Akron City Campus | Akron City Hospital | 1st Floor | 2019-11-29 | Low
No | 058490 | Physiologic Mon Modules, Exhaled CO2 | 867041 - Microstream CO2 Extension Module | DE61417729 | Philips Healthcare | Sameday Surgery Center | Akron | Akron City Campus | H Tower | 1st Floor | 2019-11-29 | Low
No | 058491 | Physiologic Mon Modules, Exhaled CO2 | 867041 - Microstream CO2 Extension Module | DE61417761 | Philips Healthcare | Sameday Surgery Center | Akron | Akron City Campus | H Tower | 1st Floor | 2019-11-29 | Low
No | 058492 | Physiologic Mon Modules, Exhaled CO2 | 867041 - Microstream CO2 Extension Module | DE61417566 | Philips Healthcare | Sameday Surgery Center | Akron | Akron City Campus | H Tower | 1st Floor | 2019-11-29 | Low
No | 058493 | Physiologic Mon Modules, Exhaled CO2 | 867041 - Microstream CO2 Extension Module | DE61417728 | Philips Healthcare | Sameday Surgery Center | Akron | Akron City Campus | H Tower | 1st Floor | 2019-11-29 | Low
No | 058494 | Physiologic Mon Modules, Exhaled CO2 | 867041 - Microstream CO2 Extension Module | DE61417768 | Philips Healthcare | Sameday Surgery Center | Akron | Akron City Campus | H Tower | 1st Floor | 2019-11-29 | Low
No | 058495 | Physiologic Mon Modules, Exhaled CO2 | 867041 - Microstream CO2 Extension Module | DE61417706 | Philips Healthcare | Sameday Surgery Center | Akron | Akron City Campus | H Tower | 1st Floor | 2019-11-29 | Low
No | 058496 | Physiologic Mon Modules, Exhaled CO2 | 867041 - Microstream CO2 Extension Module | DE61417766 | Philips Healthcare | Sameday Surgery Center | Akron | Akron City Campus | H Tower | 1st Floor | 2019-11-29 | Low
No | 058497 | Physiologic Mon Modules, Exhaled CO2 | 867041 - Microstream CO2 Extension Module | DE61417813 | Philips Healthcare | Sameday Surgery Center | Akron | Akron City Campus | H Tower | 1st Floor | 2019-11-29 | Low
No | 058498 | Physiologic Mon Modules, Exhaled CO2 | 867041 - Microstream CO2 Extension Module | DE61417800 | Philips Healthcare | Sameday Surgery Center | Akron | Akron City Campus | H Tower | 1st Floor | 2019-11-29 | Low
No | 058499 | Physiologic Mon Modules, Exhaled CO2 | 867041 - Microstream CO2 Extension Module | DE61417833 | Philips Healthcare | Sameday Surgery Center | Akron | Akron City Campus | H Tower | 1st Floor | 2019-11-29 | Low
No | 058500 | Physiologic Mon Modules, Exhaled CO2 | 867041 - Microstream CO2 Extension Module | DE61417787 | Philips Healthcare | PACU | Akron | Akron City Campus | Akron City Hospital | 1st Floor | 2019-11-29 | Low
No | 062516 | Physiologic Mon Modules, Exhaled CO2 | 867041 - Microstream CO2 Extension Module | DE742C0426 | Philips Healthcare | Interventional Psychiatry | Akron | Akron City Campus | Akron City Hospital | 2nd Floor | 2023-01-20 10:43 | Low
No | 062521 | Physiologic Mon Modules, Exhaled CO2 | 867041 - Microstream CO2 Extension Module | DE742C0394 | Philips Healthcare | Interventional Psychiatry | Akron | Akron City Campus | Akron City Hospital | 2nd Floor | 2023-01-20 10:43 | Low
No | 062524 | Physiologic Mon Modules, Exhaled CO2 | 867041 - Microstream CO2 Extension Module | DE742C0442 | Philips Healthcare | Interventional Psychiatry | Akron | Akron City Campus | Akron City Hospital | 2nd Floor | 2023-01-20 10:43 | Low
No | 062703 | Physiologic Mon Modules, Exhaled CO2 | 867041 - Microstream CO2 Extension Module | DE742C0317 | Philips Healthcare | Interventional Psychiatry | Akron | Akron City Campus | Akron City Hospital | 2nd Floor | 2023-01-20 10:43 | Low
No | 062706 | Physiologic Mon Modules, Exhaled CO2 | 867041 - Microstream CO2 Extension Module | DE742C0387 | Philips Healthcare | Interventional Psychiatry | Akron | Akron City Campus | Akron City Hospital | 2nd Floor | 2023-01-20 10:43 | Low
No | 062709 | Physiologic Mon Modules, Exhaled CO2 | 867041 - Microstream CO2 Extension Module | DE742C0319 | Philips Healthcare | Interventional Psychiatry | Akron | Akron City Campus | Akron City Hospital | 2nd Floor | 2023-01-20 10:43 | Low
No | 063826 | Physiologic Mon Modules, Exhaled CO2 | 867041 - Microstream CO2 Extension Module | DE742C2722 | Philips Healthcare | Medina ASC | Barberton | Medina Campus | Medina Medical Center | 1st Floor | 2022-12-16 13:58 | Low
No | 000304 | Physiologic Mon Modules, Invasive Pressure | M1006A | 3126A43423 | Philips Healthcare | T2 - STN Intensive Care Unit (STN-ICU) | Akron | Akron City Campus | Critical Care Tower | 2nd Floor | 1992-02-18 | Low
No | 000344 | Physiologic Mon Modules, Invasive Pressure | M1006A | 3126A43407 | Philips Healthcare | T2 - STN Intensive Care Unit (STN-ICU) | Akron | Akron City Campus | Critical Care Tower | 2nd Floor | 1992-02-18 | Low
No | 000345 | Physiologic Mon Modules, Invasive Pressure | M1006A | 3126A43433 | Philips Healthcare | T2 - STN Intensive Care Unit (STN-ICU) | Akron | Akron City Campus | Critical Care Tower | 2nd Floor | 1992-02-18 | Low
No | 004215 | Physiologic Mon Modules, Invasive Pressure | M1006A | 3251A60495 | Philips Healthcare | T3 - Medical Intensive Care Unit (MICU) | Akron | Akron City Campus | Critical Care Tower | 3rd Floor | 1993-05-18 | Low
No | 004513 | Physiologic Mon Modules, Invasive Pressure | M1006A | 3251A60489 | Philips Healthcare | T3 - Medical Intensive Care Unit (MICU) | Akron | Akron City Campus | Critical Care Tower | 3rd Floor | 1993-05-18 | Low
No | 004544 | Physiologic Mon Modules, Invasive Pressure | M1006A | 3251A60499 | Philips Healthcare | T2 - STN Intensive Care Unit (STN-ICU) | Akron | Akron City Campus | Critical Care Tower | 2nd Floor | 1993-05-18 | Low
No | 000977 | Physiologic Mon Modules, Invasive Pressure | M1006B | 3805A56235 | Philips Healthcare | Acuity Adaptable Unit (AAU) - SB | Barberton | Barberton Campus | Summa Barberton Hospital | 2nd Floor | 1998-06-17 | Low
No | 003492 | Physiologic Mon Modules, Invasive Pressure | M1006B | 3805G87816 | Philips Healthcare | T2 - STN Intensive Care Unit (STN-ICU) | Akron | Akron City Campus | Critical Care Tower | 2nd Floor | 2000-06-14 | Low
No | 003503 | Physiologic Mon Modules, Invasive Pressure | M1006B | 3805G88144 | Philips Healthcare | T2 - STN Intensive Care Unit (STN-ICU) | Akron | Akron City Campus | Critical Care Tower | 2nd Floor | 2000-06-14 | Low
No | 003504 | Physiologic Mon Modules, Invasive Pressure | M1006B | 3805G88136 | Philips Healthcare | T2 - STN Intensive Care Unit (STN-ICU) | Akron | Akron City Campus | Critical Care Tower | 2nd Floor | 2000-06-14 | Low
No | 003505 | Physiologic Mon Modules, Invasive Pressure | M1006B | 3805G88139 | Philips Healthcare | T2 - STN Intensive Care Unit (STN-ICU) | Akron | Akron City Campus | Critical Care Tower | 2nd Floor | 2000-06-14 | Low
No | 003506 | Physiologic Mon Modules, Invasive Pressure | M1006B | 3805G87823 | Philips Healthcare | T2 - STN Intensive Care Unit (STN-ICU) | Akron | Akron City Campus | Critical Care Tower | 2nd Floor | 2000-06-14 | Low
No | 003508 | Physiologic Mon Modules, Invasive Pressure | M1006B | 3805G88137 | Philips Healthcare | T2 - STN Intensive Care Unit (STN-ICU) | Akron | Akron City Campus | Critical Care Tower | 2nd Floor | 2000-06-14 | Low
No | 003509 | Physiologic Mon Modules, Invasive Pressure | M1006B | 3805G87824 | Philips Healthcare | T2 - STN Intensive Care Unit (STN-ICU) | Akron | Akron City Campus | Critical Care Tower | 2nd Floor | 2000-06-14 | Low
No | 003510 | Physiologic Mon Modules, Invasive Pressure | M1006B | 3805G87906 | Philips Healthcare | T2 - STN Intensive Care Unit (STN-ICU) | Akron | Akron City Campus | Critical Care Tower | 2nd Floor | 2000-06-14 | Low
No | 003511 | Physiologic Mon Modules, Invasive Pressure | M1006B | 3805G88143 | Philips Healthcare | T2 - STN Intensive Care Unit (STN-ICU) | Akron | Akron City Campus | Critical Care Tower | 2nd Floor | 2000-06-14 | Low
No | 003512 | Physiologic Mon Modules, Invasive Pressure | M1006B | 3805G88145 | Philips Healthcare | T2 - STN Intensive Care Unit (STN-ICU) | Akron | Akron City Campus | Critical Care Tower | 2nd Floor | 2000-06-14 | Low
No | 003514 | Physiologic Mon Modules, Invasive Pressure | M1006B | 3805G87820 | Philips Healthcare | T2 - STN Intensive Care Unit (STN-ICU) | Akron | Akron City Campus | Critical Care Tower | 2nd Floor | 2000-06-14 | Low
No | 003515 | Physiologic Mon Modules, Invasive Pressure | M1006B | 3805G87913 | Philips Healthcare | T3 - Medical Intensive Care Unit (MICU) | Akron | Akron City Campus | Critical Care Tower | 3rd Floor | 2000-06-14 | Low
No | 003516 | Physiologic Mon Modules, Invasive Pressure | M1006B | 3805G88141 | Philips Healthcare | T2 - STN Intensive Care Unit (STN-ICU) | Akron | Akron City Campus | Critical Care Tower | 2nd Floor | 2000-06-14 | Low
No | 003517 | Physiologic Mon Modules, Invasive Pressure | M1006B | 3805G87810 | Philips Healthcare | T2 - STN Intensive Care Unit (STN-ICU) | Akron | Akron City Campus | Critical Care Tower | 2nd Floor | 2000-06-14 | Low
No | 003518 | Physiologic Mon Modules, Invasive Pressure | M1006B | 3805G87821 | Philips Healthcare | T2 - STN Intensive Care Unit (STN-ICU) | Akron | Akron City Campus | Critical Care Tower | 2nd Floor | 2000-06-14 | Low
No | 003519 | Physiologic Mon Modules, Invasive Pressure | M1006B | 3805G87769 | Philips Healthcare | T2 - STN Intensive Care Unit (STN-ICU) | Akron | Akron City Campus | Critical Care Tower | 2nd Floor | 2000-06-14 | Low
No | 003522 | Physiologic Mon Modules, Invasive Pressure | M1006B | 3805G87765 | Philips Healthcare | T2 - STN Intensive Care Unit (STN-ICU) | Akron | Akron City Campus | Critical Care Tower | 2nd Floor | 2000-06-14 | Low
No | 003523 | Physiologic Mon Modules, Invasive Pressure | M1006B | 3805G87767 | Philips Healthcare | T2 - STN Intensive Care Unit (STN-ICU) | Akron | Akron City Campus | Critical Care Tower | 2nd Floor | 2000-06-14 | Low
No | 003524 | Physiologic Mon Modules, Invasive Pressure | M1006B | 3805G87768 | Philips Healthcare | T2 - STN Intensive Care Unit (STN-ICU) | Akron | Akron City Campus | Critical Care Tower | 2nd Floor | 2000-06-14 | Low
No | 003525 | Physiologic Mon Modules, Invasive Pressure | M1006B | 3805G87771 | Philips Healthcare | T2 - STN Intensive Care Unit (STN-ICU) | Akron | Akron City Campus | Critical Care Tower | 2nd Floor | 2000-06-14 | Low
No | 003526 | Physiologic Mon Modules, Invasive Pressure | M1006B | 3805G87770 | Philips Healthcare | T2 - STN Intensive Care Unit (STN-ICU) | Akron | Akron City Campus | Critical Care Tower | 2nd Floor | 2000-06-14 | Low
No | 003527 | Physiologic Mon Modules, Invasive Pressure | M1006B | 3805G87813 | Philips Healthcare | T2 - STN Intensive Care Unit (STN-ICU) | Akron | Akron City Campus | Critical Care Tower | 2nd Floor | 2000-06-14 | Low
No | 003529 | Physiologic Mon Modules, Invasive Pressure | M1006B | 3805G88135 | Philips Healthcare | T2 - STN Intensive Care Unit (STN-ICU) | Akron | Akron City Campus | Critical Care Tower | 2nd Floor | 2000-06-14 | Low
No | 003539 | Physiologic Mon Modules, Invasive Pressure | M1006B | 3805G69257 | Philips Healthcare | T2 - STN Intensive Care Unit (STN-ICU) | Akron | Akron City Campus | Critical Care Tower | 2nd Floor | 2000-06-14 | Low
No | 003540 | Physiologic Mon Modules, Invasive Pressure | M1006B | 3805G69249 | Philips Healthcare | T2 - STN Intensive Care Unit (STN-ICU) | Akron | Akron City Campus | Critical Care Tower | 2nd Floor | 2000-06-14 | Low
No | 003541 | Physiologic Mon Modules, Invasive Pressure | M1006B | 3805G69252 | Philips Healthcare | T2 - STN Intensive Care Unit (STN-ICU) | Akron | Akron City Campus | Critical Care Tower | 2nd Floor | 2000-06-14 | Low
No | 003542 | Physiologic Mon Modules, Invasive Pressure | M1006B | 3805G69262 | Philips Healthcare | T2 - STN Intensive Care Unit (STN-ICU) | Akron | Akron City Campus | Critical Care Tower | 2nd Floor | 2000-06-14 | Low
No | 003544 | Physiologic Mon Modules, Invasive Pressure | M1006B | 3805G69089 | Philips Healthcare | T2 - STN Intensive Care Unit (STN-ICU) | Akron | Akron City Campus | Critical Care Tower | 2nd Floor | 2000-06-14 | Low
No | 003545 | Physiologic Mon Modules, Invasive Pressure | M1006B | 3805G69207 | Philips Healthcare | T2 - STN Intensive Care Unit (STN-ICU) | Akron | Akron City Campus | Critical Care Tower | 2nd Floor | 2000-06-14 | Low
No | 003546 | Physiologic Mon Modules, Invasive Pressure | M1006B | 3805G69060 | Philips Healthcare | T2 - STN Intensive Care Unit (STN-ICU) | Akron | Akron City Campus | Critical Care Tower | 2nd Floor | 2000-06-14 | Low
No | 003547 | Physiologic Mon Modules, Invasive Pressure | M1006B | 3805G69018 | Philips Healthcare | T2 - STN Intensive Care Unit (STN-ICU) | Akron | Akron City Campus | Critical Care Tower | 2nd Floor | 2000-06-14 | Low
No | 003548 | Physiologic Mon Modules, Invasive Pressure | M1006B | 3805G69247 | Philips Healthcare | T2 - STN Intensive Care Unit (STN-ICU) | Akron | Akron City Campus | Critical Care Tower | 2nd Floor | 2000-06-14 | Low
No | 003549 | Physiologic Mon Modules, Invasive Pressure | M1006B | 3805G69245 | Philips Healthcare | T2 - STN Intensive Care Unit (STN-ICU) | Akron | Akron City Campus | Critical Care Tower | 2nd Floor | 2000-06-14 | Low
No | 003550 | Physiologic Mon Modules, Invasive Pressure | M1006B | 3805G69015 | Philips Healthcare | T2 - STN Intensive Care Unit (STN-ICU) | Akron | Akron City Campus | Critical Care Tower | 2nd Floor | 2000-06-14 | Low
No | 003551 | Physiologic Mon Modules, Invasive Pressure | M1006B | 3805G69033 | Philips Healthcare | T2 - STN Intensive Care Unit (STN-ICU) | Akron | Akron City Campus | Critical Care Tower | 2nd Floor | 2000-06-14 | Low
No | 003552 | Physiologic Mon Modules, Invasive Pressure | M1006B | 3805G69091 | Philips Healthcare | T2 - STN Intensive Care Unit (STN-ICU) | Akron | Akron City Campus | Critical Care Tower | 2nd Floor | 2000-06-14 | Low
No | 006293 | Physiologic Mon Modules, Invasive Pressure | M1006B | 3805A57574 | Philips Healthcare | Medina ASC | Barberton | Medina Campus | Medina Medical Center | 1st Floor | 1998-12-17 | Low
No | 006772 | Physiologic Mon Modules, Invasive Pressure | M1006B | 3805G96043 | Philips Healthcare | T2 - STN Intensive Care Unit (STN-ICU) | Akron | Akron City Campus | Critical Care Tower | 2nd Floor | 2001-02-07 | Low
No | 006780 | Physiologic Mon Modules, Invasive Pressure | M1006B | DE805A1387 | Philips Healthcare | T2 - STN Intensive Care Unit (STN-ICU) | Akron | Akron City Campus | Critical Care Tower | 2nd Floor | 2001-02-09 | Low
No | 006800 | Physiologic Mon Modules, Invasive Pressure | M1006B | 3805G95672 | Philips Healthcare | T2 - STN Intensive Care Unit (STN-ICU) | Akron | Akron City Campus | Critical Care Tower | 2nd Floor | 2001-02-12 | Low
No | 006806 | Physiologic Mon Modules, Invasive Pressure | M1006B | 3805G96048 | Philips Healthcare | T2 - STN Intensive Care Unit (STN-ICU) | Akron | Akron City Campus | Critical Care Tower | 2nd Floor | 2001-02-12 | Low
No | 006818 | Physiologic Mon Modules, Invasive Pressure | M1006B | 3805G96050 | Philips Healthcare | T3 - Medical Intensive Care Unit (MICU) | Akron | Akron City Campus | Critical Care Tower | 3rd Floor | 2001-02-12 | Low
No | 006824 | Physiologic Mon Modules, Invasive Pressure | M1006B | 3805G96041 | Philips Healthcare | T2 - STN Intensive Care Unit (STN-ICU) | Akron | Akron City Campus | Critical Care Tower | 2nd Floor | 2001-02-12 | Low
No | 006830 | Physiologic Mon Modules, Invasive Pressure | M1006B | 3805G96049 | Philips Healthcare | T2 - STN Intensive Care Unit (STN-ICU) | Akron | Akron City Campus | Critical Care Tower | 2nd Floor | 2001-02-13 | Low
No | 006836 | Physiologic Mon Modules, Invasive Pressure | M1006B | DE805A1392 | Philips Healthcare | T3 - Medical Intensive Care Unit (MICU) | Akron | Akron City Campus | Critical Care Tower | 3rd Floor | 2001-02-13 | Low
No | 006842 | Physiologic Mon Modules, Invasive Pressure | M1006B | 3805G95684 | Philips Healthcare | T2 - STN Intensive Care Unit (STN-ICU) | Akron | Akron City Campus | Critical Care Tower | 2nd Floor | 2001-02-13 | Low
No | 006848 | Physiologic Mon Modules, Invasive Pressure | M1006B | 3805G96053 | Philips Healthcare | T2 - STN Intensive Care Unit (STN-ICU) | Akron | Akron City Campus | Critical Care Tower | 2nd Floor | 2001-02-13 | Low
No | 006857 | Physiologic Mon Modules, Invasive Pressure | M1006B | DE805A1399 | Philips Healthcare | T2 - STN Intensive Care Unit (STN-ICU) | Akron | Akron City Campus | Critical Care Tower | 2nd Floor | 2001-02-14 | Low
No | 006858 | Physiologic Mon Modules, Invasive Pressure | M1006B | DE805A1388 | Philips Healthcare | T3 - Medical Intensive Care Unit (MICU) | Akron | Akron City Campus | Critical Care Tower | 3rd Floor | 2001-02-14 | Low
No | 006860 | Physiologic Mon Modules, Invasive Pressure | M1006B | DE805A1393 | Philips Healthcare | T2 - STN Intensive Care Unit (STN-ICU) | Akron | Akron City Campus | Critical Care Tower | 2nd Floor | 2001-02-14 | Low
No | 006863 | Physiologic Mon Modules, Invasive Pressure | M1006B | DE805A1381 | Philips Healthcare | T3 - Medical Intensive Care Unit (MICU) | Akron | Akron City Campus | Critical Care Tower | 3rd Floor | 2001-02-14 | Low
No | 006865 | Physiologic Mon Modules, Invasive Pressure | M1006B | DE805A1391 | Philips Healthcare | T2 - STN Intensive Care Unit (STN-ICU) | Akron | Akron City Campus | Critical Care Tower | 2nd Floor | 2001-02-14 | Low
No | 006866 | Physiologic Mon Modules, Invasive Pressure | M1006B | DE805A1395 | Philips Healthcare | T2 - STN Intensive Care Unit (STN-ICU) | Akron | Akron City Campus | Critical Care Tower | 2nd Floor | 2001-02-14 | Low
No | 006869 | Physiologic Mon Modules, Invasive Pressure | M1006B | DE805A1397 | Philips Healthcare | T2 - STN Intensive Care Unit (STN-ICU) | Akron | Akron City Campus | Critical Care Tower | 2nd Floor | 2001-02-14 | Low
No | 006870 | Physiologic Mon Modules, Invasive Pressure | M1006B | DE805A0951 | Philips Healthcare | T2 - STN Intensive Care Unit (STN-ICU) | Akron | Akron City Campus | Critical Care Tower | 2nd Floor | 2001-02-14 | Low
No | 006871 | Physiologic Mon Modules, Invasive Pressure | M1006B | 3805G95666 | Philips Healthcare | T2 - STN Intensive Care Unit (STN-ICU) | Akron | Akron City Campus | Critical Care Tower | 2nd Floor | 2001-02-14 | Low
No | 006872 | Physiologic Mon Modules, Invasive Pressure | M1006B | DE805A1405 | Philips Healthcare | T2 - STN Intensive Care Unit (STN-ICU) | Akron | Akron City Campus | Critical Care Tower | 2nd Floor | 2001-02-14 | Low
No | 006873 | Physiologic Mon Modules, Invasive Pressure | M1006B | DE805A1382 | Philips Healthcare | T2 - STN Intensive Care Unit (STN-ICU) | Akron | Akron City Campus | Critical Care Tower | 2nd Floor | 2001-02-14 | Low
No | 006957 | Physiologic Mon Modules, Invasive Pressure | M1006B | DE805A4574 | Philips Healthcare | Intensive Care Unit (ICU) - SB | Barberton | Barberton Campus | Summa Barberton Hospital | 2nd Floor | 2001-06-19 | Low
No | 006963 | Physiologic Mon Modules, Invasive Pressure | M1006B | DE805A5181 | Philips Healthcare | Medina ASC | Barberton | Medina Campus | Medina Medical Center | 1st Floor | 2001-06-19 | Low
No | 006969 | Physiologic Mon Modules, Invasive Pressure | M1006B | DE805A4576 | Philips Healthcare | Health Tech Mgmt | Akron | Akron City Campus | H Tower | Basement | 2001-06-20 | Low
No | 006975 | Physiologic Mon Modules, Invasive Pressure | M1006B | DE805A4561 | Philips Healthcare | Intensive Care Unit (ICU) - SB | Barberton | Barberton Campus | Summa Barberton Hospital | 2nd Floor | 2001-06-20 | Low
No | 006981 | Physiologic Mon Modules, Invasive Pressure | M1006B | DE805A5159 | Philips Healthcare | Health Tech Mgmt | Akron | Akron City Campus | ACH Admin Building | Ground Floor | 2001-06-20 | Low
No | 010043 | Physiologic Mon Modules, Invasive Pressure | M1006B | 3805A60776 | Philips Healthcare | SCI-Cardiology Prep & Recovery | Akron | Akron City Campus | Akron City Hospital | 1st Floor | 1998-10-21 | Low
No | 010441 | Physiologic Mon Modules, Invasive Pressure | M1006B | 3805G91955 | Philips Healthcare | SCI-Cardiology Prep & Recovery | Akron | Akron City Campus | Akron City Hospital | 1st Floor | 2000-08-29 | Low
No | 010635 | Physiologic Mon Modules, Invasive Pressure | M1006B | DE805A4112 | Philips Healthcare | T2 - STN Intensive Care Unit (STN-ICU) | Akron | Akron City Campus | Critical Care Tower | 2nd Floor | 2001-04-03 | Low
No | 010636 | Physiologic Mon Modules, Invasive Pressure | M1006B | DE805A4093 | Philips Healthcare | Anesthesia | Akron | Akron City Campus | Akron City Hospital | 1st Floor | 2001-04-03 | Low
No | 010832 | Physiologic Mon Modules, Invasive Pressure | M1006B | DE805A5455 | Philips Healthcare | Anesthesia | Akron | Akron City Campus | Akron City Hospital | 1st Floor | 2001-04-03 | Low
No | 010833 | Physiologic Mon Modules, Invasive Pressure | M1006B | DE805A5457 | Philips Healthcare | Anesthesia | Akron | Akron City Campus | Akron City Hospital | 1st Floor | 2001-04-03 | Low
No | 010842 | Physiologic Mon Modules, Invasive Pressure | M1006B | DE805A5427 | Philips Healthcare | SCI-Cardiology Prep & Recovery | Akron | Akron City Campus | Akron City Hospital | 1st Floor | 2001-04-03 | Low
No | 010846 | Physiologic Mon Modules, Invasive Pressure | M1006B | DE805A5447 | Philips Healthcare | Anesthesia | Akron | Akron City Campus | Akron City Hospital | 1st Floor | 2001-04-03 | Low
No | 010849 | Physiologic Mon Modules, Invasive Pressure | M1006B | DE805A5444 | Philips Healthcare | Anesthesia | Akron | Akron City Campus | Akron City Hospital | 1st Floor | 2001-04-03 | Low
No | 010852 | Physiologic Mon Modules, Invasive Pressure | M1006B | DE805A5446 | Philips Healthcare | T2 - STN Intensive Care Unit (STN-ICU) | Akron | Akron City Campus | Critical Care Tower | 2nd Floor | 2001-04-03 | Low
No | 011391 | Physiologic Mon Modules, Invasive Pressure | M1006B | 3805G86296 | Philips Healthcare | SCI-Cardiology Prep & Recovery | Akron | Akron City Campus | Akron City Hospital | 1st Floor | 2000-05-08 | Low
No | 015822 | Physiologic Mon Modules, Invasive Pressure | M1006B | 3805G87766 | Philips Healthcare | T2 - STN Intensive Care Unit (STN-ICU) | Akron | Akron City Campus | Critical Care Tower | 2nd Floor | 2000-06-14 | Low
No | 016690 | Physiologic Mon Modules, Invasive Pressure | M1006B | 3805G79594 | Philips Healthcare | T3 - Medical Intensive Care Unit (MICU) | Akron | Akron City Campus | Critical Care Tower | 3rd Floor | 2001-04-05 | Low
No | 016691 | Physiologic Mon Modules, Invasive Pressure | M1006B | 3805G79593 | Philips Healthcare | T2 - STN Intensive Care Unit (STN-ICU) | Akron | Akron City Campus | Critical Care Tower | 2nd Floor | 2001-04-05 | Low
No | 016692 | Physiologic Mon Modules, Invasive Pressure | M1006B | DE805A1647 | Philips Healthcare | T3 - Medical Intensive Care Unit (MICU) | Akron | Akron City Campus | Critical Care Tower | 3rd Floor | 2001-04-05 | Low
No | 016698 | Physiologic Mon Modules, Invasive Pressure | M1006B | 3805G79609 | Philips Healthcare | T3 - Medical Intensive Care Unit (MICU) | Akron | Akron City Campus | Critical Care Tower | 3rd Floor | 2001-04-05 | Low
No | 016700 | Physiologic Mon Modules, Invasive Pressure | M1006B | 3805G79596 | Philips Healthcare | T3 - Medical Intensive Care Unit (MICU) | Akron | Akron City Campus | Critical Care Tower | 3rd Floor | 2001-04-05 | Low
No | 016702 | Physiologic Mon Modules, Invasive Pressure | M1006B | 3805G79655 | Philips Healthcare | T3 - Medical Intensive Care Unit (MICU) | Akron | Akron City Campus | Critical Care Tower | 3rd Floor | 2001-04-05 | Low
No | 016703 | Physiologic Mon Modules, Invasive Pressure | M1006B | 3805G79646 | Philips Healthcare | T3 - Medical Intensive Care Unit (MICU) | Akron | Akron City Campus | Critical Care Tower | 3rd Floor | 2001-04-05 | Low
No | 016704 | Physiologic Mon Modules, Invasive Pressure | M1006B | DE805A1650 | Philips Healthcare | T2 - STN Intensive Care Unit (STN-ICU) | Akron | Akron City Campus | Critical Care Tower | 2nd Floor | 2001-04-05 | Low
No | 016705 | Physiologic Mon Modules, Invasive Pressure | M1006B | 3805G79608 | Philips Healthcare | T3 - Medical Intensive Care Unit (MICU) | Akron | Akron City Campus | Critical Care Tower | 3rd Floor | 2001-04-05 | Low
No | 016706 | Physiologic Mon Modules, Invasive Pressure | M1006B | 3805G79598 | Philips Healthcare | T3 - Medical Intensive Care Unit (MICU) | Akron | Akron City Campus | Critical Care Tower | 3rd Floor | 2001-04-05 | Low
No | 016710 | Physiologic Mon Modules, Invasive Pressure | M1006B | DE805A1633 | Philips Healthcare | T3 - Medical Intensive Care Unit (MICU) | Akron | Akron City Campus | Critical Care Tower | 3rd Floor | 2001-04-05 | Low
No | 016711 | Physiologic Mon Modules, Invasive Pressure | M1006B | DE805A1636 | Philips Healthcare | T3 - Medical Intensive Care Unit (MICU) | Akron | Akron City Campus | Critical Care Tower | 3rd Floor | 2001-04-05 | Low
No | 016719 | Physiologic Mon Modules, Invasive Pressure | M1006B | DE805A1641 | Philips Healthcare | T3 - Medical Intensive Care Unit (MICU) | Akron | Akron City Campus | Critical Care Tower | 3rd Floor | 2001-04-05 | Low
No | 016721 | Physiologic Mon Modules, Invasive Pressure | M1006B | DE805A1656 | Philips Healthcare | T2 - STN Intensive Care Unit (STN-ICU) | Akron | Akron City Campus | Critical Care Tower | 2nd Floor | 2001-04-05 | Low
No | 016723 | Physiologic Mon Modules, Invasive Pressure | M1006B | 3805G79650 | Philips Healthcare | T3 - Medical Intensive Care Unit (MICU) | Akron | Akron City Campus | Critical Care Tower | 3rd Floor | 2001-04-05 13:43 | Low
No | 017695 | Physiologic Mon Modules, Invasive Pressure | M1006B | DE805F6043 | Philips Healthcare | 1 Central - CV Progressive Care Unit (PCU) | Akron | Akron City Campus | Akron City Hospital | 1st Floor | 2003-08-12 | Low
No | 017697 | Physiologic Mon Modules, Invasive Pressure | M1006B | DE805F6034 | Philips Healthcare | 1 Central - CV Progressive Care Unit (PCU) | Akron | Akron City Campus | Akron City Hospital | 1st Floor | 2003-08-12 | Low
No | 017698 | Physiologic Mon Modules, Invasive Pressure | M1006B | DE805F6036 | Philips Healthcare | 1 Central - CV Progressive Care Unit (PCU) | Akron | Akron City Campus | Akron City Hospital | 1st Floor | 2003-08-12 | Low
No | 017699 | Physiologic Mon Modules, Invasive Pressure | M1006B | DE805F5985 | Philips Healthcare | 1 Central - CV Progressive Care Unit (PCU) | Akron | Akron City Campus | Akron City Hospital | 1st Floor | 2003-08-12 | Low
No | 017701 | Physiologic Mon Modules, Invasive Pressure | M1006B | DE805F5183 | Philips Healthcare | 1 Central - CV Progressive Care Unit (PCU) | Akron | Akron City Campus | Akron City Hospital | 1st Floor | 2003-08-12 | Low
No | 017703 | Physiologic Mon Modules, Invasive Pressure | M1006B | DE805F5969 | Philips Healthcare | T1 - CTV Intensive Care Unit (CTV-ICU) | Akron | Akron City Campus | Critical Care Tower | 1st Floor | 2003-08-12 | Low
No | 017704 | Physiologic Mon Modules, Invasive Pressure | M1006B | DE805F6039 | Philips Healthcare | 1 Central - CV Progressive Care Unit (PCU) | Akron | Akron City Campus | Akron City Hospital | 1st Floor | 2003-08-12 | Low
No | 017706 | Physiologic Mon Modules, Invasive Pressure | M1006B | DE805F5968 | Philips Healthcare | T1 - CTV Intensive Care Unit (CTV-ICU) | Akron | Akron City Campus | Critical Care Tower | 1st Floor | 2003-08-12 | Low
No | 017707 | Physiologic Mon Modules, Invasive Pressure | M1006B | DE805F6045 | Philips Healthcare | 1 Central - CV Progressive Care Unit (PCU) | Akron | Akron City Campus | Akron City Hospital | 1st Floor | 2003-08-12 | Low
No | 017709 | Physiologic Mon Modules, Invasive Pressure | M1006B | DE805F5973 | Philips Healthcare | 1 Central - CV Progressive Care Unit (PCU) | Akron | Akron City Campus | Akron City Hospital | 1st Floor | 2003-08-12 | Low
No | 017710 | Physiologic Mon Modules, Invasive Pressure | M1006B | DE805F6035 | Philips Healthcare | 1 Central - CV Progressive Care Unit (PCU) | Akron | Akron City Campus | Akron City Hospital | 1st Floor | 2003-08-12 | Low
No | 017711 | Physiologic Mon Modules, Invasive Pressure | M1006B | DE805F5974 | Philips Healthcare | 1 Central - CV Progressive Care Unit (PCU) | Akron | Akron City Campus | Akron City Hospital | 1st Floor | 2003-08-12 | Low
No | 019919 | Physiologic Mon Modules, Invasive Pressure | M1006B | DE805D7203 | Philips Healthcare | T2 - STN Intensive Care Unit (STN-ICU) | Akron | Akron City Campus | Critical Care Tower | 2nd Floor | 2003-03-03 | Low
No | 019920 | Physiologic Mon Modules, Invasive Pressure | M1006B | DE805D7205 | Philips Healthcare | T2 - STN Intensive Care Unit (STN-ICU) | Akron | Akron City Campus | Critical Care Tower | 2nd Floor | 2003-03-03 | Low
No | 019923 | Physiologic Mon Modules, Invasive Pressure | M1006B | DE805D5893 | Philips Healthcare | T2 - STN Intensive Care Unit (STN-ICU) | Akron | Akron City Campus | Critical Care Tower | 2nd Floor | 2003-03-03 | Low
No | 026291 | Physiologic Mon Modules, Invasive Pressure | M1006B | 3523A15519 | Philips Healthcare | T3 - Medical Intensive Care Unit (MICU) | Akron | Akron City Campus | Critical Care Tower | 3rd Floor | 2010-05-04 | Low
No | 030085 | Physiologic Mon Modules, Invasive Pressure | M1006B | DE805P5226 | Philips Healthcare | T2 - STN Intensive Care Unit (STN-ICU) | Akron | Akron City Campus | Critical Care Tower | 2nd Floor | 2011-11-08 | Low
No | 030086 | Physiologic Mon Modules, Invasive Pressure | M1006B | DE805P5237 | Philips Healthcare | T2 - STN Intensive Care Unit (STN-ICU) | Akron | Akron City Campus | Critical Care Tower | 2nd Floor | 2011-11-08 | Low
No | 030087 | Physiologic Mon Modules, Invasive Pressure | M1006B | DE805P5224 | Philips Healthcare | T2 - STN Intensive Care Unit (STN-ICU) | Akron | Akron City Campus | Critical Care Tower | 2nd Floor | 2011-11-08 | Low
No | 030088 | Physiologic Mon Modules, Invasive Pressure | M1006B | DE805P5230 | Philips Healthcare | T2 - STN Intensive Care Unit (STN-ICU) | Akron | Akron City Campus | Critical Care Tower | 2nd Floor | 2011-11-08 | Low
No | 036949 | Physiologic Mon Modules, Invasive Pressure | M1006B | 3436A10278 | Philips Healthcare | Acuity Adaptable Unit (AAU) - SB | Barberton | Barberton Campus | Summa Barberton Hospital | 2nd Floor | 2009-04-01 | Low
No | 036968 | Physiologic Mon Modules, Invasive Pressure | M1006B | 3436A10135 | Philips Healthcare | Intensive Care Unit (ICU) - SB | Barberton | Barberton Campus | Summa Barberton Hospital | 2nd Floor | 2009-04-01 | Low
No | 037018 | Physiologic Mon Modules, Invasive Pressure | M1006B | 3436A10298 | Philips Healthcare | Acuity Adaptable Unit (AAU) - SB | Barberton | Barberton Campus | Summa Barberton Hospital | 2nd Floor | 2009-04-01 | Low
No | 037052 | Physiologic Mon Modules, Invasive Pressure | M1006B | 3436A10068 | Philips Healthcare | Intensive Care Unit (ICU) - SB | Barberton | Barberton Campus | Summa Barberton Hospital | 2nd Floor | 2009-04-01 | Low
No | 051506 | Physiologic Mon Modules, Invasive Pressure | M1006B | DE408V72 | Philips Healthcare | T1 - CTV Intensive Care Unit (CTV-ICU) | Akron | Akron City Campus | Critical Care Tower | 1st Floor | 2016-12-05 | Low
No | 051507 | Physiologic Mon Modules, Invasive Pressure | M1006B | DE408V7221 | Philips Healthcare | T1 - CTV Intensive Care Unit (CTV-ICU) | Akron | Akron City Campus | Critical Care Tower | 1st Floor | 2016-12-05 | Low
No | 051508 | Physiologic Mon Modules, Invasive Pressure | M1006B | DE408V7222 | Philips Healthcare | T1 - CTV Intensive Care Unit (CTV-ICU) | Akron | Akron City Campus | Critical Care Tower | 1st Floor | 2016-12-05 | Low
No | 051509 | Physiologic Mon Modules, Invasive Pressure | M1006B | DE408V7223 | Philips Healthcare | T1 - CTV Intensive Care Unit (CTV-ICU) | Akron | Akron City Campus | Critical Care Tower | 1st Floor | 2016-12-05 | Low
No | 051510 | Physiologic Mon Modules, Invasive Pressure | M1006B | DE408V7224 | Philips Healthcare | T1 - CTV Intensive Care Unit (CTV-ICU) | Akron | Akron City Campus | Critical Care Tower | 1st Floor | 2016-12-05 | Low
No | 051511 | Physiologic Mon Modules, Invasive Pressure | M1006B | DE408V7225 | Philips Healthcare | T1 - CTV Intensive Care Unit (CTV-ICU) | Akron | Akron City Campus | Critical Care Tower | 1st Floor | 2016-12-05 | Low
No | 051512 | Physiologic Mon Modules, Invasive Pressure | M1006B | DE408V7226 | Philips Healthcare | T1 - CTV Intensive Care Unit (CTV-ICU) | Akron | Akron City Campus | Critical Care Tower | 1st Floor | 2016-12-05 | Low
No | 051513 | Physiologic Mon Modules, Invasive Pressure | M1006B | DE408V7228 | Philips Healthcare | T1 - CTV Intensive Care Unit (CTV-ICU) | Akron | Akron City Campus | Critical Care Tower | 1st Floor | 2016-12-05 | Low
No | 051514 | Physiologic Mon Modules, Invasive Pressure | M1006B | DE408V7229 | Philips Healthcare | T1 - CTV Intensive Care Unit (CTV-ICU) | Akron | Akron City Campus | Critical Care Tower | 1st Floor | 2016-12-05 | Low
No | 051515 | Physiologic Mon Modules, Invasive Pressure | M1006B | DE408V7235 | Philips Healthcare | T1 - CTV Intensive Care Unit (CTV-ICU) | Akron | Akron City Campus | Critical Care Tower | 1st Floor | 2016-12-05 | Low
No | 051516 | Physiologic Mon Modules, Invasive Pressure | M1006B | DE408V7237 | Philips Healthcare | T1 - CTV Intensive Care Unit (CTV-ICU) | Akron | Akron City Campus | Critical Care Tower | 1st Floor | 2016-12-05 | Low
No | 051517 | Physiologic Mon Modules, Invasive Pressure | M1006B | DE408V7244 | Philips Healthcare | T1 - CTV Intensive Care Unit (CTV-ICU) | Akron | Akron City Campus | Critical Care Tower | 1st Floor | 2016-12-05 | Low
No | 051518 | Physiologic Mon Modules, Invasive Pressure | M1006B | DE408V7245 | Philips Healthcare | T1 - CTV Intensive Care Unit (CTV-ICU) | Akron | Akron City Campus | Critical Care Tower | 1st Floor | 2016-12-05 | Low
No | 051519 | Physiologic Mon Modules, Invasive Pressure | M1006B | DE408V7246 | Philips Healthcare | T1 - CTV Intensive Care Unit (CTV-ICU) | Akron | Akron City Campus | Critical Care Tower | 1st Floor | 2016-12-05 | Low
No | 051520 | Physiologic Mon Modules, Invasive Pressure | M1006B | DE408V7247 | Philips Healthcare | T1 - CTV Intensive Care Unit (CTV-ICU) | Akron | Akron City Campus | Critical Care Tower | 1st Floor | 2016-12-05 | Low
No | 051521 | Physiologic Mon Modules, Invasive Pressure | M1006B | DE408V7219 | Philips Healthcare | T1 - CTV Intensive Care Unit (CTV-ICU) | Akron | Akron City Campus | Critical Care Tower | 1st Floor | 2016-12-05 | Low
No | 061455 | Physiologic Mon Modules, Invasive Pressure | M1006B | 3436A10321 | Philips Healthcare | Intensive Care Unit (ICU) - SB | Barberton | Barberton Campus | Summa Barberton Hospital | 2nd Floor | 2009-04-01 | Low
No | 070412 | Physiologic Mon Modules, Invasive Pressure | M1006B | 3805aA54393 | Philips Healthcare | Acuity Adaptable Unit (AAU) - SB | Barberton | Barberton Campus | Summa Barberton Hospital | 2nd Floor | 2009-04-01 | Low
No | 070610 | Physiologic Mon Modules, Invasive Pressure | M1006B | 3523A3549 | Philips Healthcare | Acuity Adaptable Unit (AAU) - SB | Barberton | Barberton Campus | Summa Barberton Hospital | 2nd Floor | 2009-04-01 | Low
No | 037527 | Physiologic Mon Modules, Multiparameter | 115-013386-00 - MPM Module | CTK42079167 | Mindray / Datascope | Virtual Care Simulation Lab | Akron | Akron City Campus | Akron City Hospital | 1st Floor | 2022-09-21 | Low
No | 059069 | Physiologic Mon Modules, Multiparameter | 2016793-003 - PDM | SPX20100069SA | GE Healthcare | SCI-Cardiac Cath Lab Svcs | Akron | Akron City Campus | Akron City Hospital | 1st Floor | 2020-09-21 | Low
No | 059055 | Physiologic Mon Modules, Multiparameter | 2042084-001 - PDM | SPX19200515SA | GE Healthcare | SCI-Heart Rhythm Services | Akron | Akron City Campus | Akron City Hospital | 1st Floor | 2020-09-21 | Low
No | 059062 | Physiologic Mon Modules, Multiparameter | 2042084-001 - PDM | SPX20100056SA | GE Healthcare | SCI-Heart Rhythm Services | Akron | Akron City Campus | Akron City Hospital | 1st Floor | 2020-09-21 | Low
No | 022403 | Physiologic Mon Modules, Multiparameter | 862111 - M3012A Intellivue Measurement Server Extensions | DE34708158 | Philips Healthcare | T1 - CTV Intensive Care Unit (CTV-ICU) | Akron | Akron City Campus | Critical Care Tower | 1st Floor | 2006-03-20 | Low
No | 022405 | Physiologic Mon Modules, Multiparameter | 862111 - M3012A Intellivue Measurement Server Extensions | DE34708159 | Philips Healthcare | T1 - CTV Intensive Care Unit (CTV-ICU) | Akron | Akron City Campus | Critical Care Tower | 1st Floor | 2006-03-20 | Low
No | 022409 | Physiologic Mon Modules, Multiparameter | 862111 - M3012A Intellivue Measurement Server Extensions | DE34708160 | Philips Healthcare | T1 - CTV Intensive Care Unit (CTV-ICU) | Akron | Akron City Campus | Critical Care Tower | 1st Floor | 2006-03-20 | Low
No | 022412 | Physiologic Mon Modules, Multiparameter | 862111 - M3012A Intellivue Measurement Server Extensions | DE34708163 | Philips Healthcare | T1 - CTV Intensive Care Unit (CTV-ICU) | Akron | Akron City Campus | Critical Care Tower | 1st Floor | 2006-03-20 | Low
No | 022415 | Physiologic Mon Modules, Multiparameter | 862111 - M3012A Intellivue Measurement Server Extensions | DE34708164 | Philips Healthcare | T1 - CTV Intensive Care Unit (CTV-ICU) | Akron | Akron City Campus | Critical Care Tower | 1st Floor | 2006-03-20 | Low
No | 022418 | Physiologic Mon Modules, Multiparameter | 862111 - M3012A Intellivue Measurement Server Extensions | DE34708190 | Philips Healthcare | T1 - CTV Intensive Care Unit (CTV-ICU) | Akron | Akron City Campus | Critical Care Tower | 1st Floor | 2006-03-20 | Low
No | 022421 | Physiologic Mon Modules, Multiparameter | 862111 - M3012A Intellivue Measurement Server Extensions | DE34708191 | Philips Healthcare | T1 - CTV Intensive Care Unit (CTV-ICU) | Akron | Akron City Campus | Critical Care Tower | 1st Floor | 2006-03-20 | Low
No | 022424 | Physiologic Mon Modules, Multiparameter | 862111 - M3012A Intellivue Measurement Server Extensions | DE34708192 | Philips Healthcare | T1 - CTV Intensive Care Unit (CTV-ICU) | Akron | Akron City Campus | Critical Care Tower | 1st Floor | 2006-03-20 | Low
No | 022427 | Physiologic Mon Modules, Multiparameter | 862111 - M3012A Intellivue Measurement Server Extensions | DE34708194 | Philips Healthcare | T1 - CTV Intensive Care Unit (CTV-ICU) | Akron | Akron City Campus | Critical Care Tower | 1st Floor | 2006-03-20 | Low
No | 022430 | Physiologic Mon Modules, Multiparameter | 862111 - M3012A Intellivue Measurement Server Extensions | DE34708195 | Philips Healthcare | T1 - CTV Intensive Care Unit (CTV-ICU) | Akron | Akron City Campus | Critical Care Tower | 1st Floor | 2006-03-20 | Low
No | 022433 | Physiologic Mon Modules, Multiparameter | 862111 - M3012A Intellivue Measurement Server Extensions | DE34708202 | Philips Healthcare | T1 - CTV Intensive Care Unit (CTV-ICU) | Akron | Akron City Campus | Critical Care Tower | 1st Floor | 2006-03-20 | Low
No | 022436 | Physiologic Mon Modules, Multiparameter | 862111 - M3012A Intellivue Measurement Server Extensions | DE34708204 | Philips Healthcare | T1 - CTV Intensive Care Unit (CTV-ICU) | Akron | Akron City Campus | Critical Care Tower | 1st Floor | 2006-03-20 | Low
No | 022439 | Physiologic Mon Modules, Multiparameter | 862111 - M3012A Intellivue Measurement Server Extensions | DE34708206 | Philips Healthcare | T1 - CTV Intensive Care Unit (CTV-ICU) | Akron | Akron City Campus | Critical Care Tower | 1st Floor | 2006-03-20 | Low
No | 022442 | Physiologic Mon Modules, Multiparameter | 862111 - M3012A Intellivue Measurement Server Extensions | DE34708213 | Philips Healthcare | T1 - CTV Intensive Care Unit (CTV-ICU) | Akron | Akron City Campus | Critical Care Tower | 1st Floor | 2006-03-20 | Low
No | 022445 | Physiologic Mon Modules, Multiparameter | 862111 - M3012A Intellivue Measurement Server Extensions | DE34708245 | Philips Healthcare | T1 - CTV Intensive Care Unit (CTV-ICU) | Akron | Akron City Campus | Critical Care Tower | 1st Floor | 2006-03-20 | Low
No | 022448 | Physiologic Mon Modules, Multiparameter | 862111 - M3012A Intellivue Measurement Server Extensions | DE34708246 | Philips Healthcare | T1 - CTV Intensive Care Unit (CTV-ICU) | Akron | Akron City Campus | Critical Care Tower | 1st Floor | 2006-03-20 | Low
No | 022451 | Physiologic Mon Modules, Multiparameter | 862111 - M3012A Intellivue Measurement Server Extensions | DE34708244 | Philips Healthcare | T1 - CTV Intensive Care Unit (CTV-ICU) | Akron | Akron City Campus | Critical Care Tower | 1st Floor | 2006-03-20 | Low
No | 022454 | Physiologic Mon Modules, Multiparameter | 862111 - M3012A Intellivue Measurement Server Extensions | DE34708203 | Philips Healthcare | T1 - CTV Intensive Care Unit (CTV-ICU) | Akron | Akron City Campus | Critical Care Tower | 1st Floor | 2006-03-20 | Low
No | 022457 | Physiologic Mon Modules, Multiparameter | 862111 - M3012A Intellivue Measurement Server Extensions | DE34708199 | Philips Healthcare | T1 - CTV Intensive Care Unit (CTV-ICU) | Akron | Akron City Campus | Critical Care Tower | 1st Floor | 2006-03-20 | Low
No | 022460 | Physiologic Mon Modules, Multiparameter | 862111 - M3012A Intellivue Measurement Server Extensions | DE34708209 | Philips Healthcare | T1 - CTV Intensive Care Unit (CTV-ICU) | Akron | Akron City Campus | Critical Care Tower | 1st Floor | 2006-03-20 | Low
No | 022463 | Physiologic Mon Modules, Multiparameter | 862111 - M3012A Intellivue Measurement Server Extensions | DE34708243 | Philips Healthcare | T1 - CTV Intensive Care Unit (CTV-ICU) | Akron | Akron City Campus | Critical Care Tower | 1st Floor | 2006-03-20 | Low
No | 022466 | Physiologic Mon Modules, Multiparameter | 862111 - M3012A Intellivue Measurement Server Extensions | DE34708248 | Philips Healthcare | T1 - CTV Intensive Care Unit (CTV-ICU) | Akron | Akron City Campus | Critical Care Tower | 1st Floor | 2006-03-20 | Low
No | 022469 | Physiologic Mon Modules, Multiparameter | 862111 - M3012A Intellivue Measurement Server Extensions | DE34708249 | Philips Healthcare | T1 - CTV Intensive Care Unit (CTV-ICU) | Akron | Akron City Campus | Critical Care Tower | 1st Floor | 2006-03-20 | Low
No | 022601 | Physiologic Mon Modules, Multiparameter | 862111 - M3012A Intellivue Measurement Server Extensions | DE34708251 | Philips Healthcare | T1 - CTV Intensive Care Unit (CTV-ICU) | Akron | Akron City Campus | Critical Care Tower | 1st Floor | 2006-03-20 | Low
No | 022604 | Physiologic Mon Modules, Multiparameter | 862111 - M3012A Intellivue Measurement Server Extensions | DE34708252 | Philips Healthcare | T1 - CTV Intensive Care Unit (CTV-ICU) | Akron | Akron City Campus | Critical Care Tower | 1st Floor | 2006-03-20 | Low
No | 024557 | Physiologic Mon Modules, Multiparameter | 862111 - M3012A Intellivue Measurement Server Extensions | DE34708665 | Philips Healthcare | T1 - CTV Intensive Care Unit (CTV-ICU) | Akron | Akron City Campus | Critical Care Tower | 1st Floor | 2007-04-24 | Low
No | 024558 | Physiologic Mon Modules, Multiparameter | 862111 - M3012A Intellivue Measurement Server Extensions | DE34708667 | Philips Healthcare | T1 - CTV Intensive Care Unit (CTV-ICU) | Akron | Akron City Campus | Critical Care Tower | 1st Floor | 2007-04-24 | Low
No | 032806 | Physiologic Mon Modules, Multiparameter | 862111 - M3012A Intellivue Measurement Server Extensions | DE83759077 | Philips Healthcare | Anesthesia | Akron | Akron City Campus | Akron City Hospital | 1st Floor | 2014-05-06 | Low
No | 032807 | Physiologic Mon Modules, Multiparameter | 862111 - M3012A Intellivue Measurement Server Extensions | DE83759075 | Philips Healthcare | Anesthesia | Akron | Akron City Campus | Akron City Hospital | 1st Floor | 2014-05-06 | Low
No | 032808 | Physiologic Mon Modules, Multiparameter | 862111 - M3012A Intellivue Measurement Server Extensions | DE83759080 | Philips Healthcare | Anesthesia | Akron | Akron City Campus | Akron City Hospital | 1st Floor | 2014-05-06 | Low
No | 032809 | Physiologic Mon Modules, Multiparameter | 862111 - M3012A Intellivue Measurement Server Extensions | DE83759086 | Philips Healthcare | Anesthesia | Akron | Akron City Campus | Akron City Hospital | 1st Floor | 2014-05-06 | Low
No | 032810 | Physiologic Mon Modules, Multiparameter | 862111 - M3012A Intellivue Measurement Server Extensions | DE83759062 | Philips Healthcare | Anesthesia | Akron | Akron City Campus | Akron City Hospital | 1st Floor | 2014-05-06 | Low
No | 032811 | Physiologic Mon Modules, Multiparameter | 862111 - M3012A Intellivue Measurement Server Extensions | DE83759078 | Philips Healthcare | Anesthesia | Akron | Akron City Campus | Akron City Hospital | 1st Floor | 2014-05-06 | Low
No | 032812 | Physiologic Mon Modules, Multiparameter | 862111 - M3012A Intellivue Measurement Server Extensions | DE83759073 | Philips Healthcare | Anesthesia | Akron | Akron City Campus | Akron City Hospital | 1st Floor | 2014-05-06 | Low
No | 032813 | Physiologic Mon Modules, Multiparameter | 862111 - M3012A Intellivue Measurement Server Extensions | DE83759072 | Philips Healthcare | Anesthesia | Akron | Akron City Campus | Akron City Hospital | 1st Floor | 2014-05-06 | Low
No | 032814 | Physiologic Mon Modules, Multiparameter | 862111 - M3012A Intellivue Measurement Server Extensions | DE83759084 | Philips Healthcare | Anesthesia | Akron | Akron City Campus | Akron City Hospital | 1st Floor | 2014-05-06 | Low
No | 032815 | Physiologic Mon Modules, Multiparameter | 862111 - M3012A Intellivue Measurement Server Extensions | DE83759063 | Philips Healthcare | Anesthesia | Akron | Akron City Campus | Akron City Hospital | 1st Floor | 2014-05-06 | Low
No | 032816 | Physiologic Mon Modules, Multiparameter | 862111 - M3012A Intellivue Measurement Server Extensions | DE83759079 | Philips Healthcare | Anesthesia | Akron | Akron City Campus | Akron City Hospital | 1st Floor | 2014-05-06 | Low
No | 032817 | Physiologic Mon Modules, Multiparameter | 862111 - M3012A Intellivue Measurement Server Extensions | DE83759065 | Philips Healthcare | Anesthesia | Akron | Akron City Campus | Akron City Hospital | 1st Floor | 2014-05-06 | Low
No | 032818 | Physiologic Mon Modules, Multiparameter | 862111 - M3012A Intellivue Measurement Server Extensions | DE83759071 | Philips Healthcare | Anesthesia | Akron | Akron City Campus | Akron City Hospital | 1st Floor | 2014-05-06 | Low
No | 032819 | Physiologic Mon Modules, Multiparameter | 862111 - M3012A Intellivue Measurement Server Extensions | DE83759066 | Philips Healthcare | Anesthesia | Akron | Akron City Campus | Akron City Hospital | 1st Floor | 2014-05-06 | Low
No | 032820 | Physiologic Mon Modules, Multiparameter | 862111 - M3012A Intellivue Measurement Server Extensions | DE83759076 | Philips Healthcare | Anesthesia | Akron | Akron City Campus | Akron City Hospital | 1st Floor | 2014-05-06 | Low
No | 032821 | Physiologic Mon Modules, Multiparameter | 862111 - M3012A Intellivue Measurement Server Extensions | DE83759067 | Philips Healthcare | Anesthesia | Akron | Akron City Campus | Akron City Hospital | 1st Floor | 2014-05-06 | Low
No | 032822 | Physiologic Mon Modules, Multiparameter | 862111 - M3012A Intellivue Measurement Server Extensions | DE83759070 | Philips Healthcare | Anesthesia | Akron | Akron City Campus | Akron City Hospital | 1st Floor | 2014-05-06 | Low
No | 032823 | Physiologic Mon Modules, Multiparameter | 862111 - M3012A Intellivue Measurement Server Extensions | DE83759051 | Philips Healthcare | Anesthesia | Akron | Akron City Campus | Akron City Hospital | 1st Floor | 2014-05-06 | Low
No | 032824 | Physiologic Mon Modules, Multiparameter | 862111 - M3012A Intellivue Measurement Server Extensions | DE83759052 | Philips Healthcare | Anesthesia | Akron | Akron City Campus | Akron City Hospital | 1st Floor | 2014-05-06 | Low
No | 032825 | Physiologic Mon Modules, Multiparameter | 862111 - M3012A Intellivue Measurement Server Extensions | DE83759054 | Philips Healthcare | Anesthesia | Akron | Akron City Campus | Akron City Hospital | 1st Floor | 2014-05-06 | Low
No | 032826 | Physiologic Mon Modules, Multiparameter | 862111 - M3012A Intellivue Measurement Server Extensions | DE83759053 | Philips Healthcare | Anesthesia | Akron | Akron City Campus | Akron City Hospital | 1st Floor | 2014-05-06 | Low
No | 032827 | Physiologic Mon Modules, Multiparameter | 862111 - M3012A Intellivue Measurement Server Extensions | DE83759055 | Philips Healthcare | Anesthesia | Akron | Akron City Campus | Akron City Hospital | 1st Floor | 2014-05-06 | Low
No | 037691 | Physiologic Mon Modules, Multiparameter | 862111 - M3012A Intellivue Measurement Server Extensions | DE45269740 | Philips Healthcare | SCI-Cardiac Cath Lab Svcs - SB | Barberton | Barberton Campus | Summa Barberton Hospital | 2nd Floor | 2015-10-08 | Low
No | 038215 | Physiologic Mon Modules, Multiparameter | 862111 - M3012A Intellivue Measurement Server Extensions | DE45269749 | Philips Healthcare | Sameday Surgery Center - SB | Barberton | Barberton Campus | Summa Barberton Hospital | 2nd Floor | 2015-10-08 | Low
No | 039044 | Physiologic Mon Modules, Multiparameter | 862111 - M3012A Intellivue Measurement Server Extensions | DE45275683 | Philips Healthcare | Anesthesia | Akron | Akron City Campus | Akron City Hospital | Ground Floor | 2016-09-21 | Low
No | 039049 | Physiologic Mon Modules, Multiparameter | 862111 - M3012A Intellivue Measurement Server Extensions | DE45275692 | Philips Healthcare | Anesthesia - SB | Barberton | Barberton Campus | Summa Barberton Hospital | 2nd Floor | 2016-09-21 | Low
No | 039090 | Physiologic Mon Modules, Multiparameter | 862111 - M3012A Intellivue Measurement Server Extensions | DE45275685 | Philips Healthcare | Anesthesia - SB | Barberton | Barberton Campus | Summa Barberton Hospital | 2nd Floor | 2016-09-21 | Low
No | 039092 | Physiologic Mon Modules, Multiparameter | 862111 - M3012A Intellivue Measurement Server Extensions | DE45275691 | Philips Healthcare | Anesthesia - SB | Barberton | Barberton Campus | Summa Barberton Hospital | 2nd Floor | 2016-09-21 | Low
No | 039094 | Physiologic Mon Modules, Multiparameter | 862111 - M3012A Intellivue Measurement Server Extensions | DE45275688 | Philips Healthcare | Anesthesia - SB | Barberton | Barberton Campus | Summa Barberton Hospital | 2nd Floor | 2016-09-21 | Low
No | 039095 | Physiologic Mon Modules, Multiparameter | 862111 - M3012A Intellivue Measurement Server Extensions | DE45275689 | Philips Healthcare | Anesthesia - SB | Barberton | Barberton Campus | Summa Barberton Hospital | 2nd Floor | 2016-09-21 | Low
No | 039117 | Physiologic Mon Modules, Multiparameter | 862111 - M3012A Intellivue Measurement Server Extensions | DE45275684 | Philips Healthcare | Anesthesia - SB | Barberton | Barberton Campus | Summa Barberton Hospital | 2nd Floor | 2016-09-21 | Low
No | 039119 | Physiologic Mon Modules, Multiparameter | 862111 - M3012A Intellivue Measurement Server Extensions | DE45275687 | Philips Healthcare | Anesthesia - SB | Barberton | Barberton Campus | Summa Barberton Hospital | 2nd Floor | 2016-09-21 | Low
No | 039122 | Physiologic Mon Modules, Multiparameter | 862111 - M3012A Intellivue Measurement Server Extensions | DE45275690 | Philips Healthcare | Anesthesia - SB | Barberton | Barberton Campus | Summa Barberton Hospital | 2nd Floor | 2016-09-21 | Low
No | 039123 | Physiologic Mon Modules, Multiparameter | 862111 - M3012A Intellivue Measurement Server Extensions | DE45275686 | Philips Healthcare | Anesthesia - SB | Barberton | Barberton Campus | Summa Barberton Hospital | 2nd Floor | 2016-09-21 | Low
No | 055295 | Physiologic Mon Modules, Multiparameter | 862111 - M3012A Intellivue Measurement Server Extensions | DE45276189 | Philips Healthcare | Anesthesia | Akron | Akron City Campus | Akron City Hospital | 1st Floor | 2016-11-29 | Low
No | 055296 | Physiologic Mon Modules, Multiparameter | 862111 - M3012A Intellivue Measurement Server Extensions | DE45276188 | Philips Healthcare | Anesthesia | Akron | Akron City Campus | Akron City Hospital | 1st Floor | 2016-11-29 | Low
No | 055297 | Physiologic Mon Modules, Multiparameter | 862111 - M3012A Intellivue Measurement Server Extensions | DE45276187 | Philips Healthcare | Anesthesia | Akron | Akron City Campus | Akron City Hospital | 1st Floor | 2016-11-29 | Low
No | 022444 | Physiologic Mon Modules, Multiparameter | 862442 - M3001A Intellivue MMS | DE512B6395 | Philips Healthcare | Sameday Surgery Center - SW | Barberton | Wadsworth Campus | Wadsworth-Rittman Medical Center | 1st Floor | 2006-03-20 | Low
No | 027090 | Physiologic Mon Modules, Multiparameter | 862442 - M3001A Intellivue MMS | DE717R0191 | Philips Healthcare | POP - Private Out Patient | Akron | Akron City Campus | Akron City Hospital | Ground Floor | 2009-06-30 | Low
No | 036903 | Physiologic Mon Modules, Multiparameter | 862442 - M3001A Intellivue MMS | DE51294807 | Philips Healthcare | Medina ASC | Barberton | Medina Campus | Medina Medical Center | 1st Floor | 2009-04-01 | Low
No | 036986 | Physiologic Mon Modules, Multiparameter | 862442 - M3001A Intellivue MMS | DE907X0911 | Philips Healthcare | Medina ASC | Barberton | Medina Campus | Medina Medical Center | 1st Floor | 2010-10-27 | Low
No | 038443 | Physiologic Mon Modules, Multiparameter | 862442 - M3001A Intellivue MMS | DE512B2781 | Philips Healthcare | Diagnostic Radiology - SB | Barberton | Barberton Campus | Summa Barberton Hospital | Ground Floor | 2009-04-01 | Low
No | 054348 | Physiologic Mon Modules, Multiparameter | 862442 - M3001A Intellivue MMS | DE512B9802 | Philips Healthcare | Sameday Surgery Center - SW | Barberton | Wadsworth Campus | Wadsworth-Rittman Medical Center | 1st Floor | 2007-04-23 | Low
No | 054350 | Physiologic Mon Modules, Multiparameter | 862442 - M3001A Intellivue MMS | DE512B6358 | Philips Healthcare | Medina ASC | Barberton | Medina Campus | Medina Medical Center | 1st Floor | 2006-03-20 | Low
No | 059391 | Physiologic Mon Modules, Multiparameter | 862442 - M3001A Intellivue MMS | DE907Z1811 | Philips Healthcare | COE OP Diagnostic Center | Akron | Akron City Campus | 95 Arch | Ground Floor | 2009-06-30 | Low
No | 061953 | Physiologic Mon Modules, Multiparameter | 862442 - M3001A Intellivue MMS | DE907Z1805 | Philips Healthcare | Medina ASC | Barberton | Medina Campus | Medina Medical Center | 1st Floor | 2021-04-20 | Low
No | 061954 | Physiologic Mon Modules, Multiparameter | 862442 - M3001A Intellivue MMS | DE907Z1797 | Philips Healthcare | Medina ASC | Barberton | Medina Campus | Medina Medical Center | 1st Floor | 2021-04-20 | Low
No | 039981 | Physiologic Mon Modules, Multiparameter | 867036 - IntelliVue MMX | DE695B1127 | Philips Healthcare | Medina ASC | Barberton | Medina Campus | Medina Medical Center | 1st Floor | 2022-12-16 10:24 | Low
No | 039984 | Physiologic Mon Modules, Multiparameter | 867036 - IntelliVue MMX | DE695B1117 | Philips Healthcare | Medina ASC | Barberton | Medina Campus | Medina Medical Center | 1st Floor | 2022-12-16 12:40 | Low
No | 039987 | Physiologic Mon Modules, Multiparameter | 867036 - IntelliVue MMX | DE695B1114 | Philips Healthcare | Medina ASC | Barberton | Medina Campus | Medina Medical Center | 1st Floor | 2022-12-16 13:02 | Low
No | 039990 | Physiologic Mon Modules, Multiparameter | 867036 - IntelliVue MMX | DE695B1131 | Philips Healthcare | Medina ASC | Barberton | Medina Campus | Medina Medical Center | 1st Floor | 2022-12-16 13:16 | Low
No | 039993 | Physiologic Mon Modules, Multiparameter | 867036 - IntelliVue MMX | DE695B1051 | Philips Healthcare | Medina ASC | Barberton | Medina Campus | Medina Medical Center | 1st Floor | 2022-12-16 13:30 | Low
No | 039996 | Physiologic Mon Modules, Multiparameter | 867036 - IntelliVue MMX | DE695B1046 | Philips Healthcare | Medina ASC | Barberton | Medina Campus | Medina Medical Center | 1st Floor | 2022-12-16 13:42 | Low
No | 039998 | Physiologic Mon Modules, Multiparameter | 867036 - IntelliVue MMX | DE695B1130 | Philips Healthcare | Medina ASC | Barberton | Medina Campus | Medina Medical Center | 1st Floor | 2022-12-16 13:56 | Low
No | 043151 | Physiologic Mon Modules, Multiparameter | 867036 - IntelliVue MMX | DE695B1044 | Philips Healthcare | Medina ASC | Barberton | Medina Campus | Medina Medical Center | 1st Floor | 2022-12-16 14:10 | Low
No | 063827 | Physiologic Mon Modules, Multiparameter | 867036 - IntelliVue MMX | DE695B1045 | Philips Healthcare | Medina ASC | Barberton | Medina Campus | Medina Medical Center | 1st Floor | 2022-12-16 13:56 | Low
No | 064302 | Physiologic Mon Modules, Multiparameter | 867036 - IntelliVue MMX | DE785F8751 | Philips Healthcare | 1 Central - CV Progressive Care Unit (PCU) | Akron | Akron City Campus | Akron City Hospital | 1st Floor | 2024-09-24 08:53 | Low
No | 064304 | Physiologic Mon Modules, Multiparameter | 867036 - IntelliVue MMX | DE785F8757 | Philips Healthcare | 1 Central - CV Progressive Care Unit (PCU) | Akron | Akron City Campus | Akron City Hospital | 1st Floor | 2024-09-24 08:53 | Low
No | 064306 | Physiologic Mon Modules, Multiparameter | 867036 - IntelliVue MMX | DE785F8745 | Philips Healthcare | 1 Central - CV Progressive Care Unit (PCU) | Akron | Akron City Campus | Akron City Hospital | 1st Floor | 2024-09-24 08:53 | Low
No | 064308 | Physiologic Mon Modules, Multiparameter | 867036 - IntelliVue MMX | DE785F8768 | Philips Healthcare | 1 Central - CV Progressive Care Unit (PCU) | Akron | Akron City Campus | Akron City Hospital | 1st Floor | 2024-09-24 08:53 | Low
No | 064310 | Physiologic Mon Modules, Multiparameter | 867036 - IntelliVue MMX | DE785F8800 | Philips Healthcare | 1 Central - CV Progressive Care Unit (PCU) | Akron | Akron City Campus | Akron City Hospital | 1st Floor | 2024-09-24 08:53 | Low
No | 064312 | Physiologic Mon Modules, Multiparameter | 867036 - IntelliVue MMX | DE785F8773 | Philips Healthcare | 1 Central - CV Progressive Care Unit (PCU) | Akron | Akron City Campus | Akron City Hospital | 1st Floor | 2024-09-24 08:53 | Low
No | 064314 | Physiologic Mon Modules, Multiparameter | 867036 - IntelliVue MMX | DE785F8736 | Philips Healthcare | 1 Central - CV Progressive Care Unit (PCU) | Akron | Akron City Campus | Akron City Hospital | 1st Floor | 2024-09-24 08:53 | Low
No | 064316 | Physiologic Mon Modules, Multiparameter | 867036 - IntelliVue MMX | DE785F8731 | Philips Healthcare | 1 Central - CV Progressive Care Unit (PCU) | Akron | Akron City Campus | Akron City Hospital | 1st Floor | 2024-09-24 08:53 | Low
No | 064318 | Physiologic Mon Modules, Multiparameter | 867036 - IntelliVue MMX | DE785F8743 | Philips Healthcare | 1 Central - CV Progressive Care Unit (PCU) | Akron | Akron City Campus | Akron City Hospital | 1st Floor | 2024-09-24 08:53 | Low
No | 064320 | Physiologic Mon Modules, Multiparameter | 867036 - IntelliVue MMX | DE785F8748 | Philips Healthcare | 1 Central - CV Progressive Care Unit (PCU) | Akron | Akron City Campus | Akron City Hospital | 1st Floor | 2024-09-24 08:53 | Low
No | 064322 | Physiologic Mon Modules, Multiparameter | 867036 - IntelliVue MMX | DE785F8765 | Philips Healthcare | 1 Central - CV Progressive Care Unit (PCU) | Akron | Akron City Campus | Akron City Hospital | 1st Floor | 2024-09-24 08:53 | Low
No | 064324 | Physiologic Mon Modules, Multiparameter | 867036 - IntelliVue MMX | DE785F8766 | Philips Healthcare | 1 Central - CV Progressive Care Unit (PCU) | Akron | Akron City Campus | Akron City Hospital | 1st Floor | 2024-09-24 08:53 | Low
No | 064326 | Physiologic Mon Modules, Multiparameter | 867036 - IntelliVue MMX | DE785F8812 | Philips Healthcare | 1 Central - CV Progressive Care Unit (PCU) | Akron | Akron City Campus | Akron City Hospital | 1st Floor | 2024-09-24 08:53 | Low
No | 064328 | Physiologic Mon Modules, Multiparameter | 867036 - IntelliVue MMX | DE785F8737 | Philips Healthcare | 1 Central - CV Progressive Care Unit (PCU) | Akron | Akron City Campus | Akron City Hospital | 1st Floor | 2024-09-24 08:53 | Low
No | 064330 | Physiologic Mon Modules, Multiparameter | 867036 - IntelliVue MMX | DE785F8767 | Philips Healthcare | 1 Central - CV Progressive Care Unit (PCU) | Akron | Akron City Campus | Akron City Hospital | 1st Floor | 2024-09-24 08:53 | Low
No | 064332 | Physiologic Mon Modules, Multiparameter | 867036 - IntelliVue MMX | DE785F8796 | Philips Healthcare | 1 Central - CV Progressive Care Unit (PCU) | Akron | Akron City Campus | Akron City Hospital | 1st Floor | 2024-09-24 08:53 | Low
No | 064333 | Physiologic Mon Modules, Multiparameter | 867036 - IntelliVue MMX | DE785F8744 | Philips Healthcare | Health Tech Mgmt | Akron | Akron City Campus | H Tower | Basement | 2024-09-24 08:53 | Low
No | 064452 | Physiologic Mon Modules, Multiparameter | 867036 - IntelliVue MMX | DE785F8732 | Philips Healthcare | 3 West - Trauma/Neuro Progressive Care Unit (PCU) | Akron | Akron City Campus | Akron City Hospital | 3rd Floor | 2024-09-24 08:22 | Low
No | 064454 | Physiologic Mon Modules, Multiparameter | 867036 - IntelliVue MMX | DE785F8759 | Philips Healthcare | 3 West - Trauma/Neuro Progressive Care Unit (PCU) | Akron | Akron City Campus | Akron City Hospital | 3rd Floor | 2024-09-24 09:02 | Low
No | 064456 | Physiologic Mon Modules, Multiparameter | 867036 - IntelliVue MMX | DE785F8756 | Philips Healthcare | 3 West - Trauma/Neuro Progressive Care Unit (PCU) | Akron | Akron City Campus | Akron City Hospital | 3rd Floor | 2024-09-24 09:11 | Low
No | 064458 | Physiologic Mon Modules, Multiparameter | 867036 - IntelliVue MMX | DE785F8755 | Philips Healthcare | 3 West - Trauma/Neuro Progressive Care Unit (PCU) | Akron | Akron City Campus | Akron City Hospital | 3rd Floor | 2024-09-24 08:16 | Low
No | 064460 | Physiologic Mon Modules, Multiparameter | 867036 - IntelliVue MMX | DE785F8746 | Philips Healthcare | 3 West - Trauma/Neuro Progressive Care Unit (PCU) | Akron | Akron City Campus | Akron City Hospital | 3rd Floor | 2024-09-24 08:27 | Low
No | 064462 | Physiologic Mon Modules, Multiparameter | 867036 - IntelliVue MMX | DE785F8749 | Philips Healthcare | 3 West - Trauma/Neuro Progressive Care Unit (PCU) | Akron | Akron City Campus | Akron City Hospital | 3rd Floor | 2024-09-24 08:23 | Low
No | 064464 | Physiologic Mon Modules, Multiparameter | 867036 - IntelliVue MMX | DE785F8772 | Philips Healthcare | 3 West - Trauma/Neuro Progressive Care Unit (PCU) | Akron | Akron City Campus | Akron City Hospital | 3rd Floor | 2024-09-24 08:14 | Low
No | 064466 | Physiologic Mon Modules, Multiparameter | 867036 - IntelliVue MMX | DE785F8770 | Philips Healthcare | 3 West - Trauma/Neuro Progressive Care Unit (PCU) | Akron | Akron City Campus | Akron City Hospital | 3rd Floor | 2024-09-24 09:09 | Low
No | 064468 | Physiologic Mon Modules, Multiparameter | 867036 - IntelliVue MMX | DE785F8797 | Philips Healthcare | 3 West - Trauma/Neuro Progressive Care Unit (PCU) | Akron | Akron City Campus | Akron City Hospital | 3rd Floor | 2024-09-24 09:02 | Low
No | 064470 | Physiologic Mon Modules, Multiparameter | 867036 - IntelliVue MMX | DE785F8734 | Philips Healthcare | 3 West - Trauma/Neuro Progressive Care Unit (PCU) | Akron | Akron City Campus | Akron City Hospital | 3rd Floor | 2024-09-24 08:38 | Low
No | 064472 | Physiologic Mon Modules, Multiparameter | 867036 - IntelliVue MMX | DE785F8764 | Philips Healthcare | 3 West - Trauma/Neuro Progressive Care Unit (PCU) | Akron | Akron City Campus | Akron City Hospital | 3rd Floor | 2024-09-24 08:36 | Low
No | 064474 | Physiologic Mon Modules, Multiparameter | 867036 - IntelliVue MMX | DE785F8733 | Philips Healthcare | 3 West - Trauma/Neuro Progressive Care Unit (PCU) | Akron | Akron City Campus | Akron City Hospital | 3rd Floor | 2024-09-24 09:14 | Low
No | 064476 | Physiologic Mon Modules, Multiparameter | 867036 - IntelliVue MMX | DE785F8742 | Philips Healthcare | 3 West - Trauma/Neuro Progressive Care Unit (PCU) | Akron | Akron City Campus | Akron City Hospital | 3rd Floor | 2024-09-24 08:18 | Low
No | 064478 | Physiologic Mon Modules, Multiparameter | 867036 - IntelliVue MMX | DE785F8739 | Philips Healthcare | 3 West - Trauma/Neuro Progressive Care Unit (PCU) | Akron | Akron City Campus | Akron City Hospital | 3rd Floor | 2024-09-24 08:30 | Low
No | 064480 | Physiologic Mon Modules, Multiparameter | 867036 - IntelliVue MMX | DE785F8760 | Philips Healthcare | 3 West - Trauma/Neuro Progressive Care Unit (PCU) | Akron | Akron City Campus | Akron City Hospital | 3rd Floor | 2024-09-24 08:57 | Low
No | 064482 | Physiologic Mon Modules, Multiparameter | 867036 - IntelliVue MMX | DE785F8777 | Philips Healthcare | 3 West - Trauma/Neuro Progressive Care Unit (PCU) | Akron | Akron City Campus | Akron City Hospital | 3rd Floor | 2024-09-24 09:06 | Low
No | 064484 | Physiologic Mon Modules, Multiparameter | 867036 - IntelliVue MMX | DE785F8741 | Philips Healthcare | 3 West - Trauma/Neuro Progressive Care Unit (PCU) | Akron | Akron City Campus | Akron City Hospital | 3rd Floor | 2024-09-24 08:10 | Low
No | 064486 | Physiologic Mon Modules, Multiparameter | 867036 - IntelliVue MMX | DE785F8662 | Philips Healthcare | 3 West - Trauma/Neuro Progressive Care Unit (PCU) | Akron | Akron City Campus | Akron City Hospital | 3rd Floor | 2024-09-24 08:21 | Low
No | 064488 | Physiologic Mon Modules, Multiparameter | 867036 - IntelliVue MMX | DE785F8774 | Philips Healthcare | 3 West - Trauma/Neuro Progressive Care Unit (PCU) | Akron | Akron City Campus | Akron City Hospital | 3rd Floor | 2024-09-24 08:29 | Low
No | 064490 | Physiologic Mon Modules, Multiparameter | 867036 - IntelliVue MMX | DE785F8747 | Philips Healthcare | 3 West - Trauma/Neuro Progressive Care Unit (PCU) | Akron | Akron City Campus | Akron City Hospital | 3rd Floor | 2024-09-24 09:10 | Low
No | 064492 | Physiologic Mon Modules, Multiparameter | 867036 - IntelliVue MMX | DE785F8763 | Philips Healthcare | 3 West - Trauma/Neuro Progressive Care Unit (PCU) | Akron | Akron City Campus | Akron City Hospital | 3rd Floor | 2024-09-24 08:31 | Low
No | 064494 | Physiologic Mon Modules, Multiparameter | 867036 - IntelliVue MMX | DE785F8663 | Philips Healthcare | 3 West - Trauma/Neuro Progressive Care Unit (PCU) | Akron | Akron City Campus | Akron City Hospital | 3rd Floor | 2024-09-24 08:25 | Low
No | 064496 | Physiologic Mon Modules, Multiparameter | 867036 - IntelliVue MMX | DE785F8750 | Philips Healthcare | 3 West - Trauma/Neuro Progressive Care Unit (PCU) | Akron | Akron City Campus | Akron City Hospital | 3rd Floor | 2024-09-24 08:12 | Low
No | 064498 | Physiologic Mon Modules, Multiparameter | 867036 - IntelliVue MMX | DE785F8738 | Philips Healthcare | 3 West - Trauma/Neuro Progressive Care Unit (PCU) | Akron | Akron City Campus | Akron City Hospital | 3rd Floor | 2024-09-24 08:36 | Low
No | 064500 | Physiologic Mon Modules, Multiparameter | 867036 - IntelliVue MMX | DE785F8730 | Philips Healthcare | 3 West - Trauma/Neuro Progressive Care Unit (PCU) | Akron | Akron City Campus | Akron City Hospital | 3rd Floor | 2024-09-24 08:08 | Low
No | 064502 | Physiologic Mon Modules, Multiparameter | 867036 - IntelliVue MMX | DE785F8638 | Philips Healthcare | 3 West - Trauma/Neuro Progressive Care Unit (PCU) | Akron | Akron City Campus | Akron City Hospital | 3rd Floor | 2024-09-24 09:06 | Low
No | 064504 | Physiologic Mon Modules, Multiparameter | 867036 - IntelliVue MMX | DE785F8758 | Philips Healthcare | 3 West - Trauma/Neuro Progressive Care Unit (PCU) | Akron | Akron City Campus | Akron City Hospital | 3rd Floor | 2024-09-24 08:07 | Low
No | 064506 | Physiologic Mon Modules, Multiparameter | 867036 - IntelliVue MMX | DE785F8 | Philips Healthcare | 3 West - Trauma/Neuro Progressive Care Unit (PCU) | Akron | Akron City Campus | Akron City Hospital | 3rd Floor | 2024-09-24 08:34 | Low
No | 064620 | Physiologic Mon Modules, Multiparameter | 867036 - IntelliVue MMX | DE785F9106 | Philips Healthcare | Health Tech Mgmt | Akron | Akron City Campus | ACH Admin Building | Ground Floor | 2024-10-11 09:49 | Low
No | 083827 | Physiologic Mon Modules, Multiparameter | 867036 - IntelliVue MMX | DE695B1045 | Philips Healthcare | Medina ASC | Barberton | Medina Campus | Medina Medical Center | 1st Floor | 2022-12-16 13:56 | Low
No | 057352 | Physiologic Mon Modules, Multiparameter | 867039 - Hemodynamic Extension Module | DE61415230 | Philips Healthcare | Anesthesia | Akron | Akron City Campus | Akron City Hospital | 1st Floor | 2019-05-16 | Low
No | 057355 | Physiologic Mon Modules, Multiparameter | 867039 - Hemodynamic Extension Module | DE61415217 | Philips Healthcare | Anesthesia | Akron | Akron City Campus | Akron City Hospital | 1st Floor | 2019-05-16 | Low
No | 057358 | Physiologic Mon Modules, Multiparameter | 867039 - Hemodynamic Extension Module | DE61415206 | Philips Healthcare | Anesthesia | Akron | Akron City Campus | Akron City Hospital | 1st Floor | 2019-05-16 | Low
No | 057360 | Physiologic Mon Modules, Multiparameter | 867039 - Hemodynamic Extension Module | DE61415222 | Philips Healthcare | Anesthesia | Akron | Akron City Campus | Akron City Hospital | 1st Floor | 2019-05-16 | Low
No | 057362 | Physiologic Mon Modules, Multiparameter | 867039 - Hemodynamic Extension Module | DE6141526 | Philips Healthcare | Anesthesia | Akron | Akron City Campus | Akron City Hospital | 1st Floor | 2019-05-16 | Low
No | 057449 | Physiologic Mon Modules, Multiparameter | 867039 - Hemodynamic Extension Module | DE61415237 | Philips Healthcare | Anesthesia | Akron | Akron City Campus | Akron City Hospital | 1st Floor | 2019-05-16 | Low
No | 031664 | Physiologic Mon Modules, Multiparameter | PB-1000 08200-0257 | 10.03.00835 | Schiller | SCI-Cardiac Cath Lab Svcs | Akron | Akron City Campus | Akron City Hospital | 1st Floor | 2018-04-25 | Low
No | 043918 | Physiologic Mon Modules, Multiparameter | PB-1000 08200-0257 | 10.03.01489 | Schiller | SCI-Cardiac Cath Lab Svcs - SB | Barberton | Barberton Campus | Summa Barberton Hospital | 2nd Floor | 2022-02-03 | Low
No | 043920 | Physiologic Mon Modules, Multiparameter | PB-1000 08200-0257 | 10.03.01442 | Schiller | Angiography - SB | Barberton | Barberton Campus | Summa Barberton Hospital | 2nd Floor | 2022-02-08 | Low
No | 052767 | Physiologic Mon Modules, Multiparameter | PB-1000 08200-0257 | 10.03.01289 | Schiller | SCI-Cardiac Cath Lab Svcs | Akron | Akron City Campus | Akron City Hospital | 1st Floor | 2019-01-07 | Low
No | 052778 | Physiologic Mon Modules, Multiparameter | PB-1000 08200-0257 | 10.03.01279 | Schiller | SCI-Cardiac Cath Lab Svcs | Akron | Akron City Campus | Akron City Hospital | 1st Floor | 2019-01-07 | Low
No | 060294 | Physiologic Mon Modules, Multiparameter | PB-1000 08200-0257 | 10.03.01624 | Schiller | SCI-Cardiac Cath Lab Svcs | Akron | Akron City Campus | Akron City Hospital | 1st Floor | 2021-07-15 | Low
No | 063168 | Physiologic Mon Modules, Multiparameter | PB-1000 08200-0257 | 10.03.01467 | Schiller | Operating Room | Akron | Akron City Campus | Akron City Hospital | 1st Floor | 2023-11-02 | Low
No | 065253 | Physiologic Mon Modules, Multiparameter | PB-1000 08200-0257 | 10.03.01742 | Schiller | SCI-Cardiac Cath Lab Svcs | Akron | Akron City Campus | Akron City Hospital | 1st Floor | 2025-04-15 | Low
No | 064970 | Physiologic Mon Modules, Neuromuscular Block | 865383 - IntelliVue NMT Module | DE33104782 | Philips Healthcare | Anesthesia | Akron | Akron City Campus | Akron City Hospital | 1st Floor | 2025-01-30 15:17 | Low
No | 036901 | Physiologic Mon Modules, Pulse Oximeter | 1846 Intellivue | B27822 | Masimo | Intensive Care Unit (ICU) - SB | Barberton | Barberton Campus | Summa Barberton Hospital | 2nd Floor | 2009-04-01 | Low
No | 036929 | Physiologic Mon Modules, Pulse Oximeter | 1846 Intellivue | B27804 | Masimo | Acuity Adaptable Unit (AAU) - SB | Barberton | Barberton Campus | Summa Barberton Hospital | 2nd Floor | 2009-04-01 | Low
No | 036930 | Physiologic Mon Modules, Pulse Oximeter | 1846 Intellivue | B20908 | Masimo | Intensive Care Unit (ICU) - SB | Barberton | Barberton Campus | Summa Barberton Hospital | 2nd Floor | 2009-04-01 | Low
No | 036931 | Physiologic Mon Modules, Pulse Oximeter | 1846 Intellivue | B20940 | Masimo | Intensive Care Unit (ICU) - SB | Barberton | Barberton Campus | Summa Barberton Hospital | 5th Floor | 2009-04-01 | Low
No | 036932 | Physiologic Mon Modules, Pulse Oximeter | 1846 Intellivue | B27725 | Masimo | Intensive Care Unit (ICU) - SB | Barberton | Barberton Campus | Summa Barberton Hospital | 2nd Floor | 2009-04-01 | Low
No | 036933 | Physiologic Mon Modules, Pulse Oximeter | 1846 Intellivue | B24885 | Masimo | Intensive Care Unit (ICU) - SB | Barberton | Barberton Campus | Summa Barberton Hospital | 2nd Floor | 2009-04-01 | Low
No | 036934 | Physiologic Mon Modules, Pulse Oximeter | 1846 Intellivue | B27812 | Masimo | Intensive Care Unit (ICU) - SB | Barberton | Barberton Campus | Summa Barberton Hospital | 2nd Floor | 2009-04-01 | Low
No | 036935 | Physiologic Mon Modules, Pulse Oximeter | 1846 Intellivue | B24773 | Masimo | Intensive Care Unit (ICU) - SB | Barberton | Barberton Campus | Summa Barberton Hospital | 2nd Floor | 2009-04-01 | Low
No | 036936 | Physiologic Mon Modules, Pulse Oximeter | 1846 Intellivue | B27715 | Masimo | Intensive Care Unit (ICU) - SB | Barberton | Barberton Campus | Summa Barberton Hospital | 2nd Floor | 2009-04-01 | Low
No | 036937 | Physiologic Mon Modules, Pulse Oximeter | 1846 Intellivue | B27783 | Masimo | Intensive Care Unit (ICU) - SB | Barberton | Barberton Campus | Summa Barberton Hospital | 2nd Floor | 2009-04-01 | Low
No | 036981 | Physiologic Mon Modules, Pulse Oximeter | 1846 Intellivue | B20947 | Masimo | Intensive Care Unit (ICU) - SB | Barberton | Barberton Campus | Summa Barberton Hospital | 2nd Floor | 2009-04-01 | Low
No | 037007 | Physiologic Mon Modules, Pulse Oximeter | 1846 Intellivue | B27797 | Masimo | Intensive Care Unit (ICU) - SB | Barberton | Barberton Campus | Summa Barberton Hospital | 2nd Floor | 2009-04-01 | Low
No | 037008 | Physiologic Mon Modules, Pulse Oximeter | 1846 Intellivue | B27823 | Masimo | Acuity Adaptable Unit (AAU) - SB | Barberton | Barberton Campus | Summa Barberton Hospital | 2nd Floor | 2009-04-01 | Low
No | 037009 | Physiologic Mon Modules, Pulse Oximeter | 1846 Intellivue | B27815 | Masimo | Acuity Adaptable Unit (AAU) - SB | Barberton | Barberton Campus | Summa Barberton Hospital | 2nd Floor | 2009-04-01 | Low
No | 037010 | Physiologic Mon Modules, Pulse Oximeter | 1846 Intellivue | B20922 | Masimo | Acuity Adaptable Unit (AAU) - SB | Barberton | Barberton Campus | Summa Barberton Hospital | 2nd Floor | 2009-04-01 | Low
No | 037011 | Physiologic Mon Modules, Pulse Oximeter | 1846 Intellivue | B20897 | Masimo | Acuity Adaptable Unit (AAU) - SB | Barberton | Barberton Campus | Summa Barberton Hospital | 2nd Floor | 2009-04-01 | Low
No | 037012 | Physiologic Mon Modules, Pulse Oximeter | 1846 Intellivue | B27816 | Masimo | Acuity Adaptable Unit (AAU) - SB | Barberton | Barberton Campus | Summa Barberton Hospital | 2nd Floor | 2009-04-01 | Low
No | 037013 | Physiologic Mon Modules, Pulse Oximeter | 1846 Intellivue | B27829 | Masimo | Acuity Adaptable Unit (AAU) - SB | Barberton | Barberton Campus | Summa Barberton Hospital | 2nd Floor | 2009-04-01 | Low
No | 070413 | Physiologic Mon Modules, Pulse Oximeter | 1846 Intellivue | B27798 | Masimo | Health Tech Mgmt - SB | Barberton | Barberton Campus | Summa Barberton Hospital | 5th Floor | 2009-04-01 | Low
No | 000109 | Physiologic Mon Modules, Temperature | M1029A | 2922A01639 | Philips Healthcare | T2 - STN Intensive Care Unit (STN-ICU) | Akron | Akron City Campus | Critical Care Tower | 2nd Floor | 1990-03-12 | Low
No | 010437 | Physiologic Mon Modules, Temperature | M1029A | 3805G46803 | Philips Healthcare | T2 - STN Intensive Care Unit (STN-ICU) | Akron | Akron City Campus | Critical Care Tower | 2nd Floor | 2000-08-29 | Low
No | 036940 | Physiologic Mon Modules, Temperature | M1029A | 3805G77893 | Philips Healthcare | Intensive Care Unit (ICU) - SB | Barberton | Barberton Campus | Summa Barberton Hospital | 2nd Floor | 2009-04-01 | Low
No | 036941 | Physiologic Mon Modules, Temperature | M1029A | 3805G77894 | Philips Healthcare | Intensive Care Unit (ICU) - SB | Barberton | Barberton Campus | Summa Barberton Hospital | 2nd Floor | 2009-04-01 | Low
No | 070414 | Physiologic Mon Modules, Temperature | M1029A | 3731A31408 | Philips Healthcare | Health Tech Mgmt - SB | Barberton | Barberton Campus | Summa Barberton Hospital | 5th Floor | 2009-04-01 | Low
No | 026828 | Plethysmographs, Lower/Upper Limb | VascuLab 4040 | 332 | US Vascular | SCI - Noninvasive Vascular | Akron | Akron City Campus | 95 Arch | 3rd Floor | 2019-12-19 | Low
No | 038068 | Plethysmographs, Lower/Upper Limb | VascuLab 4040 | 323 | US Vascular | SCI - Noninvasive Vascular - SB | Barberton | Barberton Campus | Summa Barberton Hospital | Ground Floor | 2019-11-14 | Low
No | 058527 | Plethysmographs, Lower/Upper Limb | VascuLab 4040 | 333 | US Vascular | SCI - Noninvasive Vascular | Akron | Akron City Campus | Akron City Hospital | Ground Floor | 2019-11-14 | Low
No | 058529 | Plethysmographs, Lower/Upper Limb | VascuLab 4040 | 334 | US Vascular | SCI - Noninvasive Vascular | Akron | Akron City Campus | Akron City Hospital | Ground Floor | 2019-11-14 | Low
No | 064285 | Plethysmographs, Whole Body | VIT-91610 - 9100 VitaloQUB | BB10134 | Morgan Scientific | Pulmonary Function Testing | Akron | Akron City Campus | 95 Arch | 1st Floor | 2024-09-19 07:43 | Low
No | 064286 | Plethysmographs, Whole Body | VIT-91610 - 9100 VitaloQUB | BB10152 | Morgan Scientific | Pulmonary Function Testing | Akron | Akron City Campus | 95 Arch | 1st Floor | 2024-09-19 07:43 | Low
No | 070704 | Plethysmographs, Whole Body | VIT-91610 - 9100 VitaloQUB | BB10174 | Morgan Scientific | Pulmonary Function Testing - SB | Barberton | Barberton Campus | Summa Barberton Hospital | Ground Floor | 2024-11-04 07:43 | Low
No | 070774 | Plethysmographs, Whole Body | VIT-91610 - 9100 VitaloQUB | BB10149 | Morgan Scientific | Pulmonary Function Testing - Medina | Barberton | Medina Campus | Medina Medical Center | 2nd Floor | 2024-11-06 13:18 | Low
No | 012652 | Positive Airway Pressure Units | 30001 AUTOSET SPIRIT - Autotitration Device | 20030136085 | Resmed | Respiratory Care | Akron | Akron City Campus | Akron City Hospital | 6th Floor | 2003-08-20 | Low
No | 015292 | Positive Airway Pressure Units | 30001 AUTOSET SPIRIT - Autotitration Device | 20030144732 | Resmed | Respiratory Care | Akron | Akron City Campus | Akron City Hospital | 6th Floor | 2004-02-17 | Low
No | 020478 | Positive Airway Pressure Units | 30001 AUTOSET SPIRIT - Autotitration Device | 20030155024 | Resmed | Respiratory Care | Akron | Akron City Campus | Akron City Hospital | 6th Floor | 2006-01-04 | Low
No | 028473 | Positive Airway Pressure Units | 36000 - S9 Vpap Tx | 22131268878 | Resmed | Sleep Lab - Medina | Barberton | Medina Campus | Medina Medical Center | 2nd Floor | 2013-12-13 | Low
No | 028475 | Positive Airway Pressure Units | 36000 - S9 Vpap Tx | 22131303148 | Resmed | Sleep Lab - Medina | Barberton | Medina Campus | Medina Medical Center | 2nd Floor | 2013-12-13 | Low
No | 033087 | Positive Airway Pressure Units | 36000 - S9 Vpap Tx | 22131268867 | Resmed | Sleep Lab - Green | Barberton | Green Campus | Green Physician Office Building | 2nd Floor | 2013-12-16 | Low
No | 033088 | Positive Airway Pressure Units | 36000 - S9 Vpap Tx | 22131268886 | Resmed | Sleep Lab - Green | Barberton | Green Campus | Green Physician Office Building | 2nd Floor | 2013-12-16 | Low
No | 033089 | Positive Airway Pressure Units | 36000 - S9 Vpap Tx | 22131268905 | Resmed | Sleep Lab - Green | Barberton | Green Campus | Green Physician Office Building | 2nd Floor | 2013-12-16 | Low
No | 033090 | Positive Airway Pressure Units | 36000 - S9 Vpap Tx | 22131268887 | Resmed | Sleep Lab - Green | Barberton | Green Campus | Green Physician Office Building | 2nd Floor | 2013-12-16 | Low
No | 033561 | Positive Airway Pressure Units | 36000 - S9 Vpap Tx | 22131303235 | Resmed | Sleep Lab - White Pond | Barberton | White Pond Campus | Summa Health Neuroscience Services | 2nd Floor | 2013-12-11 | Low
No | 033563 | Positive Airway Pressure Units | 36000 - S9 Vpap Tx | 22131268866 | Resmed | Sleep Lab - White Pond | Barberton | White Pond Campus | Summa Health Neuroscience Services | 2nd Floor | 2013-12-11 | Low
No | 033564 | Positive Airway Pressure Units | 36000 - S9 Vpap Tx | 22131268880 | Resmed | Sleep Lab - White Pond | Barberton | White Pond Campus | Summa Health Neuroscience Services | 2nd Floor | 2013-12-11 | Low
No | 033565 | Positive Airway Pressure Units | 36000 - S9 Vpap Tx | 22131268907 | Resmed | Sleep Lab - White Pond | Barberton | White Pond Campus | Summa Health Neuroscience Services | 2nd Floor | 2013-12-11 | Low
No | 033566 | Positive Airway Pressure Units | 36000 - S9 Vpap Tx | 22131268913 | Resmed | Sleep Lab - White Pond | Barberton | White Pond Campus | Summa Health Neuroscience Services | 2nd Floor | 2013-12-11 | Low
No | 033567 | Positive Airway Pressure Units | 36000 - S9 Vpap Tx | 22131303236 | Resmed | Sleep Lab - White Pond | Barberton | White Pond Campus | Summa Health Neuroscience Services | 2nd Floor | 2013-12-11 | Low
No | 039619 | Positive Airway Pressure Units | 36000 - S9 Vpap Tx | 22191759459 | Resmed | Sleep Lab - SB | Barberton | Barberton Campus | Summa Barberton Hospital | 4th Floor | 2013-12-02 | Low
No | 039620 | Positive Airway Pressure Units | 36000 - S9 Vpap Tx | 22191760472 | Resmed | Sleep Lab - SB | Barberton | Barberton Campus | Summa Barberton Hospital | 4th Floor | 2013-12-02 | Low
No | 039628 | Positive Airway Pressure Units | 36000 - S9 Vpap Tx | 22201133388 | Resmed | Sleep Lab - SB | Barberton | Barberton Campus | Summa Barberton Hospital | 4th Floor | 2022-12-15 14:57 | Low
No | 070029 | Positive Airway Pressure Units | 36000 - S9 Vpap Tx | 22201065858 | Resmed | Sleep Lab - SB | Barberton | Barberton Campus | Summa Barberton Hospital | 4th Floor | 2013-12-11 | Low
No | 031140 | Positive Airway Pressure Units | 36001 - S9 - Elite | 23122294775 | Resmed | Summa Rehab Hospital | Akron | Akron City Campus | Summa Rehab Hospital |  | 2012-01-19 | Low
No | 039306 | Positive Airway Pressure Units | 36048 - Lumis Tx With H5I Humidifier | 22201116883 | Resmed | Anesthesia - SB | Barberton | Barberton Campus | Summa Barberton Hospital | 2nd Floor | 2021-05-07 | Low
No | 039307 | Positive Airway Pressure Units | 36048 - Lumis Tx With H5I Humidifier | 22181129249 | Resmed | Endoscopy - SB | Barberton | Barberton Campus | Summa Barberton Hospital | 2nd Floor | 2021-05-07 | Low
No | 031222 | Positive Airway Pressure Units, Bi-Level (BiPap) | 1028772 - Focus Bipap Vent System | 877212030801 | Philips Healthcare / Respironics | Summa Rehab Hospital | Akron | Akron City Campus | Summa Rehab Hospital |  | 2012-07-13 | Low
No | 033702 | Positive Airway Pressure Units, Bi-Level (BiPap) | 24116 - VPAP III ST-A | 033702 | Resmed | Respiratory Care | Akron | Akron City Campus | Akron City Hospital | 6th Floor | 2018-12-11 | Low
No | 051600 | Positive Airway Pressure Units, Bi-Level (BiPap) | 24116 - VPAP III ST-A | 20090086014 | Resmed | Respiratory Care | Akron | Akron City Campus | Akron City Hospital | 6th Floor | 2009-04-08 | Low
No | 051601 | Positive Airway Pressure Units, Bi-Level (BiPap) | 24116 - VPAP III ST-A | 20090086011 | Resmed | Respiratory Care | Akron | Akron City Campus | Akron City Hospital | 6th Floor | 2009-04-08 | Low
No | 051603 | Positive Airway Pressure Units, Bi-Level (BiPap) | 24116 - VPAP III ST-A | 20100025472 | Resmed | Respiratory Care | Akron | Akron City Campus | Akron City Hospital | 6th Floor | 2010-03-30 | Low
No | 051609 | Positive Airway Pressure Units, Bi-Level (BiPap) | 24116 - VPAP III ST-A | 20101708242 | Resmed | Respiratory Care | Akron | Akron City Campus | Akron City Hospital | 6th Floor | 2010-11-16 | Low
No | 051624 | Positive Airway Pressure Units, Bi-Level (BiPap) | 24116 - VPAP III ST-A | 20100025466 | Resmed | Respiratory Care - SB | Barberton | Barberton Campus | Summa Barberton Hospital | 1st Floor | 2010-03-30 | Low
No | 051626 | Positive Airway Pressure Units, Bi-Level (BiPap) | 24116 - VPAP III ST-A | 20100025449 | Resmed | Respiratory Care - SB | Barberton | Barberton Campus | Summa Barberton Hospital | 1st Floor | 2010-03-12 | Low
No | 051634 | Positive Airway Pressure Units, Bi-Level (BiPap) | 24116 - VPAP III ST-A | 20091588420 | Resmed | Respiratory Care - SB | Barberton | Barberton Campus | Summa Barberton Hospital | 1st Floor | 2010-03-30 | Low
No | 051636 | Positive Airway Pressure Units, Bi-Level (BiPap) | 24116 - VPAP III ST-A | 20091196793 | Resmed | Respiratory Care | Akron | Akron City Campus | Akron City Hospital | 6th Floor | 2010-03-30 | Low
No | 061270 | Positive Airway Pressure Units, Bi-Level (BiPap) | 24116 - VPAP III ST-A | 20060144123 | Resmed | Respiratory Care | Akron | Akron City Campus | Akron City Hospital | 6th Floor | 2009-04-01 | Low
No | 051637 | Positive Airway Pressure Units, Bi-Level (BiPap) | 28210 - Bilevel Positive Airway Pressure Aircurve 10 St-A | 22171452876 | Resmed | Respiratory Care | Akron | Akron City Campus | Akron City Hospital | 6th Floor | 2017-09-21 | Low
No | 051633 | Positive Airway Pressure Units, Bi-Level (BiPap) | 28326 - Bilevel Positive Airway Pressure Device | 22171184339 | Resmed | Respiratory Care | Akron | Akron City Campus | Akron City Hospital | 6th Floor | 2018-04-17 | Low
No | 051622 | Positive Airway Pressure Units, Bi-Level (BiPap) | 332003 - Bipap S/T-D Unit | 032312 | Philips Healthcare / Respironics | Respiratory Care - SB | Barberton | Barberton Campus | Summa Barberton Hospital | 1st Floor | 2014-03-26 | Low
No | 051635 | Positive Airway Pressure Units, Bi-Level (BiPap) | 332202 - Bipap S Unit | 318497 | Philips Healthcare / Respironics | Respiratory Care - SB | Barberton | Barberton Campus | Summa Barberton Hospital | 1st Floor | 1992-11-27 | Low
No | 033629 | Positive Airway Pressure Units, Bi-Level (BiPap) | 37051 - S10 | 23182846548 | Resmed | Respiratory Care | Akron | Akron City Campus | Akron City Hospital | 6th Floor | 2019-01-11 | Low
No | 033631 | Positive Airway Pressure Units, Bi-Level (BiPap) | 37051 - S10 | 23182546682 | Resmed | Respiratory Care - SB | Barberton | Barberton Campus | Summa Barberton Hospital | 1st Floor | 2019-01-11 | Low
No | 033659 | Positive Airway Pressure Units, Bi-Level (BiPap) | 37051 - S10 | 23182682927 | Resmed | Respiratory Care | Akron | Akron City Campus | Akron City Hospital | 6th Floor | 2018-11-21 | Low
No | 033737 | Positive Airway Pressure Units, Bi-Level (BiPap) | 37051 - S10 | 23172278834 | Resmed | Respiratory Care | Akron | Akron City Campus | Akron City Hospital | 6th Floor | 2017-12-05 | Low
No | 033738 | Positive Airway Pressure Units, Bi-Level (BiPap) | 37051 - S10 | 23172280182 | Resmed | Respiratory Care | Akron | Akron City Campus | Akron City Hospital | 6th Floor | 2017-12-05 | Low
No | 033739 | Positive Airway Pressure Units, Bi-Level (BiPap) | 37051 - S10 | 23172280184 | Resmed | Respiratory Care | Akron | Akron City Campus | Akron City Hospital | 6th Floor | 2017-12-05 | Low
No | 033740 | Positive Airway Pressure Units, Bi-Level (BiPap) | 37051 - S10 | 23172280183 | Resmed | Respiratory Care - SB | Barberton | Barberton Campus | Summa Barberton Hospital | 1st Floor | 2017-12-05 | Low
No | 033741 | Positive Airway Pressure Units, Bi-Level (BiPap) | 37051 - S10 | 23172778908 | Resmed | Respiratory Care | Akron | Akron City Campus | Akron City Hospital | 6th Floor | 2018-02-16 | Low
No | 033742 | Positive Airway Pressure Units, Bi-Level (BiPap) | 37051 - S10 | 23172778906 | Resmed | Respiratory Care | Akron | Akron City Campus | Akron City Hospital | 6th Floor | 2018-02-16 | Low
No | 034720 | Positive Airway Pressure Units, Bi-Level (BiPap) | 37051 - S10 | 23181246837 | Resmed | Respiratory Care | Akron | Akron City Campus | Akron City Hospital | 6th Floor | 2018-05-08 | Low
No | 036455 | Positive Airway Pressure Units, Bi-Level (BiPap) | 37051 - S10 | 23181094775 | Resmed | Respiratory Care - SB | Barberton | Barberton Campus | Summa Barberton Hospital | 1st Floor | 2018-04-17 | Low
No | 036456 | Positive Airway Pressure Units, Bi-Level (BiPap) | 37051 - S10 | 23181094776 | Resmed | Respiratory Care | Akron | Akron City Campus | Akron City Hospital | 6th Floor | 2018-04-17 | Low
No | 036457 | Positive Airway Pressure Units, Bi-Level (BiPap) | 37051 - S10 | 23181135962 | Resmed | Respiratory Care | Akron | Akron City Campus | Akron City Hospital | 6th Floor | 2018-04-17 | Low
No | 036458 | Positive Airway Pressure Units, Bi-Level (BiPap) | 37051 - S10 | 23181095235 | Resmed | Respiratory Care | Akron | Akron City Campus | Akron City Hospital | 6th Floor | 2018-04-17 | Low
No | 036461 | Positive Airway Pressure Units, Bi-Level (BiPap) | 37051 - S10 | 23181247067 | Resmed | Respiratory Care - SB | Barberton | Barberton Campus | Summa Barberton Hospital | 1st Floor | 2018-04-17 | Low
No | 036462 | Positive Airway Pressure Units, Bi-Level (BiPap) | 37051 - S10 | 23181245880 | Resmed | Respiratory Care | Akron | Akron City Campus | Akron City Hospital | 6th Floor | 2018-04-17 | Low
No | 036463 | Positive Airway Pressure Units, Bi-Level (BiPap) | 37051 - S10 | 2318124766 | Resmed | Respiratory Care | Akron | Akron City Campus | Akron City Hospital | 6th Floor | 2018-04-17 | Low
No | 036464 | Positive Airway Pressure Units, Bi-Level (BiPap) | 37051 - S10 | 23181247065 | Resmed | Respiratory Care | Akron | Akron City Campus | Akron City Hospital | 6th Floor | 2018-04-17 | Low
No | 038142 | Positive Airway Pressure Units, Bi-Level (BiPap) | 37051 - S10 | 23182846160 | Resmed | Respiratory Care | Akron | Akron City Campus | Akron City Hospital | 6th Floor | 2019-01-29 | Low
No | 038150 | Positive Airway Pressure Units, Bi-Level (BiPap) | 37051 - S10 | 23182546683 | Resmed | Respiratory Care | Akron | Akron City Campus | Akron City Hospital | 6th Floor | 2019-01-29 | Low
No | 038213 | Positive Airway Pressure Units, Bi-Level (BiPap) | 37051 - S10 | 23182846546 | Resmed | Respiratory Care - SB | Barberton | Barberton Campus | Summa Barberton Hospital | 1st Floor | 2019-01-29 | Low
No | 039150 | Positive Airway Pressure Units, Bi-Level (BiPap) | 37051 - S10 | 23203555712 | Resmed | Respiratory Care - SB | Barberton | Barberton Campus | Summa Barberton Hospital | 1st Floor | 2021-03-17 | Low
No | 051613 | Positive Airway Pressure Units, Bi-Level (BiPap) | 37051 - S10 | 23162015994 | Resmed | Respiratory Care - SB | Barberton | Barberton Campus | Summa Barberton Hospital | 1st Floor | 2017-03-08 | Low
No | 051614 | Positive Airway Pressure Units, Bi-Level (BiPap) | 37051 - S10 | 231619762356 | Resmed | Respiratory Care | Akron | Akron City Campus | Akron City Hospital | 6th Floor | 2017-03-08 | Low
No | 051615 | Positive Airway Pressure Units, Bi-Level (BiPap) | 37051 - S10 | 231612015695 | Resmed | Respiratory Care | Akron | Akron City Campus | Akron City Hospital | 6th Floor | 2017-03-08 | Low
No | 051616 | Positive Airway Pressure Units, Bi-Level (BiPap) | 37051 - S10 | 23161976355 | Resmed | Respiratory Care - SB | Barberton | Barberton Campus | Summa Barberton Hospital | 1st Floor | 2017-03-08 | Low
No | 051617 | Positive Airway Pressure Units, Bi-Level (BiPap) | 37051 - S10 | 23162016284 | Resmed | Respiratory Care | Akron | Akron City Campus | Akron City Hospital | 6th Floor | 2017-03-08 | Low
No | 051618 | Positive Airway Pressure Units, Bi-Level (BiPap) | 37051 - S10 | 23162016285 | Resmed | Respiratory Care - SB | Barberton | Barberton Campus | Summa Barberton Hospital | 1st Floor | 2020-04-08 | Low
No | 056566 | Positive Airway Pressure Units, Bi-Level (BiPap) | 37051 - S10 | 23192603898 | Resmed | Respiratory Care - SB | Barberton | Barberton Campus | Summa Barberton Hospital | 1st Floor | 2019-11-07 | Low
No | 056567 | Positive Airway Pressure Units, Bi-Level (BiPap) | 37051 - S10 | 23192652808 | Resmed | Respiratory Care - SB | Barberton | Barberton Campus | Summa Barberton Hospital | 1st Floor | 2019-11-07 | Low
No | 056568 | Positive Airway Pressure Units, Bi-Level (BiPap) | 37051 - S10 | 23192601981 | Resmed | Respiratory Care - SB | Barberton | Barberton Campus | Summa Barberton Hospital | 1st Floor | 2019-11-07 | Low
No | 056569 | Positive Airway Pressure Units, Bi-Level (BiPap) | 37051 - S10 | 23192601985 | Resmed | Respiratory Care | Akron | Akron City Campus | Akron City Hospital | 6th Floor | 2019-11-07 | Low
No | 056570 | Positive Airway Pressure Units, Bi-Level (BiPap) | 37051 - S10 | 23192601983 | Resmed | Respiratory Care | Akron | Akron City Campus | Akron City Hospital | 6th Floor | 2019-11-07 | Low
No | 056571 | Positive Airway Pressure Units, Bi-Level (BiPap) | 37051 - S10 | 23192602593 | Resmed | Respiratory Care - SB | Barberton | Barberton Campus | Summa Barberton Hospital | 1st Floor | 2019-11-07 | Low
No | 058873 | Positive Airway Pressure Units, Bi-Level (BiPap) | 37051 - S10 | 23201052087 | Resmed | Respiratory Care | Akron | Akron City Campus | Akron City Hospital | 6th Floor | 2020-04-08 | Low
No | 058874 | Positive Airway Pressure Units, Bi-Level (BiPap) | 37051 - S10 | 23201286903 | Resmed | Respiratory Care | Akron | Akron City Campus | Akron City Hospital | 6th Floor | 2020-04-08 | Low
No | 058875 | Positive Airway Pressure Units, Bi-Level (BiPap) | 37051 - S10 | 23201052166 | Resmed | Respiratory Care | Akron | Akron City Campus | Akron City Hospital | 6th Floor | 2020-04-08 | Low
No | 059001 | Positive Airway Pressure Units, Bi-Level (BiPap) | 37051 - S10 | 23201286956 | Resmed | Respiratory Care | Akron | Akron City Campus | Akron City Hospital | 6th Floor | 2020-04-08 | Low
No | 059002 | Positive Airway Pressure Units, Bi-Level (BiPap) | 37051 - S10 | 23201287197 | Resmed | Respiratory Care | Akron | Akron City Campus | Akron City Hospital | 6th Floor | 2020-04-08 | Low
No | 059003 | Positive Airway Pressure Units, Bi-Level (BiPap) | 37051 - S10 | 23201287505 | Resmed | Respiratory Care | Akron | Akron City Campus | Akron City Hospital | 6th Floor | 2020-04-08 | Low
No | 059005 | Positive Airway Pressure Units, Bi-Level (BiPap) | 37051 - S10 | 23201287497 | Resmed | Respiratory Care | Akron | Akron City Campus | Akron City Hospital | 6th Floor | 2020-04-08 | Low
No | 059006 | Positive Airway Pressure Units, Bi-Level (BiPap) | 37051 - S10 | 23201287487 | Resmed | Respiratory Care - SB | Barberton | Barberton Campus | Summa Barberton Hospital | 1st Floor | 2020-04-08 | Low
No | 059007 | Positive Airway Pressure Units, Bi-Level (BiPap) | 37051 - S10 | 23201287605 | Resmed | Respiratory Care | Akron | Akron City Campus | Akron City Hospital | 6th Floor | 2020-04-08 | Low
No | 059008 | Positive Airway Pressure Units, Bi-Level (BiPap) | 37051 - S10 | 23210287494 | Resmed | Respiratory Care - SB | Barberton | Barberton Campus | Summa Barberton Hospital | 1st Floor | 2020-04-08 | Low
No | 059009 | Positive Airway Pressure Units, Bi-Level (BiPap) | 37051 - S10 | 23201286914 | Resmed | Respiratory Care | Akron | Akron City Campus | Akron City Hospital | 6th Floor | 2020-04-08 | Low
No | 059010 | Positive Airway Pressure Units, Bi-Level (BiPap) | 37051 - S10 | 23201287198 | Resmed | Respiratory Care | Akron | Akron City Campus | Akron City Hospital | 6th Floor | 2020-04-08 | Low
No | 059011 | Positive Airway Pressure Units, Bi-Level (BiPap) | 37051 - S10 | 23201286917 | Resmed | Respiratory Care | Akron | Akron City Campus | Akron City Hospital | 6th Floor | 2020-04-08 | Low
No | 059012 | Positive Airway Pressure Units, Bi-Level (BiPap) | 37051 - S10 | 23201287203 | Resmed | Respiratory Care | Akron | Akron City Campus | Akron City Hospital | 6th Floor | 2020-04-08 | Low
No | 059013 | Positive Airway Pressure Units, Bi-Level (BiPap) | 37051 - S10 | Unknown | Resmed | Respiratory Care | Akron | Akron City Campus | Akron City Hospital | 6th Floor | 2020-04-08 | Low
No | 051605 | Positive Airway Pressure Units, Bi-Level (BiPap) | 552009 - Bipap Unit | 102743 | Philips Healthcare / Respironics | Respiratory Care - SB | Barberton | Barberton Campus | Summa Barberton Hospital | 1st Floor | 2011-06-16 | Low
No | 038145 | Positive Airway Pressure Units, Bi-Level (BiPap) | BIPAP S - | 073174 | Philips Healthcare / Respironics | Respiratory Care - SB | Barberton | Barberton Campus | Summa Barberton Hospital | 1st Floor | 2009-04-01 | Low
No | 058993 | Positive Airway Pressure Units, Continuous | 36004A - S9 Cpap | 23131574478 | Resmed | Respiratory Care | Akron | Akron City Campus | Akron City Hospital | 6th Floor | 2020-05-15 | Low
No | 038149 | Positive Airway Pressure Units, Continuous | 36005 - Auto Set S-9 | 23111435261 | Resmed | Respiratory Care - SB | Barberton | Barberton Campus | Summa Barberton Hospital | 1st Floor | 2011-10-10 | Low
No | 051602 | Positive Airway Pressure Units, Continuous | 36005 - Auto Set S-9 | 22131266525 | Resmed | Respiratory Care | Akron | Akron City Campus | Akron City Hospital | 6th Floor | 2013-08-13 | Low
No | 051606 | Positive Airway Pressure Units, Continuous | 36005 - Auto Set S-9 | 22131266587 | Resmed | Respiratory Care - SB | Barberton | Barberton Campus | Summa Barberton Hospital | 1st Floor | 2013-08-13 | Low
No | 051608 | Positive Airway Pressure Units, Continuous | 36005 - Auto Set S-9 | 22131266527 | Resmed | Respiratory Care | Akron | Akron City Campus | Akron City Hospital | 6th Floor | 2013-08-13 | Low
No | 051628 | Positive Airway Pressure Units, Continuous | 36005 - Auto Set S-9 | 22131266583 | Resmed | Respiratory Care - SB | Barberton | Barberton Campus | Summa Barberton Hospital | 1st Floor | 2013-08-13 | Low
No | 051631 | Positive Airway Pressure Units, Continuous | 36005 - Auto Set S-9 | 22131266393 | Resmed | Respiratory Care | Akron | Akron City Campus | Akron City Hospital | 6th Floor | 2013-08-13 | Low
No | 051632 | Positive Airway Pressure Units, Continuous | 36005 - Auto Set S-9 | 22131266586 | Resmed | Respiratory Care | Akron | Akron City Campus | Akron City Hospital | 6th Floor | 2013-08-13 | Low
No | 059015 | Positive Airway Pressure Units, Continuous | 36005 - Auto Set S-9 | 22141214441 | Resmed | Respiratory Care - SB | Barberton | Barberton Campus | Summa Barberton Hospital | 1st Floor | 2020-04-09 | Low
No | 059295 | Positive Airway Pressure Units, Continuous | 36005 - Auto Set S-9 | 22111196916 | Resmed | Respiratory Care | Akron | Akron City Campus | Akron City Hospital | 6th Floor | 2011-09-29 | Low
No | 038148 | Positive Airway Pressure Units, Continuous | 36006 - Auto Set S-9 Cpap | 22121767527 | Resmed | Respiratory Care - SB | Barberton | Barberton Campus | Summa Barberton Hospital | 1st Floor | 2013-09-16 | Low
No | 060722 | Power Meters, Ultrasound | GL822-1S - UW-7 | 0041501788 | Bowles Corp | Health Tech Mgmt | Akron | Akron City Campus | ACH Admin Building | Ground Floor | 2022-03-15 | Low
No | 060723 | Power Meters, Ultrasound | GL822-1S - UW-7 | 0041501787 | Bowles Corp | Health Tech Mgmt - SB | Barberton | Barberton Campus | Summa Barberton Hospital | 5th Floor | 2022-03-15 | Low
No | 028521 | Power Meters, Ultrasound | UPM 2000 - Ultrasound Watt Meter | 60118 | Netech | Health Tech Mgmt - STH | Akron | Cuyahoga Falls Campus | Summa St. Thomas Hospital | Basement | 2010-09-10 | Low
No | 032198 | Power Supplies | 0682-001-312 VISUM | 14E003398 | Stryker | Operating Room | Akron | Akron City Campus | Akron City Hospital | 1st Floor | 2014-08-04 | Low
No | 032302 | Power Supplies | 0682-001-312 VISUM | 14E003848 | Stryker | Operating Room | Akron | Akron City Campus | Akron City Hospital | 1st Floor | 2014-08-04 | Low
No | 061628 | Power Supplies | 1020881 - Ps-Led | 05879 | Haag-Streit | Ophthalmology | Akron | Akron City Campus | 75 Arch | 2nd Floor | 2022-04-22 | Low
No | 060927 | Power Supplies | 103286 - Heartmate Power Module | PRM-27589 | Abbott Laboratories | T1 - CTV Intensive Care Unit (CTV-ICU) | Akron | Akron City Campus | Critical Care Tower | 1st Floor | 2021-10-05 | Low
No | 060929 | Power Supplies | 103286 - Heartmate Power Module | PRM-27585 | Abbott Laboratories | Operating Room | Akron | Akron City Campus | Akron City Hospital | 1st Floor | 2021-10-05 | Low
No | 061662 | Power Supplies | 103286 - Heartmate Power Module | PPM-27498 | Abbott Laboratories | T1 - CTV Intensive Care Unit (CTV-ICU) | Akron | Akron City Campus | Critical Care Tower | 1st Floor | 2022-05-09 | Low
No | 016143 | Power Supplies | 1138 - Power Supply | 1810 | American Optical | LAB Administration | Akron | Akron City Campus | ACH Admin Building | 3rd Floor | 1978-01-01 | Low
No | 016028 | Power Supplies | 1919-P-5063 - Power Supply, Head Lamp | 028759 | Keeler Instruments | Ophthalmology Clinic | Akron | Akron City Campus | 75 Arch | 4th Floor | 1978-01-01 | Low
No | 063113 | Power Supplies | 204386 - Heartmate Power Module | PPM-24553 | Abbott Laboratories | NEOCS Cardiology | Akron | Akron City Campus | 95 Arch | 3rd Floor | 2020-12-21 13:38 | Low
No | 034986 | Power Supplies | 382200 - Dc Power Supply | 1703165359 | Extech Instruments | Health Tech Mgmt | Akron | Akron City Campus | ACH Admin Building | Ground Floor | 2017-07-13 | Low
No | 058032 | Power Supplies | 6205C - 6205C Power Supply | 222A-02462 | Hewlett Packard | Health Tech Mgmt | Akron | Akron City Campus | ACH Admin Building | Ground Floor | 2019-08-28 | Low
No | 024910 | Power Supplies | 682-000-055 VISUM600 - Power Supply,Lights,Surg. | 205368-0130 | Stryker | Operating Room | Akron | Akron City Campus | Akron City Hospital | 1st Floor | 2010-11-09 | Low
No | 034525 | Power Supplies | 682-000-055 VISUM600 - Power Supply,Lights,Surg. | 1308056010 | Stryker | Operating Room | Akron | Akron City Campus | Akron City Hospital | 1st Floor | 2015-04-21 | Low
No | 028088 | Power Supplies | 700.24250 - Maxi Move Battery Charger | 001.24240 | Arjo-Huntleigh | 5 East - Observation Unit | Akron | Akron City Campus | Akron City Hospital | 5th Floor | 2012-01-05 | Low
No | 030335 | Power Supplies | 700.24250 - Maxi Move Battery Charger | Unknown | Arjo-Huntleigh | 4 North - Medical Unit | Akron | Akron City Campus | Akron City Hospital | 4th Floor | 2013-05-07 | Low
No | 064808 | Power Supplies | 700.24250 - Maxi Move Battery Charger | Unknown | Arjo-Huntleigh | 7 West - Respiratory Unit | Akron | Akron City Campus | Akron City Hospital | 7th Floor | 2024-12-06 11:25 | Low
No | 003963 | Power Supplies | 73305 - 73305 Transformer, 6 Volt | Unknown | Hill-Rom / Welch Allyn | Internal Medicine | Akron | Akron City Campus | 55 Arch | 1st Floor | 2002-09-18 | Low
No | 003969 | Power Supplies | 73305 - 73305 Transformer, 6 Volt | Unknown | Hill-Rom / Welch Allyn | Internal Medicine | Akron | Akron City Campus | 55 Arch | 1st Floor | 2002-09-18 | Low
No | 003973 | Power Supplies | 73305 - 73305 Transformer, 6 Volt | Unknown | Hill-Rom / Welch Allyn | Internal Medicine | Akron | Akron City Campus | 55 Arch | 1st Floor | 2002-09-18 | Low
No | 017248 | Power Supplies | 73305 - 73305 Transformer, 6 Volt | Unknown | Hill-Rom / Welch Allyn | Family Medicine Center | Akron | Akron City Campus | 55 Arch | 3rd Floor | 2003-02-19 | Low
No | 017251 | Power Supplies | 73305 - 73305 Transformer, 6 Volt | Unknown | Hill-Rom / Welch Allyn | Family Medicine Center | Akron | Akron City Campus | 55 Arch | 3rd Floor | 2003-02-19 | Low
No | 017255 | Power Supplies | 73305 - 73305 Transformer, 6 Volt | Unknown | Hill-Rom / Welch Allyn | Family Medicine Center | Akron | Akron City Campus | 55 Arch | 3rd Floor | 2003-02-19 | Low
No | 017257 | Power Supplies | 73305 - 73305 Transformer, 6 Volt | Unknown | Hill-Rom / Welch Allyn | Family Medicine Center | Akron | Akron City Campus | 55 Arch | 3rd Floor | 2003-02-19 | Low
No | 017259 | Power Supplies | 73305 - 73305 Transformer, 6 Volt | Unknown | Hill-Rom / Welch Allyn | Family Medicine Center | Akron | Akron City Campus | 55 Arch | 3rd Floor | 2003-02-19 | Low
No | 017262 | Power Supplies | 73305 - 73305 Transformer, 6 Volt | Unknown | Hill-Rom / Welch Allyn | Family Medicine Center | Akron | Akron City Campus | 55 Arch | 3rd Floor | 2003-02-19 | Low
No | 017263 | Power Supplies | 73305 - 73305 Transformer, 6 Volt | Unknown | Hill-Rom / Welch Allyn | Family Medicine Center | Akron | Akron City Campus | 55 Arch | 3rd Floor | 2003-02-19 | Low
No | 017264 | Power Supplies | 73305 - 73305 Transformer, 6 Volt | Unknown | Hill-Rom / Welch Allyn | Family Medicine Center | Akron | Akron City Campus | 55 Arch | 3rd Floor | 2003-02-19 | Low
No | 017265 | Power Supplies | 73305 - 73305 Transformer, 6 Volt | Unknown | Hill-Rom / Welch Allyn | Family Medicine Center | Akron | Akron City Campus | 55 Arch | 3rd Floor | 2003-02-19 | Low
No | 017267 | Power Supplies | 73305 - 73305 Transformer, 6 Volt | Unknown | Hill-Rom / Welch Allyn | Family Medicine Center | Akron | Akron City Campus | 55 Arch | 3rd Floor | 2003-02-19 | Low
No | 017274 | Power Supplies | 73305 - 73305 Transformer, 6 Volt | Unknown | Hill-Rom / Welch Allyn | Family Medicine Center | Akron | Akron City Campus | 55 Arch | 3rd Floor | 2003-02-19 | Low
No | 017276 | Power Supplies | 73305 - 73305 Transformer, 6 Volt | Unknown | Hill-Rom / Welch Allyn | Family Medicine Center | Akron | Akron City Campus | 55 Arch | 3rd Floor | 2003-02-19 | Low
No | 017283 | Power Supplies | 73305 - 73305 Transformer, 6 Volt | Unknown | Hill-Rom / Welch Allyn | Family Medicine Center | Akron | Akron City Campus | 55 Arch | 3rd Floor | 2003-02-19 | Low
No | 020766 | Power Supplies | 73305 - 73305 Transformer, 6 Volt | Unknown | Hill-Rom / Welch Allyn | Family Medicine Center | Akron | Akron City Campus | 55 Arch | 3rd Floor | 2003-02-19 | Low
No | 020768 | Power Supplies | 73305 - 73305 Transformer, 6 Volt | Unknown | Hill-Rom / Welch Allyn | Family Medicine Center | Akron | Akron City Campus | 55 Arch | 3rd Floor | 2003-02-19 | Low
No | 023302 | Power Supplies | 73305 - 73305 Transformer, 6 Volt | Unknown | Hill-Rom / Welch Allyn | Family Medicine Center | Akron | Akron City Campus | 55 Arch | 3rd Floor | 2003-02-19 | Low
No | 020822 | Power Supplies | 73410 - 73410 Transformer, 6 Volt | Unknown | Hill-Rom / Welch Allyn | Radiation Therapy - Akron | Akron | Akron City Campus | Cooper Cancer Center |  | 2005-05-27 | Low
No | 020823 | Power Supplies | 73410 - 73410 Transformer, 6 Volt | Unknown | Hill-Rom / Welch Allyn | Radiation Therapy - Akron | Akron | Akron City Campus | Cooper Cancer Center |  | 2005-05-27 | Low
No | 026760 | Power Supplies | 73410 - 73410 Transformer, 6 Volt | Unknown | Hill-Rom / Welch Allyn | Family Medicine Center | Akron | Akron City Campus | 55 Arch | 3rd Floor | 2009-03-19 | Low
No | 026762 | Power Supplies | 73410 - 73410 Transformer, 6 Volt | Unknown | Hill-Rom / Welch Allyn | Family Medicine Center | Akron | Akron City Campus | 55 Arch | 3rd Floor | 2009-03-19 | Low
No | 028250 | Power Supplies | 73410 - 73410 Transformer, 6 Volt | Unknown | Hill-Rom / Welch Allyn | Family Medicine Center | Akron | Akron City Campus | 55 Arch | 3rd Floor | 2012-03-21 | Low
No | 034896 | Power Supplies | 73410 - 73410 Transformer, 6 Volt | 0516 | Hill-Rom / Welch Allyn | Family Medicine Center | Akron | Akron City Campus | 55 Arch | 3rd Floor | 2017-03-20 | Low
No | 034917 | Power Supplies | 73410 - 73410 Transformer, 6 Volt | none | Hill-Rom / Welch Allyn | Family Medicine Center | Akron | Akron City Campus | 55 Arch | 3rd Floor | 2017-04-04 | Low
No | 034918 | Power Supplies | 73410 - 73410 Transformer, 6 Volt | Unknown | Hill-Rom / Welch Allyn | Family Medicine Center | Akron | Akron City Campus | 55 Arch | 3rd Floor | 2017-04-04 | Low
No | CE8339 | Power Supplies | 73410 - 73410 Transformer, 6 Volt | Unknown | Hill-Rom / Welch Allyn | Radiation Therapy - SB | Barberton | Barberton Campus | Parkview Pavilion | Ground Floor | 2017-09-13 | Low
No | 029768 | Power Supplies | 865122 - M8023A X2/Mp2 External Power Supply | DE21960719 | Philips Healthcare | H2 - Labor and Delivery Unit (L&D) | Akron | Akron City Campus | H Tower | 2nd Floor | 2017-05-09 | Low
No | 029769 | Power Supplies | 865122 - M8023A X2/Mp2 External Power Supply | DE21960908 | Philips Healthcare | H2 - Labor and Delivery Unit (L&D) | Akron | Akron City Campus | H Tower | 2nd Floor | 2017-05-09 | Low
No | 029770 | Power Supplies | 865122 - M8023A X2/Mp2 External Power Supply | DE21960720 | Philips Healthcare | H2 - Labor and Delivery Unit (L&D) | Akron | Akron City Campus | H Tower | 2nd Floor | 2017-05-09 | Low
No | 029771 | Power Supplies | 865122 - M8023A X2/Mp2 External Power Supply | DE21960717 | Philips Healthcare | H2 - Perinatal Unit | Akron | Akron City Campus | H Tower | 2nd Floor | 2017-05-09 | Low
No | 029772 | Power Supplies | 865122 - M8023A X2/Mp2 External Power Supply | DE21960718 | Philips Healthcare | H2 - Labor and Delivery Unit (L&D) | Akron | Akron City Campus | H Tower | 2nd Floor | 2016-04-18 | Low
No | 029773 | Power Supplies | 865122 - M8023A X2/Mp2 External Power Supply | DE21960696 | Philips Healthcare | H2 - Perinatal Unit | Akron | Akron City Campus | H Tower | 2nd Floor | 2017-05-09 | Low
No | 029774 | Power Supplies | 865122 - M8023A X2/Mp2 External Power Supply | DE21960702 | Philips Healthcare | H2 - Labor and Delivery Unit (L&D) | Akron | Akron City Campus | H Tower | 2nd Floor | 2017-05-09 | Low
No | 029775 | Power Supplies | 865122 - M8023A X2/Mp2 External Power Supply | DE21960703 | Philips Healthcare | H2 - Perinatal Unit | Akron | Akron City Campus | H Tower | 2nd Floor | 2016-04-18 | Low
No | 029776 | Power Supplies | 865122 - M8023A X2/Mp2 External Power Supply | DE21960701 | Philips Healthcare | H2 - Labor and Delivery Unit (L&D) | Akron | Akron City Campus | H Tower | 2nd Floor | 2017-05-09 | Low
No | 050165 | Power Supplies | 865122 - M8023A X2/Mp2 External Power Supply | DE21967793 | Philips Healthcare | H2 - Labor and Delivery Unit (L&D) | Akron | Akron City Campus | H Tower | 2nd Floor | 2017-02-24 | Low
No | 050407 | Power Supplies | 865122 - M8023A X2/Mp2 External Power Supply | DE21967687 | Philips Healthcare | H2 - Labor and Delivery Unit (L&D) | Akron | Akron City Campus | H Tower | 2nd Floor | 2017-02-24 | Low
No | 050706 | Power Supplies | 865122 - M8023A X2/Mp2 External Power Supply | DE21967789 | Philips Healthcare | H2 - Labor and Delivery Unit (L&D) | Akron | Akron City Campus | H Tower | 2nd Floor | 2017-02-24 | Low
No | 050713 | Power Supplies | 865122 - M8023A X2/Mp2 External Power Supply | DE21967764 | Philips Healthcare | H2 - Labor and Delivery Unit (L&D) | Akron | Akron City Campus | H Tower | 2nd Floor | 2017-05-09 | Low
No | 050720 | Power Supplies | 865122 - M8023A X2/Mp2 External Power Supply | DE21967716 | Philips Healthcare | H2 - Labor and Delivery Unit (L&D) | Akron | Akron City Campus | H Tower | 2nd Floor | 2017-02-24 | Low
No | 050728 | Power Supplies | 865122 - M8023A X2/Mp2 External Power Supply | DE21967792 | Philips Healthcare | H2 - Labor and Delivery Unit (L&D) | Akron | Akron City Campus | H Tower | 2nd Floor | 2017-05-09 | Low
No | 050730 | Power Supplies | 865122 - M8023A X2/Mp2 External Power Supply | DE21967715 | Philips Healthcare | H2 - Labor and Delivery Unit (L&D) | Akron | Akron City Campus | H Tower | 2nd Floor | 2017-05-09 | Low
No | 050731 | Power Supplies | 865122 - M8023A X2/Mp2 External Power Supply | DE21967725 | Philips Healthcare | H2 - Labor and Delivery Unit (L&D) | Akron | Akron City Campus | H Tower | 2nd Floor | 2017-05-09 | Low
No | 050755 | Power Supplies | 865122 - M8023A X2/Mp2 External Power Supply | DE21967659 | Philips Healthcare | H2 - Labor and Delivery Unit (L&D) | Akron | Akron City Campus | H Tower | 2nd Floor | 2017-05-09 | Low
No | 050780 | Power Supplies | 865122 - M8023A X2/Mp2 External Power Supply | DE21967773 | Philips Healthcare | H2 - Labor and Delivery Unit (L&D) | Akron | Akron City Campus | H Tower | 2nd Floor | 2017-02-24 | Low
No | 050811 | Power Supplies | 865122 - M8023A X2/Mp2 External Power Supply | DE21967776 | Philips Healthcare | H4 - Mother/Baby Unit | Akron | Akron City Campus | H Tower | 4th Floor | 2017-05-12 | Low
No | 050820 | Power Supplies | 865122 - M8023A X2/Mp2 External Power Supply | DE21967781 | Philips Healthcare | H2 - Labor and Delivery Unit (L&D) | Akron | Akron City Campus | H Tower | 2nd Floor | 2017-02-24 | Low
No | 050822 | Power Supplies | 865122 - M8023A X2/Mp2 External Power Supply | DE21967696 | Philips Healthcare | H4 - Mother/Baby Unit | Akron | Akron City Campus | H Tower | 4th Floor | 2017-02-24 | Low
No | 050823 | Power Supplies | 865122 - M8023A X2/Mp2 External Power Supply | DE21967791 | Philips Healthcare | H2 - Labor and Delivery Unit (L&D) | Akron | Akron City Campus | H Tower | 2nd Floor | 2017-05-09 | Low
No | 050888 | Power Supplies | 865122 - M8023A X2/Mp2 External Power Supply | DE21967686 | Philips Healthcare | H2 - Labor and Delivery Unit (L&D) | Akron | Akron City Campus | H Tower | 2nd Floor | 2017-02-24 | Low
No | 050890 | Power Supplies | 865122 - M8023A X2/Mp2 External Power Supply | DE21967674 | Philips Healthcare | H2 - Perinatal Unit | Akron | Akron City Campus | H Tower | 2nd Floor | 2017-02-24 | Low
No | 050898 | Power Supplies | 865122 - M8023A X2/Mp2 External Power Supply | DE21967713 | Philips Healthcare | H2 - Perinatal Unit | Akron | Akron City Campus | H Tower | 2nd Floor | 2017-02-24 | Low
No | 050939 | Power Supplies | 865122 - M8023A X2/Mp2 External Power Supply | DE21967778 | Philips Healthcare | H2 - Labor and Delivery Unit (L&D) | Akron | Akron City Campus | H Tower | 2nd Floor | 2017-02-23 | Low
No | 053452 | Power Supplies | 865122 - M8023A X2/Mp2 External Power Supply | DE21967717 | Philips Healthcare | H2 - Labor and Delivery Unit (L&D) | Akron | Akron City Campus | H Tower | 2nd Floor | 2017-02-24 | Low
No | 053453 | Power Supplies | 865122 - M8023A X2/Mp2 External Power Supply | DE21967767 | Philips Healthcare | H2 - Labor and Delivery Unit (L&D) | Akron | Akron City Campus | H Tower | 2nd Floor | 2017-02-24 | Low
No | 053456 | Power Supplies | 865122 - M8023A X2/Mp2 External Power Supply | DE21967756 | Philips Healthcare | H4 - Mother/Baby Unit | Akron | Akron City Campus | H Tower | 4th Floor | 2017-02-24 | Low
No | 053459 | Power Supplies | 865122 - M8023A X2/Mp2 External Power Supply | DE21967766 | Philips Healthcare | H2 - Labor and Delivery Unit (L&D) | Akron | Akron City Campus | H Tower | 2nd Floor | 2017-05-09 | Low
No | 053470 | Power Supplies | 865122 - M8023A X2/Mp2 External Power Supply | DE21967751 | Philips Healthcare | Labor & Delivery Triage | Akron | Akron City Campus | H Tower | 2nd Floor | 2017-05-15 | Low
No | 062156 | Power Supplies | 865122 - M8023A X2/Mp2 External Power Supply | DE21943825 | Philips Healthcare | H2 - Labor and Delivery Unit (L&D) | Akron | Akron City Campus | H Tower | 2nd Floor | 2022-07-11 | Low
No | 028182 | Power Supplies | EM-5401-00 | 13056 | Biosense Webster | SCI-Heart Rhythm Services | Akron | Akron City Campus | Akron City Hospital | 1st Floor | 2012-05-31 | Low
No | 034585 | Power Supplies | EM-5401-00 | 29084 | Biosense Webster | SCI-Heart Rhythm Services | Akron | Akron City Campus | Akron City Hospital | 1st Floor | 2015-06-01 | Low
No | 063905 | Power Supplies | M596820 - nGen Power Supply | 23510040FP | Biosense Webster | SCI-Heart Rhythm Services | Akron | Akron City Campus | Akron City Hospital | 1st Floor | 2024-02-05 10:14 | Low
No | 063910 | Power Supplies | M596820 - nGen Power Supply | 23510025FP | Biosense Webster | SCI-Heart Rhythm Services | Akron | Akron City Campus | Akron City Hospital | 1st Floor | 2024-02-05 10:14 | Low
No | 031555 | Power Supplies | PWRSPLY - | AV25160 | Beckman Coulter | LAB Critical Care | Akron | Akron City Campus | Akron City Hospital | Ground Floor | 2013-07-29 | Low
No | 031629 | Power Supplies | PWRSPLY - | AV24146 | Beckman Coulter | LAB Critical Care | Akron | Akron City Campus | Akron City Hospital | Ground Floor | 2013-07-29 | Low
No | 002326 | Power Supplies | SL-6E - Slit Lamp Power Supply | 665159 | Topcon Medical Systems (TMS) | Ophthalmology Chapel Hill | Akron | Chapel Hill Campus | Summa Health Chapel Hill | Ground Floor | 1978-01-01 | Low
No | 024977 | Power Supplies | SL-6E - Slit Lamp Power Supply | 665-159 | Topcon Medical Systems (TMS) | Ophthalmology Chapel Hill | Akron | Chapel Hill Campus | Summa Health Chapel Hill |  | 2007-12-14 | Low
No | 016272 | Power Supplies | Z2982A - Slit Lamp Power Supply | B90050819 | Haag-Streit | Ophthalmology | Akron | Akron City Campus | 75 Arch | 2nd Floor | 1978-01-01 | Low
No | 025891 | Power Supplies | Z2982A - Slit Lamp Power Supply | Unknown | Haag-Streit | Ophthalmology | Akron | Akron City Campus | 75 Arch | 2nd Floor | 2009-10-30 | Low
No | 024673 | Power Systems, Dental, Endodontic | AEU-20 | kd33306-110-44 | Dentsply | Center for Dental Health | Akron | Akron City Campus | 75 Arch | 3rd Floor | 2007-12-11 | Low
No | 028048 | Power Systems, Dental, Endodontic | AEU-27T | EMT0522012-00-08 | Dentsply | Center for Dental Health | Akron | Akron City Campus | 75 Arch | 3rd Floor | 2012-04-26 | Low
No | 032252 | Power Systems, Dental, Endodontic | AEU-27T | EMT3082013-00-144 | Dentsply | Center for Dental Health | Akron | Akron City Campus | 75 Arch | 3rd Floor | 2014-01-06 | Low
No | 032253 | Power Systems, Dental, Endodontic | AEU-27T | EMT3082013-00-50 | Dentsply | Center for Dental Health | Akron | Akron City Campus | 75 Arch | 3rd Floor | 2014-01-06 | Low
No | 063616 | Power Systems, Dental, Endodontic | AEU-35T | BS02605-00-798 | Dentsply | Center for Dental Health | Akron | Akron City Campus | 75 Arch | 3rd Floor | 2023-11-22 13:41 | Low
No | 054577 | Power Systems, Electrical, Regulated | VRDU-H-Atlas-Titan | 123995 | Teal Power Conditioner | IMG Medina Imaging | Barberton | Medina Campus | Medina Medical Center | 1st Floor | 2010-12-01 | Low
No | 063911 | Power Systems, Electrical, Uninterruptible | ABCDEF6000-22 - Security Plus II 6000VA | 42060-02R-2330015 | PowerVar | IMG Green ED Imaging | Barberton | Green Campus | Green Medical Center | Ground Floor | 2023-12-18 09:10 | Low
No | 037462 | Power Systems, Electrical, Uninterruptible | 1400 XL Plus | 010104849 | Toshiba America | Diagnostic Radiology - SW | Barberton | Wadsworth Campus | Wadsworth-Rittman Medical Center | 1st Floor | 2000-10-04 | Low
No | 070065 | Power Systems, Electrical, Uninterruptible | 42040-132R - Security Plus II | 42040132R-2410042 | PowerVar | LAB Critical Care - SB | Barberton | Barberton Campus | Summa Barberton Hospital | 6th Floor | 2024-04-15 13:49 | Low
No | 070068 | Power Systems, Electrical, Uninterruptible | 42040-132R - Security Plus II | 42040132R-2410077 | PowerVar | LAB Critical Care - SB | Barberton | Barberton Campus | Summa Barberton Hospital | 6th Floor | 2024-04-15 13:49 | Low
No | 032499 | Power Systems, Electrical, Uninterruptible | 4400S3K250XAO - 4400FA,25KVA,480V | 160601953 | Toshiba America | SCI-Heart Rhythm Services | Akron | Akron City Campus | Akron City Hospital | 1st Floor | 2016-08-22 | Low
No | 060735 | Power Systems, Electrical, Uninterruptible | 50060-209R - Security II Series | 50060-209R-2110039 | PowerVar | EEG Neurology Lab | Akron | Akron City Campus | Akron City Hospital | Ground Floor | 2021-07-30 | Low
No | 060742 | Power Systems, Electrical, Uninterruptible | 50060-209R - Security II Series | 50060-209R-2110024 | PowerVar | EEG Neurology Lab | Akron | Akron City Campus | Akron City Hospital | Ground Floor | 2021-07-30 | Low
No | 060755 | Power Systems, Electrical, Uninterruptible | 50060-209R - Security II Series | 50060-209R-2120035 | PowerVar | EEG Neurology Lab | Akron | Akron City Campus | Akron City Hospital | Ground Floor | 2021-07-30 | Low
No | 060763 | Power Systems, Electrical, Uninterruptible | 50060-209R - Security II Series | 50060-209R-2110020 | PowerVar | EEG Neurology Lab | Akron | Akron City Campus | Akron City Hospital | Ground Floor | 2021-07-30 | Low
No | 062040 | Power Systems, Electrical, Uninterruptible | 50060-209R - Security II Series | Unknown | PowerVar | EEG Neurology Lab | Akron | Akron City Campus | Akron City Hospital | Ground Floor | 2022-07-16 | Low
No | 070935 | Power Systems, Electrical, Uninterruptible | 50080-94R - ABCE802-11 Security II Series | 5008094R-2130505 | PowerVar | LAB Medina | Barberton | Medina Campus | Medina Medical Center | 1st Floor | 2025-02-13 06:47 | Low
No | 037500 | Power Systems, Electrical, Uninterruptible | 5SC750 750va, 525w | P136M05TC9 | Eaton Power | Diagnostic Radiology - SW | Barberton | Wadsworth Campus | Wadsworth-Rittman Medical Center | 1st Floor | 2022-02-21 | Low
No | 060511 | Power Systems, Electrical, Uninterruptible | 5SC750 750va, 525w | P136M37128 | Eaton Power | Diagnostic Radiology - SW | Barberton | Wadsworth Campus | Wadsworth-Rittman Medical Center | 1st Floor | 2022-01-03 | Low
No | 060512 | Power Systems, Electrical, Uninterruptible | 5SC750 750va, 525w | G136H17228 | Eaton Power | Endoscopy - Outpatient | Akron | Akron City Campus | 95 Arch | Ground Floor | 2022-01-04 | Low
No | 062667 | Power Systems, Electrical, Uninterruptible | 5SC750 750va, 525w | P136H43301 | Eaton Power | Diagnostic Radiology | Akron | Akron City Campus | Akron City Hospital | Ground Floor | 2018-12-17 | Medium
No | 062668 | Power Systems, Electrical, Uninterruptible | 5SC750 750va, 525w | P136H43421 | Eaton Power | Diagnostic Radiology | Akron | Akron City Campus | Akron City Hospital | Ground Floor | 2018-12-17 | Medium
No | 063925 | Power Systems, Electrical, Uninterruptible | 5SC750 750va, 525w | P136M35AMB | Eaton Power | Diagnostic Radiology | Akron | Akron City Campus | ACH Admin Building | Ground Floor | 2022-01-10 17:00 | Low
No | P136M05TA0 | Power Systems, Electrical, Uninterruptible | 5SC750 750va, 525w | P136M05TA0 | Eaton Power | Rootstown Urgent Care | Akron | Rootstown Campus | Rootstown Medical Center | Ground Floor | 2021-08-20 12:33 | Low
No | 064121 | Power Systems, Electrical, Uninterruptible | 9130 - Ocd9130L2000T-Xl | PM092A3466 | Eaton Power | LAB Critical Care | Akron | Akron City Campus | Akron City Hospital | Ground Floor | 2024-07-17 09:46 | Low
No | 064122 | Power Systems, Electrical, Uninterruptible | 9130 - Ocd9130L2000T-Xl | PL087A1621 | Eaton Power | LAB Critical Care | Akron | Akron City Campus | Akron City Hospital | Ground Floor | 2024-07-17 09:44 | Low
No | 035019 | Power Systems, Electrical, Uninterruptible | 9155-8 - 8 KVA | BE392FBB06 | Eaton Power | LAB Medina | Barberton | Medina Campus | Medina Medical Center | 1st Floor | 2011-03-01 | Low
No | 034738 | Power Systems, Electrical, Uninterruptible | 9355-30 - 30 KVA UPS | BE496KXX06 | Eaton Power | LAB Green | Barberton | Green Campus | Green Medical Center | Ground Floor | 2012-07-27 | Low
No | 064123 | Power Systems, Electrical, Uninterruptible | 9355-30 - 30 KVA UPS | BC095KXX02 | Eaton Power | LAB Critical Care | Akron | Akron City Campus | Akron City Hospital | Ground Floor | 2024-07-17 09:45 | Low
No | 054572 | Power Systems, Electrical, Uninterruptible | 9390-120 - 100 KVA UPS | EH343CAC07 | Eaton Power | Cat Scan - SW | Barberton | Wadsworth Campus | Wadsworth-Rittman Medical Center | 1st Floor | 2012-04-02 | Low
No | 034727 | Power Systems, Electrical, Uninterruptible | 9390-160 - 160 KVA UPS | EK251CBC08 | Eaton Power | Magnetic Resonance Imaging | Akron | Akron City Campus | Akron City Hospital | Ground Floor | 2016-08-22 | Low
No | 063219 | Power Systems, Electrical, Uninterruptible | 9390-40 - 40KVA UPS | EA344CAA03 | Eaton Power | LAB Microbiology | Akron | Akron City Campus | ACH Admin Building | 2nd Floor | 2007-02-01 08:50 | Low
No | 063750 | Power Systems, Electrical, Uninterruptible | 9PX 6000VA 5400W 208V | G205H14128 | Eaton Power | LAB Critical Care | Akron | Akron City Campus | Akron City Hospital | Ground Floor | 2024-07-17 09:49 | Low
No | 064110 | Power Systems, Electrical, Uninterruptible | 9PX 6000VA 5400W 208V | G205H19050 | Eaton Power | LAB Critical Care | Akron | Akron City Campus | Akron City Hospital | Ground Floor | 2024-07-17 12:41 | Low
No | 038537 | Power Systems, Electrical, Uninterruptible | ABCE422-11MED | 50042R-1940181 | PowerVar | EEG Neurology Lab - SB | Barberton | Barberton Campus | Summa Barberton Hospital | 4th Floor | 2020-03-04 | Low
No | 027184 | Power Systems, Electrical, Uninterruptible | BE550G | 4B0935P20230 | American Power Conversion | Sleep Lab - White Pond | Barberton | White Pond Campus | Summa Health Neuroscience Services | 2nd Floor | 2010-01-11 | Low
No | 027185 | Power Systems, Electrical, Uninterruptible | BE550G | 4B0935P20824 | American Power Conversion | Sleep Lab - White Pond | Barberton | White Pond Campus | Summa Health Neuroscience Services | 2nd Floor | 2010-01-11 | Low
No | 027187 | Power Systems, Electrical, Uninterruptible | BE550G | 4B0930P36761 | American Power Conversion | Sleep Lab - White Pond | Barberton | White Pond Campus | Summa Health Neuroscience Services | 2nd Floor | 2010-01-11 | Low
No | 038901 | Power Systems, Electrical, Uninterruptible | BK450 | B93101130126 | American Power Conversion | Sleep Lab - SB | Barberton | Barberton Campus | Summa Barberton Hospital | 4th Floor | 2015-02-19 | Low
No | 056432 | Power Systems, Electrical, Uninterruptible | BK500 | 4B1124P21069 | American Power Conversion | Radiation Therapy - Akron | Akron | Akron City Campus | Cooper Cancer Center |  | 2014-05-01 | Low
No | 006880 | Power Systems, Electrical, Uninterruptible | BK650M | PB0040320895 | American Power Conversion | 2 East - Cardiac Progressive Care Unit (PCU) - SB | Barberton | Barberton Campus | Summa Barberton Hospital | 2nd Floor | 2001-02-15 | Low
No | 038902 | Power Systems, Electrical, Uninterruptible | BK650MC | PB0325222985 | American Power Conversion | Sleep Lab - SB | Barberton | Barberton Campus | Summa Barberton Hospital | 4th Floor | 2015-02-19 | Low
No | 059052 | Power Systems, Electrical, Uninterruptible | BNT-1500AP - Ups, 1500 Va | 10024831906 | Powercom | SCI-Heart Rhythm Services | Akron | Akron City Campus | Akron City Hospital | 1st Floor | 2020-09-21 | Low
No | 059059 | Power Systems, Electrical, Uninterruptible | BNT-1500AP - Ups, 1500 Va | 10024881906 | Powercom | SCI-Heart Rhythm Services | Akron | Akron City Campus | Akron City Hospital | 1st Floor | 2020-09-21 | Low
No | 059066 | Power Systems, Electrical, Uninterruptible | BNT-1500AP - Ups, 1500 Va | 10026021906 | Powercom | SCI-Cardiac Cath Lab Svcs | Akron | Akron City Campus | Akron City Hospital | 1st Floor | 2020-09-21 | Low
No | 037538 | Power Systems, Electrical, Uninterruptible | BR1500G | NA | American Power Conversion | Endoscopy - SW | Barberton | Wadsworth Campus | Wadsworth-Rittman Medical Center | 1st Floor | 2024-08-09 11:33 | Low
No | 058702 | Power Systems, Electrical, Uninterruptible | BR1500G | 4B1328P38130 | American Power Conversion | Endoscopy - Outpatient | Akron | Akron City Campus | 95 Arch | Ground Floor | 2020-06-26 | Low
No | 058703 | Power Systems, Electrical, Uninterruptible | BR1500G | Unknown | American Power Conversion | Endoscopy - Outpatient | Akron | Akron City Campus | 95 Arch | Ground Floor | 2020-06-26 | Low
No | 058704 | Power Systems, Electrical, Uninterruptible | BR1500G | 4B1328P28459 | American Power Conversion | Endoscopy - Outpatient | Akron | Akron City Campus | 95 Arch | Ground Floor | 2020-06-26 | Low
No | 061700 | Power Systems, Electrical, Uninterruptible | BR1500G | 5S1633T21810 | American Power Conversion | Endoscopy - Outpatient | Akron | Akron City Campus | 95 Arch | Ground Floor | 2022-11-02 | Low
No | 064750 | Power Systems, Electrical, Uninterruptible | BX1000M | 5B2440TD8134 | American Power Conversion | Nuclear Medicine | Akron | Akron City Campus | 95 Arch | 3rd Floor | 2025-02-20 15:25 | Low
No | 032627 | Power Systems, Electrical, Uninterruptible | C42D3K250XAMXO - 4200FA,25KVA,480V | 120902980 | Toshiba America | SCI-Heart Rhythm Services | Akron | Akron City Campus | Akron City Hospital | 1st Floor | 2012-12-17 | Low
No | 058936 | Power Systems, Electrical, Uninterruptible | G8000 - 100KVA UPS | 171100599 | Toshiba America | Cat Scan - SB | Barberton | Barberton Campus | Summa Barberton Hospital | Ground Floor | 2018-10-01 | Low
No | 058937 | Power Systems, Electrical, Uninterruptible | G8000 - 100KVA UPS | 180402257 | Toshiba America | Cat Scan - SB | Barberton | Barberton Campus | Summa Barberton Hospital | Ground Floor | 2018-10-01 | Low
No | 054570 | Power Systems, Electrical, Uninterruptible | KIN-1000AP | G41004583 | Powercom | Neurology Outpatient - SB | Barberton | Barberton Campus | Summa Barberton Hospital | 4th Floor | 2008-02-01 | Low
No | 064087 | Power Systems, Electrical, Uninterruptible | Liebert GXT5-3000IRT2UXL | 2333601169AFG33 | Vertiv | COE OP Diagnostic Center | Akron | Akron City Campus | 95 Arch | Ground Floor | 2024-10-09 | Low
No | 064086 | Power Systems, Electrical, Uninterruptible | Liebert GXT5-EBC72VRT2U | 2332701154AFM33 | Vertiv | COE OP Diagnostic Center | Akron | Akron City Campus | 95 Arch | Ground Floor | 2024-10-09 | Low
No | 061232 | Power Systems, Electrical, Uninterruptible | M4-S-040-HCA0 - Modulys GP Ul Cabinet | PD03435001 | Socomec | Angiography | Akron | Akron City Campus | Akron City Hospital | 2nd Floor | 2021-11-24 | Low
No | 061233 | Power Systems, Electrical, Uninterruptible | M4-S-040-HCA0 - Modulys GP Ul Cabinet | PD03239001 | Socomec | Angiography | Akron | Akron City Campus | Akron City Hospital | 2nd Floor | 2021-11-24 | Low
No | 064744 | Power Systems, Electrical, Uninterruptible | NPTU6000-H0-N | 320060001-24040009 | NXT Power | IMG Health Ctr-Tallmadge | Akron | Tallmadge Campus | Tallmadge Medical Center | 1st Floor | 2024-06-20 09:10 | Low
No | 037957 | Power Systems, Electrical, Uninterruptible | OMNISMART350HG | 2611BVHOM875700043 | Tripp Lite | Endoscopy - SB | Barberton | Barberton Campus | Summa Barberton Hospital | 2nd Floor | 2016-11-01 | Low
No | 038612 | Power Systems, Electrical, Uninterruptible | OMNISMART350HG | 2611BVHOM875700050 | Tripp Lite | Endoscopy - SB | Barberton | Barberton Campus | Summa Barberton Hospital | 2nd Floor | 2016-11-01 | Low
No | 039717 | Power Systems, Electrical, Uninterruptible | OMNISMART350HG | 2611BVHOM875700022 | Tripp Lite | Endoscopy - SB | Barberton | Barberton Campus | Summa Barberton Hospital | 2nd Floor | 2016-11-01 | Low
No | CE7797 | Power Systems, Electrical, Uninterruptible | OMNISMART350HG | 2611BVHOM875700025 | Tripp Lite | Endoscopy - SB | Barberton | Barberton Campus | Summa Barberton Hospital | 2nd Floor | 2016-11-01 | Low
No | 058149 | Power Systems, Electrical, Uninterruptible | Powerware 9155 - 8 KVa | FY454FBB10 | Eaton Power | LAB General - SW | Barberton | Wadsworth Campus | Wadsworth-Rittman Medical Center | 1st Floor | 2006-08-01 | Low
No | 037199 | Power Systems, Electrical, Uninterruptible | SC450RM1U - Smart UPS, 450VA, 280W | S5S1526T22674 | American Power Conversion | Emergency Department (ED) - SBH | Barberton | Barberton Campus | Summa Barberton Hospital | Ground Floor | 2016-04-20 | Low
No | 037202 | Power Systems, Electrical, Uninterruptible | SC450RM1U - Smart UPS, 450VA, 280W | S5S1525T03804 | American Power Conversion | Emergency Department (ED) - SBH | Barberton | Barberton Campus | Summa Barberton Hospital | Ground Floor | 2016-04-20 | Low
No | 037204 | Power Systems, Electrical, Uninterruptible | SC450RM1U - Smart UPS, 450VA, 280W | S5S1525T03810 | American Power Conversion | Emergency Department (ED) - SBH | Barberton | Barberton Campus | Summa Barberton Hospital | Ground Floor | 2016-04-20 | Low
No | 037295 | Power Systems, Electrical, Uninterruptible | SC450RM1U - Smart UPS, 450VA, 280W | S5S1526T22902 | American Power Conversion | 1 West - Joint Center of Excellence (COE) | Barberton | Barberton Campus | Summa Barberton Hospital | 1st Floor | 2019-07-02 | Low
No | 037298 | Power Systems, Electrical, Uninterruptible | SC450RM1U - Smart UPS, 450VA, 280W | S5S1526T2Z636 | American Power Conversion | Emergency Department (ED) - Wadsworth | Barberton | Wadsworth Campus | Wadsworth Emergency Bldg | Ground Floor | 2016-04-20 | Low
No | 037473 | Power Systems, Electrical, Uninterruptible | SC450RM1U - Smart UPS, 450VA, 280W | S5S1716T25589 | American Power Conversion | Sameday Surgery Center - SW | Barberton | Wadsworth Campus | Wadsworth-Rittman Medical Center | 1st Floor | 2021-05-14 | Low
No | 037675 | Power Systems, Electrical, Uninterruptible | SC450RM1U - Smart UPS, 450VA, 280W | 5S1905T64535 | American Power Conversion | PACU - SB | Barberton | Barberton Campus | Summa Barberton Hospital | 2nd Floor | 2019-07-01 | Low
No | 038427 | Power Systems, Electrical, Uninterruptible | SC450RM1U - Smart UPS, 450VA, 280W | 5S1526T23284 | American Power Conversion | Emergency Department (ED) - Wadsworth | Barberton | Wadsworth Campus | Wadsworth Emergency Bldg | Ground Floor | 2016-04-20 | Low
No | 038662 | Power Systems, Electrical, Uninterruptible | SC450RM1U - Smart UPS, 450VA, 280W | S5S1518T18508 | American Power Conversion | 2 East - Cardiac Progressive Care Unit (PCU) - SB | Barberton | Barberton Campus | Summa Barberton Hospital | 2nd Floor | 2016-04-20 | Low
No | 038663 | Power Systems, Electrical, Uninterruptible | SC450RM1U - Smart UPS, 450VA, 280W | S5S1525T03795 | American Power Conversion | 2 East - Cardiac Progressive Care Unit (PCU) - SB | Barberton | Barberton Campus | Summa Barberton Hospital | 2nd Floor | 2016-04-20 | Low
No | 038744 | Power Systems, Electrical, Uninterruptible | SC450RM1U - Smart UPS, 450VA, 280W | S5S1525T03015 | American Power Conversion | Acuity Adaptable Unit (AAU) - SB | Barberton | Barberton Campus | Summa Barberton Hospital | 2nd Floor | 2016-04-20 | Low
No | 039164 | Power Systems, Electrical, Uninterruptible | SC450RM1U - Smart UPS, 450VA, 280W | 5515 26T2 2906 | American Power Conversion | Intensive Care Unit (ICU) - SB | Barberton | Barberton Campus | Summa Barberton Hospital | 2nd Floor | 2016-04-20 | Low
No | 039165 | Power Systems, Electrical, Uninterruptible | SC450RM1U - Smart UPS, 450VA, 280W | 5515 18T1 9237 | American Power Conversion | Intensive Care Unit (ICU) - SB | Barberton | Barberton Campus | Summa Barberton Hospital | 2nd Floor | 2016-04-20 | Low
No | 039166 | Power Systems, Electrical, Uninterruptible | SC450RM1U - Smart UPS, 450VA, 280W | S5S1828T23357 | American Power Conversion | Sameday Surgery Center - SB | Barberton | Barberton Campus | Summa Barberton Hospital | 2nd Floor | 2019-01-29 | Low
No | 039167 | Power Systems, Electrical, Uninterruptible | SC450RM1U - Smart UPS, 450VA, 280W | S5S1828T60916 | American Power Conversion | Sameday Surgery Center - SB | Barberton | Barberton Campus | Summa Barberton Hospital | 2nd Floor | 2019-01-29 | Low
No | 039168 | Power Systems, Electrical, Uninterruptible | SC450RM1U - Smart UPS, 450VA, 280W | S5S1828T60866 | American Power Conversion | Sameday Surgery Center - SB | Barberton | Barberton Campus | Summa Barberton Hospital | 2nd Floor | 2019-01-29 | Low
No | 039172 | Power Systems, Electrical, Uninterruptible | SC450RM1U - Smart UPS, 450VA, 280W | 551526T22956 | American Power Conversion | Emergency Department (ED) - SBH | Barberton | Barberton Campus | Summa Barberton Hospital | Ground Floor | 2018-05-14 | Low
No | 039173 | Power Systems, Electrical, Uninterruptible | SC450RM1U - Smart UPS, 450VA, 280W | 551526T22979 | American Power Conversion | Emergency Department (ED) - SBH | Barberton | Barberton Campus | Summa Barberton Hospital | Ground Floor | 2018-05-14 | Low
No | 039175 | Power Systems, Electrical, Uninterruptible | SC450RM1U - Smart UPS, 450VA, 280W | 5517 16T2 5528 | American Power Conversion | Medina ASC | Barberton | Medina Campus | Medina Medical Center | 1st Floor | 2018-05-14 | Low
No | 050826 | Power Systems, Electrical, Uninterruptible | SC450RM1U - Smart UPS, 450VA, 280W | S5S1632T28476 | American Power Conversion | Emergency Department (ED) - ACH | Akron | Akron City Campus | Akron City Hospital | Ground Floor | 2017-04-13 | Low
No | 050828 | Power Systems, Electrical, Uninterruptible | SC450RM1U - Smart UPS, 450VA, 280W | S5S1632T28231 | American Power Conversion | Emergency Department (ED) - ACH | Akron | Akron City Campus | Akron City Hospital | Ground Floor | 2016-12-13 | Low
No | 051538 | Power Systems, Electrical, Uninterruptible | SC450RM1U - Smart UPS, 450VA, 280W | S5S1627T28635 | American Power Conversion | T1 - CTV Intensive Care Unit (CTV-ICU) | Akron | Akron City Campus | Critical Care Tower | 1st Floor | 2016-12-05 | Low
No | 051539 | Power Systems, Electrical, Uninterruptible | SC450RM1U - Smart UPS, 450VA, 280W | S5S1627T28277 | American Power Conversion | 1 Central - CV Progressive Care Unit (PCU) | Akron | Akron City Campus | Akron City Hospital | 1st Floor | 2016-12-05 | Low
No | 051543 | Power Systems, Electrical, Uninterruptible | SC450RM1U - Smart UPS, 450VA, 280W | S5S1627T28613 | American Power Conversion | T1 - CTV Intensive Care Unit (CTV-ICU) | Akron | Akron City Campus | Critical Care Tower | 1st Floor | 2016-12-05 | Low
No | 051589 | Power Systems, Electrical, Uninterruptible | SC450RM1U - Smart UPS, 450VA, 280W | S5S1639T21058 | American Power Conversion | Emergency Department (ED) - Green | Barberton | Green Campus | Green Medical Center | Ground Floor | 2017-02-06 | Low
No | 051881 | Power Systems, Electrical, Uninterruptible | SC450RM1U - Smart UPS, 450VA, 280W | S5S1639T27833 | American Power Conversion | Medina ASC | Barberton | Medina Campus | Medina Medical Center | 1st Floor | 2017-02-13 | Low
No | 051889 | Power Systems, Electrical, Uninterruptible | SC450RM1U - Smart UPS, 450VA, 280W | S5S1639T27713 | American Power Conversion | Emergency Department (ED) - Green | Barberton | Green Campus | Green Medical Center | Ground Floor | 2017-02-13 | Low
No | 052500 | Power Systems, Electrical, Uninterruptible | SC450RM1U - Smart UPS, 450VA, 280W | S5S1627T28342 | American Power Conversion | T2 - STN Intensive Care Unit (STN-ICU) | Akron | Akron City Campus | Critical Care Tower | 2nd Floor | 2016-12-13 | Low
No | 052512 | Power Systems, Electrical, Uninterruptible | SC450RM1U - Smart UPS, 450VA, 280W | S5S??????? | American Power Conversion | 3 West - Trauma/Neuro Progressive Care Unit (PCU) | Akron | Akron City Campus | Akron City Hospital | 3rd Floor | 2017-02-10 | Low
No | 052527 | Power Systems, Electrical, Uninterruptible | SC450RM1U - Smart UPS, 450VA, 280W | S5S1632T28100 | American Power Conversion | 3 West - Trauma/Neuro Progressive Care Unit (PCU) | Akron | Akron City Campus | Akron City Hospital | 3rd Floor | 2017-02-10 | Low
No | 052528 | Power Systems, Electrical, Uninterruptible | SC450RM1U - Smart UPS, 450VA, 280W | S5S1425T8897 | American Power Conversion | 3 West - Trauma/Neuro Progressive Care Unit (PCU) | Akron | Akron City Campus | Akron City Hospital | 3rd Floor | 2017-02-10 | Low
No | 052532 | Power Systems, Electrical, Uninterruptible | SC450RM1U - Smart UPS, 450VA, 280W | S5S1632T28453 | American Power Conversion | H6 - Surgical Progressive Care Unit (PCU) | Akron | Akron City Campus | H Tower | 6th Floor | 2017-02-10 | Low
No | 052545 | Power Systems, Electrical, Uninterruptible | SC450RM1U - Smart UPS, 450VA, 280W | S5S1643T20032 | American Power Conversion | 4 North - Medical Unit | Akron | Akron City Campus | Akron City Hospital | 4th Floor | 2017-02-10 | Low
No | 053461 | Power Systems, Electrical, Uninterruptible | SC450RM1U - Smart UPS, 450VA, 280W | S5S1632T29554 | American Power Conversion | Emergency Department (ED) - ACH | Akron | Akron City Campus | Akron City Hospital | Ground Floor | 2016-12-13 | Low
No | 053462 | Power Systems, Electrical, Uninterruptible | SC450RM1U - Smart UPS, 450VA, 280W | S5S1632T28235 | American Power Conversion | Emergency Department (ED) - ACH | Akron | Akron City Campus | Akron City Hospital | Ground Floor | 2016-12-13 | Low
No | 053465 | Power Systems, Electrical, Uninterruptible | SC450RM1U - Smart UPS, 450VA, 280W | S5S1632T28215 | American Power Conversion | Emergency Department (ED) - ACH | Akron | Akron City Campus | Akron City Hospital | Ground Floor | 2016-12-13 | Low
No | 053466 | Power Systems, Electrical, Uninterruptible | SC450RM1U - Smart UPS, 450VA, 280W | S5S1632T29514 | American Power Conversion | Emergency Department (ED) - ACH | Akron | Akron City Campus | Akron City Hospital | Ground Floor | 2016-12-13 | Low
No | 053492 | Power Systems, Electrical, Uninterruptible | SC450RM1U - Smart UPS, 450VA, 280W | 5S1633T22281 | American Power Conversion | Sameday Surgery Center | Akron | Akron City Campus | H Tower | 1st Floor | 2017-03-27 | Low
No | 054268 | Power Systems, Electrical, Uninterruptible | SC450RM1U - Smart UPS, 450VA, 280W | S5S1642T27289 | American Power Conversion | 4 West - CPI Progressive Care Unit (CPI-PCU) | Akron | Akron City Campus | Akron City Hospital | 4th Floor | 2017-02-10 | Low
No | 054269 | Power Systems, Electrical, Uninterruptible | SC450RM1U - Smart UPS, 450VA, 280W | S5S1628T26405 | American Power Conversion | 4 West - CPI Progressive Care Unit (CPI-PCU) | Akron | Akron City Campus | Akron City Hospital | 4th Floor | 2017-02-10 | Low
No | 054270 | Power Systems, Electrical, Uninterruptible | SC450RM1U - Smart UPS, 450VA, 280W | S5S1643T20050 | American Power Conversion | 4 North - Medical Unit | Akron | Akron City Campus | Akron City Hospital | 4th Floor | 2017-03-21 | Low
No | 054271 | Power Systems, Electrical, Uninterruptible | SC450RM1U - Smart UPS, 450VA, 280W | S5S1642T46702 | American Power Conversion | 4 North - Medical Unit | Akron | Akron City Campus | Akron City Hospital | 4th Floor | 2017-03-21 | Low
No | 054280 | Power Systems, Electrical, Uninterruptible | SC450RM1U - Smart UPS, 450VA, 280W | 5S1632T29575 | American Power Conversion | PACU | Akron | Akron City Campus | Akron City Hospital | 1st Floor | 2017-03-27 | Low
No | 054282 | Power Systems, Electrical, Uninterruptible | SC450RM1U - Smart UPS, 450VA, 280W | S5S1633T22294 | American Power Conversion | 4 West - CPI Progressive Care Unit (CPI-PCU) | Akron | Akron City Campus | Akron City Hospital | 4th Floor | 2017-03-27 | Low
No | 054285 | Power Systems, Electrical, Uninterruptible | SC450RM1U - Smart UPS, 450VA, 280W | S5S1634T60420 | American Power Conversion | 4 West - CPI Progressive Care Unit (CPI-PCU) | Akron | Akron City Campus | Akron City Hospital | 4th Floor | 2017-03-27 | Low
No | 054355 | Power Systems, Electrical, Uninterruptible | SC450RM1U - Smart UPS, 450VA, 280W | S5S1642T27169 | American Power Conversion | 5 East - Observation Unit | Akron | Akron City Campus | Akron City Hospital | 5th Floor | 2017-04-20 | Low
No | 054356 | Power Systems, Electrical, Uninterruptible | SC450RM1U - Smart UPS, 450VA, 280W | S5S1640T27982 | American Power Conversion | 5 East - Observation Unit | Akron | Akron City Campus | Akron City Hospital | 5th Floor | 2017-04-20 | Low
No | 054359 | Power Systems, Electrical, Uninterruptible | SC450RM1U - Smart UPS, 450VA, 280W | S5S1644T22287 | American Power Conversion | 5 East - Observation Unit | Akron | Akron City Campus | Akron City Hospital | 5th Floor | 2017-04-20 | Low
No | 054361 | Power Systems, Electrical, Uninterruptible | SC450RM1U - Smart UPS, 450VA, 280W | S5S1643T20038 | American Power Conversion | 5 West - Cardiac Progressive Care Unit (PCU) | Akron | Akron City Campus | Akron City Hospital | 5th Floor | 2017-04-20 | Low
No | 054363 | Power Systems, Electrical, Uninterruptible | SC450RM1U - Smart UPS, 450VA, 280W | S5S1643T20043 | American Power Conversion | 5 West - Cardiac Progressive Care Unit (PCU) | Akron | Akron City Campus | Akron City Hospital | 5th Floor | 2017-04-20 | Low
No | 056690 | Power Systems, Electrical, Uninterruptible | SC450RM1U - Smart UPS, 450VA, 280W | S5S1644T88917 | American Power Conversion | Sameday Surgery Center | Akron | Akron City Campus | H Tower | 1st Floor | 2016-03-01 | Low
No | 056691 | Power Systems, Electrical, Uninterruptible | SC450RM1U - Smart UPS, 450VA, 280W | S5S1947T48858 | American Power Conversion | H6 - Surgical Progressive Care Unit (PCU) | Akron | Akron City Campus | H Tower | 6th Floor | 2019-05-07 | Low
No | 056789 | Power Systems, Electrical, Uninterruptible | SC450RM1U - Smart UPS, 450VA, 280W | SBS1849T37592 | American Power Conversion | Sameday Surgery Center | Akron | Akron City Campus | H Tower | 1st Floor | 2019-05-03 | Low
No | 056790 | Power Systems, Electrical, Uninterruptible | SC450RM1U - Smart UPS, 450VA, 280W | SBS1849T20536 | American Power Conversion | Sameday Surgery Center | Akron | Akron City Campus | H Tower | 1st Floor | 2019-05-03 | Low
No | 057299 | Power Systems, Electrical, Uninterruptible | SC450RM1U - Smart UPS, 450VA, 280W | 5S1909T95689 | American Power Conversion | Sameday Surgery Center | Akron | Akron City Campus | H Tower | 1st Floor | 2019-05-29 | Low
No | 057300 | Power Systems, Electrical, Uninterruptible | SC450RM1U - Smart UPS, 450VA, 280W | 5S1909T95672 | American Power Conversion | Sameday Surgery Center | Akron | Akron City Campus | H Tower | 1st Floor | 2019-05-29 | Low
No | 057368 | Power Systems, Electrical, Uninterruptible | SC450RM1U - Smart UPS, 450VA, 280W | S5S1906T32362 | American Power Conversion | H6 - Surgical Progressive Care Unit (PCU) | Akron | Akron City Campus | H Tower | 6th Floor | 2019-05-20 | Low
No | 057370 | Power Systems, Electrical, Uninterruptible | SC450RM1U - Smart UPS, 450VA, 280W | S5S1901T68161 | American Power Conversion | H6 - Surgical Progressive Care Unit (PCU) | Akron | Akron City Campus | H Tower | 6th Floor | 2019-05-20 | Low
No | 057581 | Power Systems, Electrical, Uninterruptible | SC450RM1U - Smart UPS, 450VA, 280W | 5S1849T20752 | American Power Conversion | H2 - Labor and Delivery Unit (L&D) | Akron | Akron City Campus | H Tower | 2nd Floor | 2019-05-29 | Low
No | 057589 | Power Systems, Electrical, Uninterruptible | SC450RM1U - Smart UPS, 450VA, 280W | S5S1849T30686 | American Power Conversion | H2 - Labor and Delivery Unit (L&D) | Akron | Akron City Campus | H Tower | 2nd Floor | 2020-06-26 | Low
No | 057652 | Power Systems, Electrical, Uninterruptible | SC450RM1U - Smart UPS, 450VA, 280W | S5S1901T68184 | American Power Conversion | H6 - Surgical Progressive Care Unit (PCU) | Akron | Akron City Campus | H Tower | 6th Floor | 2019-05-20 | Low
No | 057655 | Power Systems, Electrical, Uninterruptible | SC450RM1U - Smart UPS, 450VA, 280W | S5S1906T32542 | American Power Conversion | H6 - Surgical Progressive Care Unit (PCU) | Akron | Akron City Campus | H Tower | 6th Floor | 2019-05-20 | Low
No | 057657 | Power Systems, Electrical, Uninterruptible | SC450RM1U - Smart UPS, 450VA, 280W | S5S | American Power Conversion | H6 - Surgical Progressive Care Unit (PCU) | Akron | Akron City Campus | H Tower | 6th Floor | 2019-05-20 | Low
No | 058010 | Power Systems, Electrical, Uninterruptible | SC450RM1U - Smart UPS, 450VA, 280W | SS51849T20589 | American Power Conversion | Anesthesia | Akron | Akron City Campus | Akron City Hospital | 1st Floor | 2019-08-20 | Low
No | 058024 | Power Systems, Electrical, Uninterruptible | SC450RM1U - Smart UPS, 450VA, 280W | S5S1847T48856 | American Power Conversion | Anesthesia | Akron | Akron City Campus | Akron City Hospital | 1st Floor | 2019-08-20 | Low
No | 058577 | Power Systems, Electrical, Uninterruptible | SC450RM1U - Smart UPS, 450VA, 280W | S5S191T68181 | American Power Conversion | Sameday Surgery Center | Akron | Akron City Campus | H Tower | 1st Floor | 2019-05-03 | Low
No | 058578 | Power Systems, Electrical, Uninterruptible | SC450RM1U - Smart UPS, 450VA, 280W | S5S1901T68188 | American Power Conversion | Sameday Surgery Center | Akron | Akron City Campus | H Tower | 1st Floor | 2019-05-03 | Low
No | 058579 | Power Systems, Electrical, Uninterruptible | SC450RM1U - Smart UPS, 450VA, 280W | S5S1901T68170 | American Power Conversion | Sameday Surgery Center | Akron | Akron City Campus | H Tower | 1st Floor | 2019-05-03 | Low
No | 058629 | Power Systems, Electrical, Uninterruptible | SC450RM1U - Smart UPS, 450VA, 280W | 5SS1849T20529 | American Power Conversion | H2 - Labor and Delivery Unit (L&D) | Akron | Akron City Campus | H Tower | 2nd Floor | 2020-06-26 | Low
No | 059000 | Power Systems, Electrical, Uninterruptible | SC450RM1U - Smart UPS, 450VA, 280W | S5S1906T32342 | American Power Conversion | H6 - Surgical Progressive Care Unit (PCU) | Akron | Akron City Campus | H Tower | 6th Floor | 2019-05-07 | Low
No | 060069 | Power Systems, Electrical, Uninterruptible | SC450RM1U - Smart UPS, 450VA, 280W | S5S2034T03559 | American Power Conversion | 4 West - CPI Progressive Care Unit (CPI-PCU) | Akron | Akron City Campus | Akron City Hospital | 4th Floor | 2021-03-29 | Low
No | 060070 | Power Systems, Electrical, Uninterruptible | SC450RM1U - Smart UPS, 450VA, 280W | S5S2034T02387 | American Power Conversion | 3 North - Epilepsy Monitoring Unit (EMU) | Akron | Akron City Campus | Akron City Hospital | 3rd Floor | 2021-03-29 | Low
No | 060379 | Power Systems, Electrical, Uninterruptible | SC450RM1U - Smart UPS, 450VA, 280W | S5S5043T98549 | American Power Conversion | Health Tech Mgmt | Akron | Akron City Campus | H Tower | Basement | 2021-04-13 | Low
No | 060380 | Power Systems, Electrical, Uninterruptible | SC450RM1U - Smart UPS, 450VA, 280W | S5S2043T75440 | American Power Conversion | 3 North - Epilepsy Monitoring Unit (EMU) | Akron | Akron City Campus | Akron City Hospital | 3rd Floor | 2021-04-13 | Low
No | 061107 | Power Systems, Electrical, Uninterruptible | SC450RM1U - Smart UPS, 450VA, 280W | 5S1644T88933 | American Power Conversion | Emergency Department (ED) - ACH | Akron | Akron City Campus | Akron City Hospital | Ground Floor | 2022-02-11 | Low
No | 061441 | Power Systems, Electrical, Uninterruptible | SC450RM1U - Smart UPS, 450VA, 280W | S52034T78397 | American Power Conversion | Clinical Decision Unit (CDU) - ACH | Akron | Akron City Campus | H Tower | Ground Floor | 2022-02-02 | Low
No | 061653 | Power Systems, Electrical, Uninterruptible | SC450RM1U - Smart UPS, 450VA, 280W | 5S1909T95673 | American Power Conversion | Emergency Department (ED) - ACH | Akron | Akron City Campus | Akron City Hospital | Ground Floor | 2022-10-08 | Low
No | 061699 | Power Systems, Electrical, Uninterruptible | SC450RM1U - Smart UPS, 450VA, 280W | 5S1640T27333 | American Power Conversion | Emergency Department (ED) - ACH | Akron | Akron City Campus | Akron City Hospital | Ground Floor | 2022-10-17 | Low
No | 062278 | Power Systems, Electrical, Uninterruptible | SC450RM1U - Smart UPS, 450VA, 280W | S5S1906T66421 | American Power Conversion | Emergency Department (ED) - ACH | Akron | Akron City Campus | Akron City Hospital | Ground Floor | 2022-08-25 | Low
No | 062659 | Power Systems, Electrical, Uninterruptible | SC450RM1U - Smart UPS, 450VA, 280W | 5S1534T17650 | American Power Conversion | T3 - Medical Intensive Care Unit (MICU) | Akron | Akron City Campus | Critical Care Tower | 3rd Floor | 2016-11-11 15:05 | Low
No | 062660 | Power Systems, Electrical, Uninterruptible | SC450RM1U - Smart UPS, 450VA, 280W | 5S1627T28411 | American Power Conversion | T2 - STN Intensive Care Unit (STN-ICU) | Akron | Akron City Campus | Critical Care Tower | 2nd Floor | 2016-12-13 | Low
No | 063148 | Power Systems, Electrical, Uninterruptible | SC450RM1U - Smart UPS, 450VA, 280W | S5S1849T64494 | American Power Conversion | H6 - Surgical Progressive Care Unit (PCU) | Akron | Akron City Campus | H Tower | 6th Floor | 2017-02-10 | Low
No | 063172 | Power Systems, Electrical, Uninterruptible | SC450RM1U - Smart UPS, 450VA, 280W | 5S1909T95677 | American Power Conversion | SCI-Cardiology Prep & Recovery | Akron | Akron City Campus | Akron City Hospital | 5th Floor | 2023-09-22 | Low
No | 070125 | Power Systems, Electrical, Uninterruptible | SC450RM1U - Smart UPS, 450VA, 280W | S5S2027T34178 | American Power Conversion | Endoscopy - SB | Barberton | Barberton Campus | Summa Barberton Hospital | 2nd Floor | 2023-08-09 | Low
No | 070908 | Power Systems, Electrical, Uninterruptible | SC450RM1U - Smart UPS, 450VA, 280W | 5S2027T34182 | American Power Conversion | 4 South - Medical/Surgical Unit (MSU) - SB | Barberton | Barberton Campus | Summa Barberton Hospital | 4th Floor | 2025-02-03 12:51 | Low
No | 070909 | Power Systems, Electrical, Uninterruptible | SC450RM1U - Smart UPS, 450VA, 280W | 5S2027T34177 | American Power Conversion | Health Tech Mgmt - SB | Barberton | Barberton Campus | Summa Barberton Hospital | 5th Floor | 2025-02-03 12:53 | Low
No | 070932 | Power Systems, Electrical, Uninterruptible | SC450RM1U - Smart UPS, 450VA, 280W | 5S1639T10171 | American Power Conversion | SCI-Cardiac Cath Lab Svcs - SB | Barberton | Barberton Campus | Summa Barberton Hospital | 2nd Floor | 2025-02-10 08:10 | Low
No | 038903 | Power Systems, Electrical, Uninterruptible | SC620 | QS0444220678 | American Power Conversion | Sleep Lab - SB | Barberton | Barberton Campus | Summa Barberton Hospital | 4th Floor | 2015-02-19 | Low
No | 038904 | Power Systems, Electrical, Uninterruptible | SC620 | QS0444220685 | American Power Conversion | Sleep Lab - SB | Barberton | Barberton Campus | Summa Barberton Hospital | 4th Floor | 2015-02-19 | Low
No | 063171 | Power Systems, Electrical, Uninterruptible | SCL500RM1UC - Smart UPS 500 L-Ion | 5S2302T50096 | American Power Conversion | SCI-Cardiology Prep & Recovery | Akron | Akron City Campus | Akron City Hospital | 1st Floor | 2023-12-18 | Low
No | 063978 | Power Systems, Electrical, Uninterruptible | SCL500RM1UC - Smart UPS 500 L-Ion | 5S2410T67809 | American Power Conversion | Health Tech Mgmt | Akron | Akron City Campus | H Tower | Basement | 2024-04-03 07:18 | Low
No | 064149 | Power Systems, Electrical, Uninterruptible | SCL500RM1UC - Smart UPS 500 L-Ion | 5S2249T69224 | American Power Conversion | SCI-Cardiology Prep & Recovery | Akron | Akron City Campus | Akron City Hospital | 1st Floor | 2024-06-26 08:19 | Low
No | 064159 | Power Systems, Electrical, Uninterruptible | SCL500RM1UC - Smart UPS 500 L-Ion | 5S2249T57953 | American Power Conversion | SCI-Cardiology Prep & Recovery | Akron | Akron City Campus | Akron City Hospital | 1st Floor | 2024-06-26 08:19 | Low
No | 070855 | Power Systems, Electrical, Uninterruptible | SCL500RM1UC - Smart UPS 500 L-Ion | 5S2317T82082 | American Power Conversion | Emergency Department (ED) - SBH | Barberton | Barberton Campus | Summa Barberton Hospital | Ground Floor | 2025-03-19 07:35 | Low
No | 070856 | Power Systems, Electrical, Uninterruptible | SCL500RM1UC - Smart UPS 500 L-Ion | S552317T81960 | American Power Conversion | 1 West - Joint Center of Excellence (COE) | Barberton | Barberton Campus | Summa Barberton Hospital | 1st Floor | 2024-01-26 10:25 | Low
Yes | 035425 | Power Systems, Electrical, Uninterruptible | SG SERIES 20 D.E. | P0020-0414-B311O | GE Healthcare | Operating Room | Akron | Akron City Campus | Akron City Hospital | 1st Floor | 2015-09-01 | Low
Yes | 038155 | Power Systems, Electrical, Uninterruptible | SG SERIES 20 D.E. | P0020-3516-B228O | GE Healthcare | SCI-Cardiac Cath Lab Svcs - SB | Barberton | Barberton Campus | Summa Barberton Hospital | 2nd Floor | 2016-12-01 | Low
Yes | 038157 | Power Systems, Electrical, Uninterruptible | SG SERIES 20 D.E. | P0020-2166-B112O | GE Healthcare | Angiography - SB | Barberton | Barberton Campus | Summa Barberton Hospital | 2nd Floor | 2016-09-01 | Low
Yes | 052639 | Power Systems, Electrical, Uninterruptible | SG SERIES 20 D.E. | P0020-3318-B790O | GE Healthcare | SCI-Cardiac Cath Lab Svcs | Akron | Akron City Campus | Akron City Hospital | 1st Floor | 2018-12-18 | Low
Yes | 052801 | Power Systems, Electrical, Uninterruptible | SG SERIES 20 D.E. | P0020-0919-B984O | GE Healthcare | SCI-Cardiac Cath Lab Svcs | Akron | Akron City Campus | Akron City Hospital | 1st Floor | 2019-07-29 | Low
Yes | 058731 | Power Systems, Electrical, Uninterruptible | SG SERIES 20 D.E. | P0020-4319-B106O | GE Healthcare | SCI-Cardiac Cath Lab Svcs | Akron | Akron City Campus | Akron City Hospital | 1st Floor | 2020-07-06 | Low
No | 031425 | Power Systems, Electrical, Uninterruptible | SM6284 - Smart Pro UPS | 2131LLCSM628400541 | Tripp Lite | Emergency Department (ED) - Green | Barberton | Green Campus | Green Medical Center | Ground Floor | 2012-06-20 | Low
No | 031426 | Power Systems, Electrical, Uninterruptible | SM6284 - Smart Pro UPS | 2142MLCSM628400063 | Tripp Lite | Emergency Department (ED) - Green | Barberton | Green Campus | Green Medical Center | Ground Floor | 2012-06-20 | Low
No | 037601 | Power Systems, Electrical, Uninterruptible | SM6284 - Smart Pro UPS | 2236NLCSM628400946 | Tripp Lite | Emergency Department (ED) - SBH | Barberton | Barberton Campus | Summa Barberton Hospital | Ground Floor | 2016-04-01 | Low
No | 038229 | Power Systems, Electrical, Uninterruptible | SM6284 - Smart Pro UPS | 2444NLCSM628400895 | Tripp Lite | Emergency Department (ED) - Wadsworth | Barberton | Wadsworth Campus | Wadsworth Emergency Bldg | Ground Floor | 2014-04-01 | Low
No | 070668 | Power Systems, Electrical, Uninterruptible | SM6284 - Smart Pro UPS | 2443NLCSM628400704 | Tripp Lite | Intensive Care Unit (ICU) - SB | Barberton | Barberton Campus | Summa Barberton Hospital | 2nd Floor | 2021-09-24 13:56 | Low
No | 024925 | Power Systems, Electrical, Uninterruptible | Smart 1200XLHG | 9919FY0SM749600011 | Tripp Lite | Operating Room | Akron | Akron City Campus | Akron City Hospital | 1st Floor | 2011-02-02 | Low
No | 032133 | Power Systems, Electrical, Uninterruptible | Smart 1200XLHG | 2243KY0SM749600081 | Tripp Lite | Health Tech Mgmt | Akron | Akron City Campus | ACH Admin Building | Ground Floor | 2013-11-19 | Low
No | 032463 | Power Systems, Electrical, Uninterruptible | Smart 1200XLHG | 2631AVHSM885F00281 | Tripp Lite | SCI-Cardiac Cath Lab Svcs | Akron | Akron City Campus | Akron City Hospital | 1st Floor | 2016-11-29 | Low
No | 033401 | Power Systems, Electrical, Uninterruptible | Smart 1200XLHG | 2505AY0SM875900107 | Tripp Lite | SCI-Cardiac Cath Lab Svcs | Akron | Akron City Campus | Akron City Hospital | 1st Floor | 2015-08-05 | Low
No | 033403 | Power Systems, Electrical, Uninterruptible | Smart 1200XLHG | 2505AY0SM875900144 | Tripp Lite | SCI-Cardiac Cath Lab Svcs | Akron | Akron City Campus | Akron City Hospital | 1st Floor | 2015-08-05 | Low
No | 034799 | Power Systems, Electrical, Uninterruptible | Smart 1200XLHG | 2620AVHSM885F00325 | Tripp Lite | Angiography | Akron | Akron City Campus | Akron City Hospital | 2nd Floor | 2016-09-28 | Low
No | 038059 | Power Systems, Electrical, Uninterruptible | Smart 1200XLHG | 2412AYOSM875900068 | Tripp Lite | LAB Critical Care - SB | Barberton | Barberton Campus | Summa Barberton Hospital | 6th Floor | 2015-08-12 | Low
No | 039281 | Power Systems, Electrical, Uninterruptible | Smart 1200XLHG | 3033FVHSM886D00208 | Tripp Lite | SCI-Cardiac Cath Lab Svcs - SB | Barberton | Barberton Campus | Summa Barberton Hospital | 2nd Floor | 2021-03-01 | Low
No | 039284 | Power Systems, Electrical, Uninterruptible | Smart 1200XLHG | 3033FVHSM886D00205 | Tripp Lite | Angiography - SB | Barberton | Barberton Campus | Summa Barberton Hospital | 2nd Floor | 2021-03-01 | Low
No | 052758 | Power Systems, Electrical, Uninterruptible | Smart 1200XLHG | 2412AY0SM875900045 | Tripp Lite | Health Tech Mgmt | Akron | Akron City Campus | ACH Admin Building | Ground Floor | 2018-12-17 | Low
No | 052779 | Power Systems, Electrical, Uninterruptible | Smart 1200XLHG | 2412AY0SM875900067 | Tripp Lite | SCI-Cardiac Cath Lab Svcs | Akron | Akron City Campus | Akron City Hospital | 1st Floor | 2018-12-17 | Low
No | 057308 | Power Systems, Electrical, Uninterruptible | Smart 1200XLHG | 2328KY0SM749600206 | Tripp Lite | Operating Room | Akron | Akron City Campus | Akron City Hospital | 1st Floor | 2015-01-07 | Low
No | 057623 | Power Systems, Electrical, Uninterruptible | Smart 1200XLHG | 9515DY0SM484500055 | Tripp Lite | Angiography | Akron | Akron City Campus | Akron City Hospital | 2nd Floor | 2019-08-27 | Low
No | 058713 | Power Systems, Electrical, Uninterruptible | Smart 1200XLHG | AGSM1200PSR3H | Tripp Lite | Operating Room | Akron | Akron City Campus | Akron City Hospital | 1st Floor | 2020-07-08 | Low
No | 060228 | Power Systems, Electrical, Uninterruptible | Smart 1200XLHG | 3033FVHSM886D00078 | Tripp Lite | SCI-Cardiac Cath Lab Svcs | Akron | Akron City Campus | Akron City Hospital | 1st Floor | 2021-03-02 | Low
No | 060233 | Power Systems, Electrical, Uninterruptible | Smart 1200XLHG | 3033FVHSM886D00083 | Tripp Lite | SCI-Cardiac Cath Lab Svcs | Akron | Akron City Campus | Akron City Hospital | 1st Floor | 2021-03-01 | Low
No | 060238 | Power Systems, Electrical, Uninterruptible | Smart 1200XLHG | 3033FVHSM886D00087 | Tripp Lite | SCI-Cardiac Cath Lab Svcs | Akron | Akron City Campus | Akron City Hospital | 1st Floor | 2021-03-01 | Low
No | 060243 | Power Systems, Electrical, Uninterruptible | Smart 1200XLHG | 3033FVHSM886D00072 | Tripp Lite | Operating Room | Akron | Akron City Campus | Akron City Hospital | 1st Floor | 2021-03-02 | Low
No | 060248 | Power Systems, Electrical, Uninterruptible | Smart 1200XLHG | 3033FVHSM886D00084 | Tripp Lite | SCI-Cardiac Cath Lab Svcs | Akron | Akron City Campus | Akron City Hospital | 2nd Floor | 2021-03-02 | Low
No | 5900114 | Power Systems, Electrical, Uninterruptible | Smart 1200XLHG | 2440AY0SM875900114 | Tripp Lite | Operating Room | Akron | Akron City Campus | Akron City Hospital | 1st Floor | 2019-08-07 | Low
No | 039170 | Power Systems, Electrical, Uninterruptible | SMART500RT1U - Series AG-0097 SmartPro | 2236 NLCSM 638400331 | Tripp Lite | Emergency Department (ED) - SBH | Barberton | Barberton Campus | Summa Barberton Hospital | Ground Floor | 2018-05-14 | Low
No | 039171 | Power Systems, Electrical, Uninterruptible | SMART500RT1U - Series AG-0097 SmartPro | 2236 nlcsm 628400332 | Tripp Lite | Emergency Department (ED) - SBH | Barberton | Barberton Campus | Summa Barberton Hospital | Ground Floor | 2018-05-14 | Low
No | 039174 | Power Systems, Electrical, Uninterruptible | SMART500RT1U - Series AG-0097 SmartPro | 2118 KLCSM 628400916 | Tripp Lite | Emergency Department (ED) - Wadsworth | Barberton | Wadsworth Campus | Wadsworth Emergency Bldg | 1st Floor | 2018-05-14 | Low
No | 070003 | Power Systems, Electrical, Uninterruptible | SMART500RT1U - Series AG-0097 SmartPro | 9912FLCSM628400332 | Tripp Lite | Emergency Department (ED) - Wadsworth | Barberton | Wadsworth Campus | Wadsworth Emergency Bldg | 1st Floor | 2022-07-01 | Low
No | 070334 | Power Systems, Electrical, Uninterruptible | SMART500RT1U - Series AGSM525SRM1U SmartPro | 9440ALCSM513900500 | Tripp Lite | Endoscopy - SB | Barberton | Barberton Campus | Summa Barberton Hospital | 2nd Floor | 2023-10-26 12:07 | Low
No | 014926 | Power Systems, Electrical, Uninterruptible | SMART500RT1U - Series AGSM6284 SmartPro | 9911FLCSM628400022 | Tripp Lite | 4 West - CPI Progressive Care Unit (CPI-PCU) | Akron | Akron City Campus | Akron City Hospital | 4th Floor | 2010-09-07 | Low
No | 022756 | Power Systems, Electrical, Uninterruptible | SMART500RT1U - Series AGSM6284 SmartPro | 9502ALCSM513900323 | Tripp Lite | 5 East - Observation Unit | Akron | Akron City Campus | Akron City Hospital | 5th Floor | 2006-06-23 | Low
No | 023134 | Power Systems, Electrical, Uninterruptible | SMART500RT1U - Series AGSM6284 SmartPro | 9505ALCSM513900070 | Tripp Lite | Angiography | Akron | Akron City Campus | Akron City Hospital | 2nd Floor | 2006-06-13 | Low
No | 026312 | Power Systems, Electrical, Uninterruptible | SMART500RT1U - Series AGSM6284 SmartPro | 9827ALCSM628400693 | Tripp Lite | T1 - CTV Intensive Care Unit (CTV-ICU) | Akron | Akron City Campus | Critical Care Tower | 1st Floor | 2009-06-30 | Low
No | 026510 | Power Systems, Electrical, Uninterruptible | SMART500RT1U - Series AGSM6284 SmartPro | 9627ALCSM628401127 | Tripp Lite | 4 West - CPI Progressive Care Unit (CPI-PCU) | Akron | Akron City Campus | Akron City Hospital | 4th Floor | 2008-01-30 | Low
No | 027077 | Power Systems, Electrical, Uninterruptible | SMART500RT1U - Series AGSM6284 SmartPro | 9736ALCSM628400121 | Tripp Lite | Nursing Administration | Akron | Akron City Campus | ACH Admin Building | Ground Floor | 2009-06-30 | Low
No | 027078 | Power Systems, Electrical, Uninterruptible | SMART500RT1U - Series AGSM6284 SmartPro | 9736ALCSM628400109 | Tripp Lite | Health Tech Mgmt | Akron | Akron City Campus | ACH Admin Building | Ground Floor | 2009-06-30 | Low
No | 030228 | Power Systems, Electrical, Uninterruptible | SMART500RT1U - Series AGSM6284 SmartPro | 9940JLCSM628400295 | Tripp Lite | T2 - STN Intensive Care Unit (STN-ICU) | Akron | Akron City Campus | Critical Care Tower | 2nd Floor | 2011-11-18 | Low
No | 030323 | Power Systems, Electrical, Uninterruptible | SMART500RT1U - Series AGSM6284 SmartPro | 2217MLCSM628400001 | Tripp Lite | H6 - Surgical Progressive Care Unit (PCU) | Akron | Akron City Campus | H Tower | 6th Floor | 2013-04-29 | Low
No | 032852 | Power Systems, Electrical, Uninterruptible | SMART500RT1U - Series AGSM6284 SmartPro | 2331NLCSM628400735 | Tripp Lite | 1 Central - CV Progressive Care Unit (PCU) | Akron | Akron City Campus | Akron City Hospital | 1st Floor | 2014-05-06 | Low
No | 034569 | Power Systems, Electrical, Uninterruptible | SMART500RT1U - Series AGSM6284 SmartPro | 2318NLCSM628400084 | Tripp Lite | SCI-Cardiology Prep & Recovery | Akron | Akron City Campus | Akron City Hospital | 1st Floor | 2015-08-26 | Low
No | 034938 | Power Systems, Electrical, Uninterruptible | SMART500RT1U - Series AGSM6284 SmartPro | 2443NLCSM628400702 | Tripp Lite | T2 - STN Intensive Care Unit (STN-ICU) | Akron | Akron City Campus | Critical Care Tower | 2nd Floor | 2016-02-19 | Low
No | 035217 | Power Systems, Electrical, Uninterruptible | SMART500RT1U - Series AGSM6284 SmartPro | 2212MLCSM628400232 | Tripp Lite | Emergency Department (ED) - ACH | Akron | Akron City Campus | Akron City Hospital | Ground Floor | 2014-05-06 | Low
No | 035354 | Power Systems, Electrical, Uninterruptible | SMART500RT1U - Series AGSM6284 SmartPro | 2443NLCSM628400699 | Tripp Lite | 5 West - Cardiac Progressive Care Unit (PCU) | Akron | Akron City Campus | Akron City Hospital | 5th Floor | 2016-02-22 | Low
No | 039723 | Power Systems, Electrical, Uninterruptible | SMART500RT1U - Series AGSM6284 SmartPro | 2236NLCSM628400346 | Tripp Lite | Health Tech Mgmt - SB | Barberton | Barberton Campus | Summa Barberton Hospital | 5th Floor | 2016-04-25 | Low
No | 054277 | Power Systems, Electrical, Uninterruptible | SMART500RT1U - Series AGSM6284 SmartPro | 2634CY0SM880800118 | Tripp Lite | 1 Central - CV Progressive Care Unit (PCU) | Akron | Akron City Campus | Akron City Hospital | 1st Floor | 2017-03-27 | Low
No | 054278 | Power Systems, Electrical, Uninterruptible | SMART500RT1U - Series AGSM6284 SmartPro | 2634CY0SM880800117 | Tripp Lite | 1 Central - CV Progressive Care Unit (PCU) | Akron | Akron City Campus | Akron City Hospital | 1st Floor | 2017-03-27 | Low
No | 054487 | Power Systems, Electrical, Uninterruptible | SMART500RT1U - Series AGSM6284 SmartPro | 2318NLCSM628400493 | Tripp Lite | 3 North - Epilepsy Monitoring Unit (EMU) | Akron | Akron City Campus | Akron City Hospital | 3rd Floor | 2017-12-13 | Low
No | 054488 | Power Systems, Electrical, Uninterruptible | SMART500RT1U - Series AGSM6284 SmartPro | 2318NLCSM628400481 | Tripp Lite | T3 - Medical Intensive Care Unit (MICU) | Akron | Akron City Campus | Critical Care Tower | 3rd Floor | 2017-12-13 | Low
No | 062657 | Power Systems, Electrical, Uninterruptible | SMART500RT1U - Series AGSM6284 SmartPro | 2443NLCSM628400693 | Tripp Lite | T3 - Medical Intensive Care Unit (MICU) | Akron | Akron City Campus | Critical Care Tower | 3rd Floor | 2016-11-11 15:05 | Low
No | 062658 | Power Systems, Electrical, Uninterruptible | SMART500RT1U - Series AGSM6284 SmartPro | 2443NLCSM628400696 | Tripp Lite | T1 - CTV Intensive Care Unit (CTV-ICU) | Akron | Akron City Campus | Critical Care Tower | 1st Floor | 2016-11-11 14:54 | Low
No | 033165 | Power Systems, Electrical, Uninterruptible | SMT1500 - Smart UPS, 1000/1500 VA/120V | 351507X00178 | American Power Conversion | SCI - Cardio & Pulm Rehab | Akron | Akron City Campus | 95 Arch | Ground Floor | 2015-04-14 | Low
No | 052128 | Power Systems, Electrical, Uninterruptible | SMT1500 - Smart UPS, 1000/1500 VA/120V | 3S1507X00172 | American Power Conversion | Health Tech Mgmt | Akron | Akron City Campus | ACH Admin Building | Ground Floor | 2015-04-14 | Low
No | 054632 | Power Systems, Electrical, Uninterruptible | SU2200X115 - APC Smart UPS 2200 | WS9837007519 | American Power Conversion | Nuclear Medicine | Akron | Akron City Campus | 95 Arch | 3rd Floor | 2018-12-10 | Low
No | 059525 | Power Systems, Electrical, Uninterruptible | SU2200X115 - APC Smart UPS 2200 | C12111180258 | American Power Conversion | Nuclear Medicine | Akron | Akron City Campus | 95 Arch | 3rd Floor | 2021-05-07 | Low
No | 061136 | Power Systems, Electrical, Uninterruptible | SU2200X115 - APC Smart UPS 2200 | JS0445010760 | American Power Conversion | Nuclear Medicine | Akron | Akron City Campus | 95 Arch | 3rd Floor | 2022-03-03 | Low
No | 035015 | Power Systems, Electrical, Uninterruptible | Toshiba 1600XP | 110901713 | Toshiba America | Cat Scan - SW | Barberton | Wadsworth Campus | Wadsworth-Rittman Medical Center | 1st Floor | 2011-09-21 | Low
No | 035017 | Power Systems, Electrical, Uninterruptible | Toshiba 1600XP | 120402918 | Toshiba America | IMG Green ED Imaging | Barberton | Green Campus | Green Medical Center | Ground Floor | 2012-09-12 | Low
No | 054590 | Power Systems, Electrical, Uninterruptible | U6000-P0620D - Console UPS | D06201843001 | Wesemann Projects | Radiation Therapy - Akron | Akron | Akron City Campus | Cooper Cancer Center |  | 2019-02-01 | Low
No | 055767 | Power Systems, Electrical, Uninterruptible | U6000-P0620D - Console UPS | D06201843003 | Wesemann Projects | Cat Scan | Akron | Akron City Campus | Akron City Hospital | Ground Floor | 2019-02-01 | Low
No | 063406 | Power Systems, Electrical, Uninterruptible | U6000-P0620D - Console UPS | A49289 | Wesemann Projects | IMG Medina Imaging | Barberton | Medina Campus | Medina Medical Center | 1st Floor | 2023-09-20 10:46 | Low
No | 061798 | Power Systems, Electrical, Uninterruptible | UP2033C-13203SU-2 | 07-7M72217-01 | Mitsubishi | LAB Critical Care - SB | Barberton | Barberton Campus | Summa Barberton Hospital | 6th Floor | 2024-08-12 10:46 | Low
No | 064124 | Power Systems, Electrical, Uninterruptible | UP2033C-13203SU-2 | 10-7M73273-01 | Mitsubishi | LAB Critical Care | Akron | Akron City Campus | Akron City Hospital | Ground Floor | 2024-07-17 12:41 | Low
No | 020222 | Power Systems, Electromechanical, Surgery | 5100-001-000 - TPS Console | 0431301503 | Stryker | Center for Dental Health | Akron | Akron City Campus | 75 Arch | 3rd Floor | 2005-01-28 | Low
No | 061088 | Power Systems, Electromechanical, Surgery | 5100-001-000 - TPS Console | NSN061088 | Stryker | Center for Dental Health | Akron | Akron City Campus | 75 Arch | 3rd Floor | 2005-01-28 | Low
No | 037568 | Power Systems, Electromechanical, Surgery | 5400-050-000 - Core Console | 0624100243 | Stryker | Operating Room - SW | Barberton | Wadsworth Campus | Wadsworth-Rittman Medical Center | 1st Floor | 2006-10-11 | Low
No | 037573 | Power Systems, Electromechanical, Surgery | 5400-050-000 - Core Console | 1528705773 | Stryker | Operating Room - SW | Barberton | Wadsworth Campus | Wadsworth-Rittman Medical Center | 1st Floor | 2015-12-02 | Low
No | 037590 | Power Systems, Electromechanical, Surgery | 5400-050-000 - Core Console | 1517500093 | Stryker | Operating Room - SW | Barberton | Wadsworth Campus | Wadsworth-Rittman Medical Center | 1st Floor | 2015-12-02 | Low
No | 038011 | Power Systems, Electromechanical, Surgery | 5400-050-000 - Core Console | 1101100383 | Stryker | Medina ASC | Barberton | Medina Campus | Medina Medical Center | 1st Floor | 2011-01-18 | Low
No | 031743 | Power Systems, Electromechanical, Surgery | 5400-052-000US - Core 2 Console | 1933600619 | Stryker | Operating Room | Akron | Akron City Campus | Akron City Hospital | 1st Floor | 2019-12-24 | Low
No | 038015 | Power Systems, Electromechanical, Surgery | 5400-052-000US - Core 2 Console | 1812700189 | Stryker | Operating Room - SB | Barberton | Barberton Campus | Summa Barberton Hospital | 2nd Floor | 2018-12-03 | Low
No | 039142 | Power Systems, Electromechanical, Surgery | 5400-052-000US - Core 2 Console | 2019900379 | Stryker | Operating Room - SB | Barberton | Barberton Campus | Summa Barberton Hospital | 2nd Floor | 2021-02-23 | Low
No | 039143 | Power Systems, Electromechanical, Surgery | 5400-052-000US - Core 2 Console | 2019900309 | Stryker | Operating Room - SB | Barberton | Barberton Campus | Summa Barberton Hospital | 2nd Floor | 2021-02-23 | Low
No | 052717 | Power Systems, Electromechanical, Surgery | 5400-052-000US - Core 2 Console | 1807800679 | Stryker | Operating Room | Akron | Akron City Campus | Akron City Hospital | 1st Floor | 2018-10-03 | Low
No | 052718 | Power Systems, Electromechanical, Surgery | 5400-052-000US - Core 2 Console | 1807901059 | Stryker | Operating Room | Akron | Akron City Campus | Akron City Hospital | 1st Floor | 2018-10-03 | Low
No | 060968 | Power Systems, Electromechanical, Surgery | 5400-052-000US - Core 2 Console | 2130600899 | Stryker | Operating Room | Akron | Akron City Campus | Akron City Hospital | 1st Floor | 2021-11-19 | Low
No | 060969 | Power Systems, Electromechanical, Surgery | 5400-052-000US - Core 2 Console | 2130600299 | Stryker | Operating Room | Akron | Akron City Campus | Akron City Hospital | 1st Floor | 2021-11-19 | Low
No | 060970 | Power Systems, Electromechanical, Surgery | 5400-052-000US - Core 2 Console | 2130600879 | Stryker | Operating Room | Akron | Akron City Campus | Akron City Hospital | 1st Floor | 2021-11-19 | Low
No | 062953 | Power Systems, Electromechanical, Surgery | 5400-052-000US - Core 2 Console | 2303000309 | Stryker | Operating Room | Akron | Akron City Campus | Akron City Hospital | 1st Floor | 2023-02-17 12:51 | Low
No | 065001 | Power Systems, Electromechanical, Surgery | 5400-052-000US - Core 2 Console | 2412300159 | Stryker | Operating Room | Akron | Akron City Campus | Akron City Hospital | 1st Floor | 2025-01-17 15:37 | Low
No | 065002 | Power Systems, Electromechanical, Surgery | 5400-052-000US - Core 2 Console | 2412001059 | Stryker | Operating Room | Akron | Akron City Campus | Akron City Hospital | 1st Floor | 2025-01-17 15:37 | Low
No | 070648 | Power Systems, Electromechanical, Surgery | 5400-052-000US - Core 2 Console | 2413501029 | Stryker | Medina ASC | Barberton | Medina Campus | Medina Medical Center | 1st Floor | 2024-07-23 07:26 | Low
No | 070215 | Pressure Meters, Digital | DPG1-1000 | Y22A327 | ProSense | Health Tech Mgmt - SB | Barberton | Barberton Campus | Summa Barberton Hospital | 5th Floor | 2024-02-14 16:14 | Low
No | 061799 | Pressure Meters, Digital | PM-1-XLKIT-M | 01215 | Pronk Technologies | Health Tech Mgmt | Akron | Akron City Campus | ACH Admin Building | Ground Floor | 2025-01-06 09:33 | Low
No | 061800 | Pressure Meters, Digital | PM-1-XLKIT-M | 01212 | Pronk Technologies | Health Tech Mgmt | Akron | Akron City Campus | H Tower | Basement | 2025-01-06 09:42 | Low
No | 061939 | Pressure Meters, Digital | PM-1-XLKIT-M | 01214 | Pronk Technologies | Health Tech Mgmt - SB | Barberton | Barberton Campus | Summa Barberton Hospital | 5th Floor | 2025-01-06 09:52 | Low
No | 014920 | Printer/Graphic Recorders | 862120 - M3176C USB Recorder | US92602679 | Philips Healthcare | Emergency Department (ED) - ACH | Akron | Akron City Campus | Akron City Hospital | Ground Floor | 2010-09-07 | Low
No | 014921 | Printer/Graphic Recorders | 862120 - M3176C USB Recorder | US92602719 | Philips Healthcare | Emergency Department (ED) - ACH | Akron | Akron City Campus | Akron City Hospital | Ground Floor | 2010-09-07 | Low
No | 014922 | Printer/Graphic Recorders | 862120 - M3176C USB Recorder | US92602669 | Philips Healthcare | Emergency Department (ED) - ACH | Akron | Akron City Campus | Akron City Hospital | Ground Floor | 2010-09-07 | Low
No | 014923 | Printer/Graphic Recorders | 862120 - M3176C USB Recorder | US92602670 | Philips Healthcare | Emergency Department (ED) - ACH | Akron | Akron City Campus | Akron City Hospital | Ground Floor | 2010-09-07 | Low
No | 022612 | Printer/Graphic Recorders | 862120 - M3176C USB Recorder | US43002015 | Philips Healthcare | Health Tech Mgmt | Akron | Akron City Campus | ACH Admin Building | Ground Floor | 2006-03-27 | Low
No | 022621 | Printer/Graphic Recorders | 862120 - M3176C USB Recorder | US43002005 | Philips Healthcare | T1 - CTV Intensive Care Unit (CTV-ICU) | Akron | Akron City Campus | Critical Care Tower | 1st Floor | 2006-03-27 | Low
No | 022757 | Printer/Graphic Recorders | 862120 - M3176C USB Recorder | US43002559 | Philips Healthcare | T2 - STN Intensive Care Unit (STN-ICU) | Akron | Akron City Campus | Critical Care Tower | 2nd Floor | 2006-06-23 | Low
No | 022779 | Printer/Graphic Recorders | 862120 - M3176C USB Recorder | US43002623 | Philips Healthcare | T3 - Medical Intensive Care Unit (MICU) | Akron | Akron City Campus | Critical Care Tower | 3rd Floor | 2006-06-28 | Low
No | 026501 | Printer/Graphic Recorders | 862120 - M3176C USB Recorder | US62906112 | Philips Healthcare | 4 West - CPI Progressive Care Unit (CPI-PCU) | Akron | Akron City Campus | Akron City Hospital | 4th Floor | 2008-01-30 | Low
No | 026506 | Printer/Graphic Recorders | 862120 - M3176C USB Recorder | US62906116 | Philips Healthcare | 4 West - CPI Progressive Care Unit (CPI-PCU) | Akron | Akron City Campus | Akron City Hospital | 4th Floor | 2008-01-30 | Low
No | 027092 | Printer/Graphic Recorders | 862120 - M3176C USB Recorder | US62912498 | Philips Healthcare | 3 West - Trauma/Neuro Progressive Care Unit (PCU) | Akron | Akron City Campus | Akron City Hospital | 3rd Floor | 2009-06-30 | Low
No | 027093 | Printer/Graphic Recorders | 862120 - M3176C USB Recorder | US62912471 | Philips Healthcare | T1 - CTV Intensive Care Unit (CTV-ICU) | Akron | Akron City Campus | Critical Care Tower | 1st Floor | 2009-06-30 | Low
No | 027431 | Printer/Graphic Recorders | 862120 - M3176C USB Recorder | US62914070 | Philips Healthcare | 5 West - Cardiac Progressive Care Unit (PCU) | Akron | Akron City Campus | Akron City Hospital | 5th Floor | 2010-02-01 | Low
No | 027838 | Printer/Graphic Recorders | 862120 - M3176C USB Recorder | US62414069 | Philips Healthcare | 3 West - Trauma/Neuro Progressive Care Unit (PCU) | Akron | Akron City Campus | Akron City Hospital | 3rd Floor | 2009-06-30 | Low
No | 028040 | Printer/Graphic Recorders | 862120 - M3176C USB Recorder | US62914071 | Philips Healthcare | 4 North - Medical Unit | Akron | Akron City Campus | Akron City Hospital | 4th Floor | 2010-02-09 | Low
No | 028989 | Printer/Graphic Recorders | 862120 - M3176C USB Recorder | US92608767 | Philips Healthcare | 1 Central - CV Progressive Care Unit (PCU) | Akron | Akron City Campus | Akron City Hospital | 1st Floor | 2011-11-22 | Low
No | 029423 | Printer/Graphic Recorders | 862120 - M3176C USB Recorder | US92608805 | Philips Healthcare | Emergency Department (ED) - ACH | Akron | Akron City Campus | Akron City Hospital | Ground Floor | 2012-01-19 | Low
No | 029426 | Printer/Graphic Recorders | 862120 - M3176C USB Recorder | US92608938 | Philips Healthcare | T2 - STN Intensive Care Unit (STN-ICU) | Akron | Akron City Campus | Critical Care Tower | 2nd Floor | 2012-01-19 | Low
No | 029430 | Printer/Graphic Recorders | 862120 - M3176C USB Recorder | US92609093 | Philips Healthcare | Emergency Department (ED) - ACH | Akron | Akron City Campus | Akron City Hospital | Ground Floor | 2012-01-19 | Low
No | 030321 | Printer/Graphic Recorders | 862120 - M3176C USB Recorder | US92613391 | Philips Healthcare | Clinical Decision Unit (CDU) - ACH | Akron | Akron City Campus | Akron City Hospital | 1st Floor | 2013-04-29 | Low
No | 030325 | Printer/Graphic Recorders | 862120 - M3176C USB Recorder | US92613390 | Philips Healthcare | T3 - Medical Intensive Care Unit (MICU) | Akron | Akron City Campus | Critical Care Tower | 3rd Floor | 2013-04-29 | Low
No | 031434 | Printer/Graphic Recorders | 862120 - M3176C USB Recorder | US92610959 | Philips Healthcare | Emergency Department (ED) - Green | Barberton | Green Campus | Green Medical Center | Ground Floor | 2012-06-20 | Low
No | 034567 | Printer/Graphic Recorders | 862120 - M3176C USB Recorder | US41019216 | Philips Healthcare | Health Tech Mgmt | Akron | Akron City Campus | H Tower | Basement | 2015-08-26 | Low
No | 035486 | Printer/Graphic Recorders | 862120 - M3176C USB Recorder | US92615799 | Philips Healthcare | 5 West - Cardiac Progressive Care Unit (PCU) | Akron | Akron City Campus | Akron City Hospital | 5th Floor | 2013-12-09 | Low
No | 036984 | Printer/Graphic Recorders | 862120 - M3176C USB Recorder | US92615366 | Philips Healthcare | Acuity Adaptable Unit (AAU) - SB | Barberton | Barberton Campus | Summa Barberton Hospital | 2nd Floor | 2013-12-09 | Low
No | 037057 | Printer/Graphic Recorders | 862120 - M3176C USB Recorder | US92615398 | Philips Healthcare | Intensive Care Unit (ICU) - SB | Barberton | Barberton Campus | Summa Barberton Hospital | 2nd Floor | 2013-12-09 | Low
No | 037296 | Printer/Graphic Recorders | 862120 - M3176C USB Recorder | US541020713 | Philips Healthcare | 1 West - Joint Center of Excellence (COE) | Barberton | Barberton Campus | Summa Barberton Hospital | 1st Floor | 2016-02-23 | Low
No | 037299 | Printer/Graphic Recorders | 862120 - M3176C USB Recorder | US41020711 | Philips Healthcare | Emergency Department (ED) - Wadsworth | Barberton | Wadsworth Campus | Wadsworth Emergency Bldg | Ground Floor | 2016-02-23 | Low
No | 037701 | Printer/Graphic Recorders | 862120 - M3176C USB Recorder | US41026565 | Philips Healthcare | PACU - SB | Barberton | Barberton Campus | Summa Barberton Hospital | 2nd Floor | 2021-01-19 | Low
No | 038231 | Printer/Graphic Recorders | 862120 - M3176C USB Recorder | US41029797 | Philips Healthcare | Emergency Department (ED) - Wadsworth | Barberton | Wadsworth Campus | Wadsworth Emergency Bldg | Ground Floor | 2016-02-23 | Low
No | 038393 | Printer/Graphic Recorders | 862120 - M3176C USB Recorder | US41026257 | Philips Healthcare | Sameday Surgery Center - SB | Barberton | Barberton Campus | Summa Barberton Hospital | 2nd Floor | 2019-01-29 | Low
No | 038433 | Printer/Graphic Recorders | 862120 - M3176C USB Recorder | US62915583 | Philips Healthcare | 4 South - Medical/Surgical Unit (MSU) - SB | Barberton | Barberton Campus | Summa Barberton Hospital | 4th Floor | 2009-11-30 | Low
No | 038434 | Printer/Graphic Recorders | 862120 - M3176C USB Recorder | US92615797 | Philips Healthcare | 4 South - Medical/Surgical Unit (MSU) - SB | Barberton | Barberton Campus | Summa Barberton Hospital | 4th Floor | 2015-12-21 | Low
No | 038659 | Printer/Graphic Recorders | 862120 - M3176C USB Recorder | US92615363 | Philips Healthcare | 2 East - Cardiac Progressive Care Unit (PCU) - SB | Barberton | Barberton Campus | Summa Barberton Hospital | 2nd Floor | 2013-12-09 | Low
No | 038661 | Printer/Graphic Recorders | 862120 - M3176C USB Recorder | US92615395 | Philips Healthcare | 2 East - Cardiac Progressive Care Unit (PCU) - SB | Barberton | Barberton Campus | Summa Barberton Hospital | 2nd Floor | 2013-12-09 | Low
No | 039319 | Printer/Graphic Recorders | 862120 - M3176C USB Recorder | US92613098 | Philips Healthcare | Emergency Department (ED) - SBH | Barberton | Barberton Campus | Summa Barberton Hospital | Ground Floor | 2021-06-14 | Low
No | 039320 | Printer/Graphic Recorders | 862120 - M3176C USB Recorder | US92613099 | Philips Healthcare | Emergency Department (ED) - SBH | Barberton | Barberton Campus | Summa Barberton Hospital | Ground Floor | 2021-06-14 | Low
No | 039321 | Printer/Graphic Recorders | 862120 - M3176C USB Recorder | US92612948 | Philips Healthcare | Emergency Department (ED) - SBH | Barberton | Barberton Campus | Summa Barberton Hospital | Ground Floor | 2021-06-14 | Low
No | 039322 | Printer/Graphic Recorders | 862120 - M3176C USB Recorder | US62911584 | Philips Healthcare | Emergency Department (ED) - SBH | Barberton | Barberton Campus | Summa Barberton Hospital | Ground Floor | 2021-06-14 | Low
No | 050799 | Printer/Graphic Recorders | 862120 - M3176C USB Recorder | US41023251 | Philips Healthcare | 5 East - Observation Unit | Akron | Akron City Campus | Akron City Hospital | 5th Floor | 2017-05-22 | Low
No | 050832 | Printer/Graphic Recorders | 862120 - M3176C USB Recorder | US92609119 | Philips Healthcare | 3 North - Epilepsy Monitoring Unit (EMU) | Akron | Akron City Campus | Akron City Hospital | 3rd Floor | 2012-01-19 | Low
No | 052493 | Printer/Graphic Recorders | 862120 - M3176C USB Recorder | US41022709 | Philips Healthcare | 5 East - Observation Unit | Akron | Akron City Campus | Akron City Hospital | 5th Floor | 2017-02-13 | Low
No | 052494 | Printer/Graphic Recorders | 862120 - M3176C USB Recorder | US41022710 | Philips Healthcare | 4 North - Medical Unit | Akron | Akron City Campus | Akron City Hospital | 4th Floor | 2017-02-13 | Low
No | 053040 | Printer/Graphic Recorders | 862120 - M3176C USB Recorder | US62903849 | Philips Healthcare | Emergency Department (ED) - ACH | Akron | Akron City Campus | Akron City Hospital | Ground Floor | 2017-09-06 | Low
No | 057780 | Printer/Graphic Recorders | 862120 - M3176C USB Recorder | US41022785 | Philips Healthcare | H6 - Surgical Progressive Care Unit (PCU) | Akron | Akron City Campus | H Tower | 6th Floor | 2019-07-03 | Low